## Sheet1
Country | osm_id | LineID | Voltage | Length | R | XL | XC | Itherm | Capacity | frequency | Annotation | geometry | power | utility | name | plant_output_electricity | plant_source | plant_method | generator_output_electricity | generator_source | generator_type | substation | location | cables | circuits | line | layer | node1 | node2 | vlevels | busbar | dc_candidate | systems | node1_stacked | node2_stacked | ID_node1_grouped | ID_node2_grouped | lon1_grouped | lat1_grouped | lon2_grouped | lat2_grouped | ID_node1_final | lon1_final | lat1_final | ID_node2_final | lon2_final | lat2_final
VN | 153608701 | LINEVN0001a | 110 | 2.6927 | [5 empty] | 50 | 6 cables - 2 systems | LINESTRING (610714.8526952094 2315180.69968158, 610719.8611355454 2315206.3579299846, 610670.0215613905 2315445.4297205764, 610617.9672273488 2315692.4899170827, 610566.2081178635 2315950.112154044, 610527.3582075236 2316135.14034944, 610491.3909053912 2316321.5160347917, 610370.7592309453 2316385.603723477, 610190.6821011825 2316476.1858754447, 610040.1911301799 2316552.486867739, 610022.3330483623 2316712.140363423, 609996.3453310835 2316962.905358263, 609979.5121052358 2317121.7687179567) | line | [10 empty] | 6 | 2 |  |  | 0 | 1 | 1 | FALSE | FALSE | 2 | FALSE | TRUE |  | 1 |  |  | 609979.5121 | 2317121.7687 | 0 | 610714.8527 | 2315180.6997 | 1 | 609979.5121 | 2317121.7687
VN | 153608701 | LINEVN0001b | 110 | 2.6927 | [5 empty] | 50 | 6 cables - 2 systems | LINESTRING (610714.8526952094 2315180.69968158, 610719.8611355454 2315206.3579299846, 610670.0215613905 2315445.4297205764, 610617.9672273488 2315692.4899170827, 610566.2081178635 2315950.112154044, 610527.3582075236 2316135.14034944, 610491.3909053912 2316321.5160347917, 610370.7592309453 2316385.603723477, 610190.6821011825 2316476.1858754447, 610040.1911301799 2316552.486867739, 610022.3330483623 2316712.140363423, 609996.3453310835 2316962.905358263, 609979.5121052358 2317121.7687179567) | line | [10 empty] | 6 | 2 |  |  | 0 | 1 | 1 | FALSE | FALSE | 2 | FALSE | TRUE |  | 1 |  |  | 609979.5121 | 2317121.7687 | 0 | 610714.8527 | 2315180.6997 | 1 | 609979.5121 | 2317121.7687
VN | 176708144 | LINEVN0002 | 110 | 27.3676 | [5 empty] | 50 |  | LINESTRING (672622.408581327 1278800.027259281, 672372.8173067288 1278912.4040633219, 672093.3662877152 1279038.2235408288, 671814.2457948291 1279163.9032417655, 671600.9516790285 1279259.9374326135, 671372.596179875 1279245.0079841774, 671149.3650929915 1279230.429182339, 670913.8244485154 1279215.0322704706, 670687.3878966946 1279200.2401372662, 670355.2126428547 1279178.5439752084, 670124.8074014499 1279163.490940384, 669904.4657384896 1279149.1029142437, 669656.7680944904 1279132.930357459, 669364.5311198696 1279113.851779673, 669129.7715331075 1279163.5479084803, 668896.2468133217 1279212.9869232995, 668648.462322378 1279265.436539519, 668396.3329596126 1279318.815811752, 668129.5837225474 1279375.292731053, 667902.1342629138 1279423.4552492246, 667730.5268655419 1279459.7856036762, 667543.6002927315 1279499.3639303187, 667333.5147126184 1279543.8518258044, 667121.3443531804 1279588.783388265, 666921.0220483657 1279631.202509282, 666750.2146859495 1279667.376324625, 666576.7436111299 1279704.1119670123, 666384.1757187962 1279744.8944949997, 666225.9486993809 1279778.3950221564, 666030.4665999893 1279819.805616684, 665891.042923867 1279849.3263738684, 665725.7526915339 1279884.3402585404, 665554.9380331689 1279920.5202205083, 665410.1980283058 1279951.1761821823, 665252.0828531542 1279984.6709118686, 665078.9548743279 1280021.338819289, 664873.6717595342 1280064.8280728925, 664656.5536262785 1280110.8111638557, 664472.683465001 1280149.770432951, 664272.6653511878 1280192.1408714533, 664198.2276072085 1280264.8080925606, 664134.1282070599 1280327.3646231433, 664064.9641892255 1280394.883205061, 663988.6966739412 1280469.3330936972, 663913.9971732805 1280542.2538630092, 663843.9242596789 1280610.652935643, 663769.521410512 1280683.2879373333, 663649.6466754749 1280800.3051172553, 663527.5804018235 1280919.4570187149, 663403.9474637704 1281040.1385735513, 663281.8830145956 1281159.302280907, 663169.4332671198 1281269.0815309451, 663040.3878401793 1281395.056263573, 662919.3675961653 1281513.1978332242, 662757.6689131046 1281671.0468646945, 662622.5759398483 1281802.931157219, 662430.3412113781 1281990.597750347, 662168.2845085213 1282246.414107612, 661929.8973421056 1282479.149060014, 661714.5709010661 1282688.2348998503, 661624.8898000921 1282775.3287269508, 661349.6061886456 1282754.3080291636, 661077.5819815653 1282733.527943985, 660798.1449750153 1282712.192033835, 660495.2815428525 1282689.0784541361, 660216.7600876861 1282667.8189697387, 659940.200792603 1282646.7048661495, 659673.0271971932 1282626.3162440418, 659372.6162688055 1282603.3923380615, 659124.4313620379 1282776.1996450128, 658859.679939439 1282960.5379985212, 658612.8251678899 1283132.4374385728, 658364.4959217873 1283305.348608775, 658117.4062432207 1283477.3939221106, 657871.5669375975 1283648.5844707824, 657607.2797156703 1283832.6243645265, 657337.7539192967 1284020.3118319265, 657061.0090582862 1284213.0195887748, 656787.9992857897 1284403.148946124, 656523.047082826 1284587.6577405783, 656250.6898808123 1284777.3297752023, 656027.4739877082 1284797.3986519412, 655747.0939106093 1284822.601793358, 655486.2312460303 1284846.0580963013, 655224.8892467616 1284869.558387099, 655006.9774971453 1284889.1521902406, 654774.2842525167 1284910.0784366177, 654531.5660178488 1284931.9076604913, 654291.5865233847 1284953.4979689573, 654029.0475845905 1284977.1127592577, 653723.614772248 1285004.5984746623, 653435.0046496387 1285030.5665577569, 653213.3331040735 1285050.5080176827, 652977.9384500193 1285071.6995467036, 652727.7409171839 1285094.2135565907, 652488.7692778681 1285115.7229182143, 652288.850406254 1285211.754606244, 652084.8888378786 1285309.7364253663, 651897.6730309806 1285399.6718119094, 651889.1798989892 1285443.950825159) | line | [14 empty] | 2 | 3 | 1 | FALSE | FALSE | 1 | FALSE | FALSE | [6 empty] | 2 | 672622.4086 | 1278800.0273 | 3 | 651889.1799 | 1285443.9508
VN | 241194661 | LINEVN0003a | 220 | 16.1358 | [5 empty] | 50 | 6 cables - 2 systems | LINESTRING (682154.0170507935 2315887.789708228, 682153.010052037 2315629.603826971, 682153.5069633852 2315379.406568278, 682153.8068621482 2315128.166422185, 682154.0959303522 2314895.029564632, 682153.4368300183 2314765.829872575, 682085.2613762228 2314385.0595624056, 682008.4267904672 2313978.4965522815, 681945.4263966469 2313627.103732574, 681946.1232835058 2313344.655720431, 681947.100433303 2312985.8670458207, 681945.9500863024 2312581.647668609, 681946.5177182915 2312228.7896032464, 681723.9751556237 2311954.3304782216, 681458.4932673605 2311630.192114933, 681211.3322187128 2311324.5048010205, 680964.7413843482 2311020.079357107, 680761.4167958664 2310769.5942674666, 680946.2400148981 2310458.9694617754, 681142.2656866543 2310130.1651677648, 681306.037744613 2309769.899734482, 681494.3069309858 2309355.5143250143, 681641.2295312121 2309037.8405373814, 681766.1695629333 2308759.2685812935, 681912.6798795753 2308479.4260100946, 682055.3255847023 2308207.027199954, 682223.9536690222 2307883.8357255054, 682391.0999151571 2307567.294878637, 682574.2844666103 2307215.985997951, 682736.5454466369 2306911.4300103057, 682844.8920486188 2306702.715118586, 682810.7346604266 2306176.3076872644, 682794.5846817677 2305960.4428821444, 683065.6877029138 2305680.207290767, 683148.1728834577 2305581.5466691093, 683287.510435807 2305498.256656808, 683463.2338113363 2305379.3145989226, 683598.7611054 2305280.240313519, 683732.0008858426 2305185.836584907, 683961.151912767 2305023.1625185823, 684186.9561785329 2304859.5022132155, 684407.7663285702 2304701.7133599333, 684662.9506426388 2304516.7355279685, 684741.0691513104 2304331.137269279) | line | [10 empty] | 6 | 2 |  |  | 4 | 5 | 1 | FALSE | FALSE | 2 | TRUE | TRUE | 4 | 5 | 682154.0171 | 2315887.7897 | 684741.0692 | 2304331.1373 | 4 | 682154.0171 | 2315887.7897 | 5 | 684741.0692 | 2304331.1373
VN | 241194661 | LINEVN0003b | 220 | 16.1358 | [5 empty] | 50 | 6 cables - 2 systems | LINESTRING (682154.0170507935 2315887.789708228, 682153.010052037 2315629.603826971, 682153.5069633852 2315379.406568278, 682153.8068621482 2315128.166422185, 682154.0959303522 2314895.029564632, 682153.4368300183 2314765.829872575, 682085.2613762228 2314385.0595624056, 682008.4267904672 2313978.4965522815, 681945.4263966469 2313627.103732574, 681946.1232835058 2313344.655720431, 681947.100433303 2312985.8670458207, 681945.9500863024 2312581.647668609, 681946.5177182915 2312228.7896032464, 681723.9751556237 2311954.3304782216, 681458.4932673605 2311630.192114933, 681211.3322187128 2311324.5048010205, 680964.7413843482 2311020.079357107, 680761.4167958664 2310769.5942674666, 680946.2400148981 2310458.9694617754, 681142.2656866543 2310130.1651677648, 681306.037744613 2309769.899734482, 681494.3069309858 2309355.5143250143, 681641.2295312121 2309037.8405373814, 681766.1695629333 2308759.2685812935, 681912.6798795753 2308479.4260100946, 682055.3255847023 2308207.027199954, 682223.9536690222 2307883.8357255054, 682391.0999151571 2307567.294878637, 682574.2844666103 2307215.985997951, 682736.5454466369 2306911.4300103057, 682844.8920486188 2306702.715118586, 682810.7346604266 2306176.3076872644, 682794.5846817677 2305960.4428821444, 683065.6877029138 2305680.207290767, 683148.1728834577 2305581.5466691093, 683287.510435807 2305498.256656808, 683463.2338113363 2305379.3145989226, 683598.7611054 2305280.240313519, 683732.0008858426 2305185.836584907, 683961.151912767 2305023.1625185823, 684186.9561785329 2304859.5022132155, 684407.7663285702 2304701.7133599333, 684662.9506426388 2304516.7355279685, 684741.0691513104 2304331.137269279) | line | [10 empty] | 6 | 2 |  |  | 4 | 5 | 1 | FALSE | FALSE | 2 | TRUE | TRUE | 4 | 5 | 682154.0171 | 2315887.7897 | 684741.0692 | 2304331.1373 | 4 | 682154.0171 | 2315887.7897 | 5 | 684741.0692 | 2304331.1373
VN | 241255651 | LINEVN0004 | 110 | 2.6132 | [5 empty] | 50 |  | LINESTRING (684889.726446027 2304273.8269374575, 684912.6146524601 2304256.1421248154, 684958.578394508 2304322.674018277, 684788.1296393707 2304447.4068966033, 684680.732522206 2304524.0731570097, 684535.5334725308 2304627.7721919203, 684393.5164100989 2304730.045795812, 684251.1891863353 2304831.342682659, 684111.5341131646 2304930.234077333, 684003.5771378825 2305012.965674959, 683812.5582472375 2305145.8299871734, 683637.8253661264 2305270.8029953334, 683467.5428423333 2305396.4464025097, 683277.9408688021 2305527.1503790556) | line | [14 empty] | 6 | 7 | 1 | FALSE | FALSE | 1 | FALSE | TRUE |  | 7 |  |  | 683277.9409 | 2305527.1504 | 6 | 684889.7264 | 2304273.8269 | 7 | 683277.9409 | 2305527.1504
VN | 241255652 | LINEVN0005a | 220 | 22.028 | [5 empty] | 50 | 6 cables - 2 systems | LINESTRING (684710.9143918614 2304282.7839601855, 684525.4306025911 2304028.811084355, 684370.7162638088 2303818.073515463, 684255.9338048077 2303662.961173402, 684113.4595772919 2303466.0133603495, 684037.646859131 2303360.3370808484, 683857.3752225337 2303113.3067367147, 683692.8490455246 2302887.200814601, 683411.5054580765 2302701.62826294, 683041.848734954 2302449.62680007, 682767.7532679243 2302265.4409114216, 682639.4017942374 2302006.91236835, 682390.7850340683 2301896.1209876565, 682165.4939115593 2301793.2376730796, 681861.2256415146 2301659.2412788775, 681605.5658628503 2301546.1274024937, 681317.9301934605 2301415.654343931, 681126.7844430484 2301330.338992536, 680852.5590201059 2301210.792459694, 680565.286436101 2301004.925042125, 680309.2205490656 2300821.387493491, 679949.6847354594 2300562.4514711346, 679646.5495998051 2300350.2203906574, 679416.3543830165 2300182.6862643664, 679191.9927069909 2300025.204917221, 678906.2594572534 2299819.7181557273, 678629.0452807887 2299765.1833694703, 678385.945651091 2299695.3929953976, 678154.2227420141 2299632.6690840926, 677970.9264803438 2299465.66544898, 677831.4203255438 2299337.0822147364, 677563.7016410658 2299306.2939825025, 677275.1628776744 2299272.057401924, 676990.2689889022 2299240.665455053, 676723.6553236868 2299207.5995408115, 676438.1273814889 2299174.992549281, 676149.7686627617 2299141.198275493, 675865.9214324309 2299106.0612107534, 675617.7251317406 2299148.6493383003, 675343.5292527254 2299197.3913179412, 675150.247303155 2299225.291310572, 674906.687927075 2299268.9787234724, 674666.5294217604 2299193.0080268104, 674473.7142425003 2299134.018333793, 674317.9466453029 2299362.8710962827, 674159.047121596 2299582.879428597, 674112.1319111565 2299841.936920201, 674069.8082814718 2300073.9716678765, 674027.4479130828 2300297.580505166, 673929.2298257741 2300569.592114393, 673822.7509092473 2300859.4326633387, 673737.2885352643 2301092.5602964824, 673649.4632990361 2301335.9162129126, 673569.6530840751 2301551.4213430122, 673483.8051642809 2301786.195565009, 673504.0723279481 2302024.0156643963, 673522.151198351 2302261.9571972615, 673541.5849090752 2302492.627660544, 673557.8573673315 2302701.7641992285, 673577.4798661268 2302938.183092132, 673462.1163593734 2303229.2062393553, 673348.2747244937 2303516.3484222824, 673236.632503615 2303795.475787592, 673070.2795048007 2303979.1981883887, 672927.8243458705 2304134.138419173, 672748.2735539011 2304313.3872495224, 672580.0320941654 2304492.488455581, 672448.1450527871 2304598.404689867, 672301.251943991 2304724.4176911446) | line | [10 empty] | 6 |  |  |  | 8 | 9 | 1 | FALSE | FALSE | 2 | TRUE | TRUE | 8 | 9 | 684710.9144 | 2304282.784 | 672301.2519 | 2304724.4177 | 8 | 684710.9144 | 2304282.784 | 9 | 672301.2519 | 2304724.4177
VN | 241255652 | LINEVN0005b | 220 | 22.028 | [5 empty] | 50 | 6 cables - 2 systems | LINESTRING (684710.9143918614 2304282.7839601855, 684525.4306025911 2304028.811084355, 684370.7162638088 2303818.073515463, 684255.9338048077 2303662.961173402, 684113.4595772919 2303466.0133603495, 684037.646859131 2303360.3370808484, 683857.3752225337 2303113.3067367147, 683692.8490455246 2302887.200814601, 683411.5054580765 2302701.62826294, 683041.848734954 2302449.62680007, 682767.7532679243 2302265.4409114216, 682639.4017942374 2302006.91236835, 682390.7850340683 2301896.1209876565, 682165.4939115593 2301793.2376730796, 681861.2256415146 2301659.2412788775, 681605.5658628503 2301546.1274024937, 681317.9301934605 2301415.654343931, 681126.7844430484 2301330.338992536, 680852.5590201059 2301210.792459694, 680565.286436101 2301004.925042125, 680309.2205490656 2300821.387493491, 679949.6847354594 2300562.4514711346, 679646.5495998051 2300350.2203906574, 679416.3543830165 2300182.6862643664, 679191.9927069909 2300025.204917221, 678906.2594572534 2299819.7181557273, 678629.0452807887 2299765.1833694703, 678385.945651091 2299695.3929953976, 678154.2227420141 2299632.6690840926, 677970.9264803438 2299465.66544898, 677831.4203255438 2299337.0822147364, 677563.7016410658 2299306.2939825025, 677275.1628776744 2299272.057401924, 676990.2689889022 2299240.665455053, 676723.6553236868 2299207.5995408115, 676438.1273814889 2299174.992549281, 676149.7686627617 2299141.198275493, 675865.9214324309 2299106.0612107534, 675617.7251317406 2299148.6493383003, 675343.5292527254 2299197.3913179412, 675150.247303155 2299225.291310572, 674906.687927075 2299268.9787234724, 674666.5294217604 2299193.0080268104, 674473.7142425003 2299134.018333793, 674317.9466453029 2299362.8710962827, 674159.047121596 2299582.879428597, 674112.1319111565 2299841.936920201, 674069.8082814718 2300073.9716678765, 674027.4479130828 2300297.580505166, 673929.2298257741 2300569.592114393, 673822.7509092473 2300859.4326633387, 673737.2885352643 2301092.5602964824, 673649.4632990361 2301335.9162129126, 673569.6530840751 2301551.4213430122, 673483.8051642809 2301786.195565009, 673504.0723279481 2302024.0156643963, 673522.151198351 2302261.9571972615, 673541.5849090752 2302492.627660544, 673557.8573673315 2302701.7641992285, 673577.4798661268 2302938.183092132, 673462.1163593734 2303229.2062393553, 673348.2747244937 2303516.3484222824, 673236.632503615 2303795.475787592, 673070.2795048007 2303979.1981883887, 672927.8243458705 2304134.138419173, 672748.2735539011 2304313.3872495224, 672580.0320941654 2304492.488455581, 672448.1450527871 2304598.404689867, 672301.251943991 2304724.4176911446) | line | [10 empty] | 6 |  |  |  | 8 | 9 | 1 | FALSE | FALSE | 2 | TRUE | TRUE | 8 | 9 | 684710.9144 | 2304282.784 | 672301.2519 | 2304724.4177 | 8 | 684710.9144 | 2304282.784 | 9 | 672301.2519 | 2304724.4177
VN | 247337783 | LINEVN0006 | 220 | 8.0493 | [5 empty] | 50 |  | LINESTRING (810022.2565903151 1417832.602097992, 810074.2358610816 1417844.6811521682, 810341.1224640594 1417906.694463709, 810653.721219118 1417814.791079729, 811071.1088970458 1417692.0873048517, 811412.2111741102 1417591.815700113, 811833.4015876987 1417468.012444008, 812068.7733407441 1417398.826101089, 812345.5089095933 1417317.4795185619, 812590.8812310467 1417245.3634173973, 812812.8593013226 1417180.1189396195, 813101.7238672834 1417095.2269366332, 813318.9408715626 1417031.3832744944, 813432.6557975169 1416865.3801059455, 813619.7896901174 1416592.2176694297, 813790.5217537859 1416343.0106094212, 813971.4865079736 1416078.8596185204, 814155.1942473793 1415810.698242209, 814253.4292427602 1415667.3106045302, 814404.8711730759 1415446.2571798628, 814511.1954909443 1415291.0684040014, 814403.9354361116 1414810.4652622922, 814331.39104033 1414485.4018387794, 814269.8245369099 1414209.5468533623, 814256.566470013 1414152.153035158) | line | [10 empty] | 3 | 1 |  |  | 10 | 11 | 1 | FALSE | FALSE | 1 | FALSE | TRUE |  | 11 |  |  | 814256.5665 | 1414152.153 | 10 | 810022.2566 | 1417832.6021 | 11 | 814256.5665 | 1414152.153
VN | 247337784 | LINEVN0007a | 220 | 18.8051 | [5 empty] | 50 | 6 cables - 2 systems | LINESTRING (814256.566470013 1414152.153035158, 814518.6376756192 1414083.5549441301, 814892.26993173 1413985.7585653262, 815267.8569141093 1413887.4569713827, 815568.4883840699 1413808.769746414, 815897.2879911817 1413722.7172911633, 816304.124814353 1413616.252904726, 816564.1172963707 1413548.2128619761, 816724.509022376 1413294.4794298832, 816916.6061625984 1412990.6000734738, 817129.4221313027 1412653.9574189277, 817354.6478077734 1412297.6789803833, 817494.6793553745 1412076.1499298532, 817458.6948226502 1411771.3717689824, 817411.1395538796 1411368.6232814484, 817374.6650015999 1411059.743319302, 817337.870488598 1410748.2468568853, 817299.7651436005 1410425.5966220447, 817264.1397130804 1410123.8913072224, 817220.6618843363 1409755.7824843302, 817488.7177877019 1409348.4598073475, 817740.2028009673 1408966.3194325229, 817956.0379707154 1408638.3566526368, 818176.7881461489 1408302.931296429, 818359.0653993963 1408025.9698098926, 818573.0112497744 1407700.8773631393, 818758.0384836935 1407419.7400316703, 818979.0822052497 1407083.8882527275, 819145.3244340974 1406831.2963139254, 819366.9472512732 1406645.0378637302, 819684.630365405 1406378.0699266866, 819984.6599058595 1406125.930591478, 820214.4602018552 1405932.8148822568, 820472.702625976 1405715.8056404013, 820751.7711303827 1405481.294785905, 821074.805068201 1405209.8460740782, 821272.898352388 1405043.394437124, 821509.8504136002 1404795.598229577, 821725.2409998062 1404570.3467364772, 821967.6804732736 1404316.8125311725, 822241.9102686526 1404097.1267909883, 822522.0915860569 1403872.6825358795, 822737.3301858895 1403700.2644358296, 822979.9926321293 1403505.8804341287, 823266.3860886637 1403276.4621909766, 823437.1161447128 1403139.7052981677, 823467.9616346473 1403114.9982977263) | line | [10 empty] | 6 | 2 |  |  | 11 | 12 | 1 | FALSE | FALSE | 2 | TRUE | TRUE | 11 | 12 | 814256.5665 | 1414152.153 | 823467.9616 | 1403114.9983 | 11 | 814256.5665 | 1414152.153 | 12 | 823467.9616 | 1403114.9983
VN | 247337784 | LINEVN0007b | 220 | 18.8051 | [5 empty] | 50 | 6 cables - 2 systems | LINESTRING (814256.566470013 1414152.153035158, 814518.6376756192 1414083.5549441301, 814892.26993173 1413985.7585653262, 815267.8569141093 1413887.4569713827, 815568.4883840699 1413808.769746414, 815897.2879911817 1413722.7172911633, 816304.124814353 1413616.252904726, 816564.1172963707 1413548.2128619761, 816724.509022376 1413294.4794298832, 816916.6061625984 1412990.6000734738, 817129.4221313027 1412653.9574189277, 817354.6478077734 1412297.6789803833, 817494.6793553745 1412076.1499298532, 817458.6948226502 1411771.3717689824, 817411.1395538796 1411368.6232814484, 817374.6650015999 1411059.743319302, 817337.870488598 1410748.2468568853, 817299.7651436005 1410425.5966220447, 817264.1397130804 1410123.8913072224, 817220.6618843363 1409755.7824843302, 817488.7177877019 1409348.4598073475, 817740.2028009673 1408966.3194325229, 817956.0379707154 1408638.3566526368, 818176.7881461489 1408302.931296429, 818359.0653993963 1408025.9698098926, 818573.0112497744 1407700.8773631393, 818758.0384836935 1407419.7400316703, 818979.0822052497 1407083.8882527275, 819145.3244340974 1406831.2963139254, 819366.9472512732 1406645.0378637302, 819684.630365405 1406378.0699266866, 819984.6599058595 1406125.930591478, 820214.4602018552 1405932.8148822568, 820472.702625976 1405715.8056404013, 820751.7711303827 1405481.294785905, 821074.805068201 1405209.8460740782, 821272.898352388 1405043.394437124, 821509.8504136002 1404795.598229577, 821725.2409998062 1404570.3467364772, 821967.6804732736 1404316.8125311725, 822241.9102686526 1404097.1267909883, 822522.0915860569 1403872.6825358795, 822737.3301858895 1403700.2644358296, 822979.9926321293 1403505.8804341287, 823266.3860886637 1403276.4621909766, 823437.1161447128 1403139.7052981677, 823467.9616346473 1403114.9982977263) | line | [10 empty] | 6 | 2 |  |  | 11 | 12 | 1 | FALSE | FALSE | 2 | TRUE | TRUE | 11 | 12 | 814256.5665 | 1414152.153 | 823467.9616 | 1403114.9983 | 11 | 814256.5665 | 1414152.153 | 12 | 823467.9616 | 1403114.9983
VN | 247340166 | LINEVN0008 | 500 | 7.2857 | [5 empty] | 50 |  | LINESTRING (796565.9251903896 1328179.9213602208, 796956.7011202807 1328671.9615032594, 797253.2186431305 1329045.3181064154, 797435.7665326894 1329275.181302916, 797772.299209263 1329698.9488196832, 797966.3765574091 1329943.3345863565, 798247.2510243298 1330297.0340462488, 798614.8839582347 1330759.9953989952, 798909.6575608405 1331131.213327676, 799207.3290600176 1331506.0961011476, 799420.8706697766 1331775.036151458, 799576.6417093594 1331971.218876959, 799913.3581370045 1332395.2927456452, 800158.8458935798 1332704.4828819484, 800341.5619873211 1332934.6199053403) | line | [10 empty] | 3 |  |  |  | 13 | 14 | 1 | FALSE | FALSE | 1 | TRUE | TRUE | 13 | 14 | 796565.9252 | 1328179.9214 | 800341.562 | 1332934.6199 | 13 | 796565.9252 | 1328179.9214 | 14 | 800341.562 | 1332934.6199
VN | 247355591 | LINEVN0009a | 110 | 7.6474 | [5 empty] | 50 | 6 cables - 2 systems | LINESTRING (821385.7829158669 1396279.9989788923, 821396.783974554 1396214.880157755, 821423.7747478574 1396055.0449122898, 821457.9555921503 1395852.6813027267, 821488.1039296712 1395674.2233697579, 821524.1503140959 1395460.7632854425, 821562.480471044 1395233.8307479536, 821599.1096051759 1395016.9444617096, 821625.8206685008 1394858.822198075, 821658.4064749281 1394665.8414490852, 821695.6183365537 1394445.54000086, 821590.3375390815 1394226.7320735173, 821468.0830032909 1393972.665071481, 821375.5509815433 1393780.3565075393, 821255.6301116396 1393531.134490812, 821150.4155959459 1393312.4857074334, 820916.7415472441 1393131.2598336015, 820725.9573694412 1392983.3056919111, 820540.2176127238 1392839.2633524388, 820363.5259875087 1392793.0768007543, 820150.8189336017 1392737.474226456, 819912.2358862248 1392675.1169069505, 819697.6951342674 1392619.0325086045, 819493.5972544977 1392565.691030704, 819317.3375656563 1392519.6162245485, 819088.8164288844 1392459.8926728964, 818844.4070889618 1392396.0186363792, 818603.4241407347 1392333.037772703, 818251.8552858408 1392241.1669572403, 818188.2517632889 1392209.7424053722, 818143.9746193329 1392195.0096048177) | line | [10 empty] | 6 | 2 |  |  | 15 | 16 | 1 | FALSE | FALSE | 2 | FALSE | FALSE | [6 empty] | 15 | 821385.7829 | 1396279.999 | 16 | 818143.9746 | 1392195.0096
VN | 247355591 | LINEVN0009b | 110 | 7.6474 | [5 empty] | 50 | 6 cables - 2 systems | LINESTRING (821385.7829158669 1396279.9989788923, 821396.783974554 1396214.880157755, 821423.7747478574 1396055.0449122898, 821457.9555921503 1395852.6813027267, 821488.1039296712 1395674.2233697579, 821524.1503140959 1395460.7632854425, 821562.480471044 1395233.8307479536, 821599.1096051759 1395016.9444617096, 821625.8206685008 1394858.822198075, 821658.4064749281 1394665.8414490852, 821695.6183365537 1394445.54000086, 821590.3375390815 1394226.7320735173, 821468.0830032909 1393972.665071481, 821375.5509815433 1393780.3565075393, 821255.6301116396 1393531.134490812, 821150.4155959459 1393312.4857074334, 820916.7415472441 1393131.2598336015, 820725.9573694412 1392983.3056919111, 820540.2176127238 1392839.2633524388, 820363.5259875087 1392793.0768007543, 820150.8189336017 1392737.474226456, 819912.2358862248 1392675.1169069505, 819697.6951342674 1392619.0325086045, 819493.5972544977 1392565.691030704, 819317.3375656563 1392519.6162245485, 819088.8164288844 1392459.8926728964, 818844.4070889618 1392396.0186363792, 818603.4241407347 1392333.037772703, 818251.8552858408 1392241.1669572403, 818188.2517632889 1392209.7424053722, 818143.9746193329 1392195.0096048177) | line | [10 empty] | 6 | 2 |  |  | 15 | 16 | 1 | FALSE | FALSE | 2 | FALSE | FALSE | [6 empty] | 15 | 821385.7829 | 1396279.999 | 16 | 818143.9746 | 1392195.0096
VN | 251048154 | LINEVN0010a | 220 | 27.9719 | [5 empty] | 50 | 6 cables - 2 systems | LINESTRING (601171.8082047601 2242065.475723606, 601236.4666689853 2242100.973287425, 601259.7131012734 2242232.995164677, 601529.9513060128 2242325.9814165644, 601676.3727737465 2242384.3190531414, 601816.1544565728 2242447.4112463044, 601972.0027574539 2242518.435647584, 601878.3457778262 2242727.0560759497, 601787.6644521034 2242929.075853548, 601702.0394738574 2243131.1258442174, 601631.3467077231 2243285.860059581, 601548.8507640742 2243478.4992356207, 601454.9893130327 2243679.16259404, 601365.2717738037 2243873.3870577854, 601320.4467928038 2243947.090902841, 601201.3561072965 2244218.0105937, 601121.8256472839 2244454.9186529014, 600970.1991141787 2244806.799267431, 600854.4920658506 2245075.925709108, 601032.9601807285 2245160.7772806687, 601457.6001584068 2245485.9580850825, 601796.1575499519 2245803.53592028, 601996.062899378 2245990.350408667, 602184.558961189 2246188.2342248433, 602403.851119201 2246375.7887427863, 602674.3808349518 2246600.618842061, 602962.5028205628 2246843.632853593, 603238.4225584873 2247076.0754171144, 603476.5168110698 2247277.5373524316, 603830.5176964744 2247574.2006501993, 604176.2554428875 2247662.586760628, 604286.7520441664 2247935.9404149507, 604387.341898235 2248180.967008229, 604629.7044142844 2248341.9520618836, 604903.2114820586 2248539.588988669, 605184.5878265632 2248741.739172746, 605498.9128431943 2248969.9736413276, 605802.7059784844 2249189.804166123, 606086.0860231925 2249393.7756677694, 606358.2308576372 2249590.3113426664, 606623.6007249255 2249784.153316125, 606932.43102578 2249976.7424563156, 607257.2746690338 2250240.2740400443, 607578.7016872684 2250476.0318235233, 607910.6010005379 2250716.7208136185, 608238.6540176361 2250953.4190271604, 608521.0125727346 2251154.7711842973, 608785.0884431824 2251345.984774436, 609068.3155521668 2251551.5913307834, 609325.2545968948 2251740.4664331395, 609627.1552163614 2252022.6617754796, 609876.1017919637 2252256.365945809, 610136.1559766841 2252501.767112693, 610447.264339586 2252795.79214295, 610790.1498562559 2252957.8830594528, 611133.8492426529 2253122.2886827625, 611477.2091856864 2253284.9616184575, 611741.8517362229 2253411.289827127, 611982.1423432938 2253526.129435341, 612276.083477427 2253665.530013244, 612513.4544036237 2253915.8804484485, 612835.8045604374 2254256.9567065435, 613237.7170577855 2254375.6454266873, 613704.5890392086 2254515.438998304, 614221.3013787176 2254963.84667653, 614462.1626811938 2255183.1697198977, 614759.9592730214 2255444.406492358, 615074.6777889966 2255719.1001380747, 615375.4606413123 2255980.457354353, 615677.0246918187 2256242.235231393, 615964.5696787303 2256494.006705363, 616228.2256276063 2256724.8679141114) | line | [10 empty] | 6 | 2 |  |  | 17 | 18 | 1 | FALSE | FALSE | 2 | TRUE | TRUE | 17 | 18 | 601171.8082 | 2242065.4757 | 616228.2256 | 2256724.8679 | 17 | 601171.8082 | 2242065.4757 | 18 | 616228.2256 | 2256724.8679
VN | 251048154 | LINEVN0010b | 220 | 27.9719 | [5 empty] | 50 | 6 cables - 2 systems | LINESTRING (601171.8082047601 2242065.475723606, 601236.4666689853 2242100.973287425, 601259.7131012734 2242232.995164677, 601529.9513060128 2242325.9814165644, 601676.3727737465 2242384.3190531414, 601816.1544565728 2242447.4112463044, 601972.0027574539 2242518.435647584, 601878.3457778262 2242727.0560759497, 601787.6644521034 2242929.075853548, 601702.0394738574 2243131.1258442174, 601631.3467077231 2243285.860059581, 601548.8507640742 2243478.4992356207, 601454.9893130327 2243679.16259404, 601365.2717738037 2243873.3870577854, 601320.4467928038 2243947.090902841, 601201.3561072965 2244218.0105937, 601121.8256472839 2244454.9186529014, 600970.1991141787 2244806.799267431, 600854.4920658506 2245075.925709108, 601032.9601807285 2245160.7772806687, 601457.6001584068 2245485.9580850825, 601796.1575499519 2245803.53592028, 601996.062899378 2245990.350408667, 602184.558961189 2246188.2342248433, 602403.851119201 2246375.7887427863, 602674.3808349518 2246600.618842061, 602962.5028205628 2246843.632853593, 603238.4225584873 2247076.0754171144, 603476.5168110698 2247277.5373524316, 603830.5176964744 2247574.2006501993, 604176.2554428875 2247662.586760628, 604286.7520441664 2247935.9404149507, 604387.341898235 2248180.967008229, 604629.7044142844 2248341.9520618836, 604903.2114820586 2248539.588988669, 605184.5878265632 2248741.739172746, 605498.9128431943 2248969.9736413276, 605802.7059784844 2249189.804166123, 606086.0860231925 2249393.7756677694, 606358.2308576372 2249590.3113426664, 606623.6007249255 2249784.153316125, 606932.43102578 2249976.7424563156, 607257.2746690338 2250240.2740400443, 607578.7016872684 2250476.0318235233, 607910.6010005379 2250716.7208136185, 608238.6540176361 2250953.4190271604, 608521.0125727346 2251154.7711842973, 608785.0884431824 2251345.984774436, 609068.3155521668 2251551.5913307834, 609325.2545968948 2251740.4664331395, 609627.1552163614 2252022.6617754796, 609876.1017919637 2252256.365945809, 610136.1559766841 2252501.767112693, 610447.264339586 2252795.79214295, 610790.1498562559 2252957.8830594528, 611133.8492426529 2253122.2886827625, 611477.2091856864 2253284.9616184575, 611741.8517362229 2253411.289827127, 611982.1423432938 2253526.129435341, 612276.083477427 2253665.530013244, 612513.4544036237 2253915.8804484485, 612835.8045604374 2254256.9567065435, 613237.7170577855 2254375.6454266873, 613704.5890392086 2254515.438998304, 614221.3013787176 2254963.84667653, 614462.1626811938 2255183.1697198977, 614759.9592730214 2255444.406492358, 615074.6777889966 2255719.1001380747, 615375.4606413123 2255980.457354353, 615677.0246918187 2256242.235231393, 615964.5696787303 2256494.006705363, 616228.2256276063 2256724.8679141114) | line | [10 empty] | 6 | 2 |  |  | 17 | 18 | 1 | FALSE | FALSE | 2 | TRUE | TRUE | 17 | 18 | 601171.8082 | 2242065.4757 | 616228.2256 | 2256724.8679 | 17 | 601171.8082 | 2242065.4757 | 18 | 616228.2256 | 2256724.8679
VN | 251790829 | LINEVN0011a | 110 | 1.7865 | [5 empty] | 50 | 6 cables - 2 systems | LINESTRING (589125.923124857 2317587.263361932, 589194.467661059 2317490.803423578, 589130.5120147844 2317207.7171892757, 589101.9569472732 2317068.5445862417, 589076.3549167281 2316958.40935016, 589056.0526595695 2316856.5374404555, 589027.3758402085 2316726.2745204424, 588994.2559020951 2316594.593328589, 588980.4371862953 2316526.492846379, 588931.1996142368 2316313.0295980535, 588898.3753202757 2316152.8933399846) | line | [10 empty] | 6 | 2 |  |  | 19 | 20 | 1 | FALSE | FALSE | 2 | TRUE | TRUE | 19 | 20 | 589125.9231 | 2317587.2634 | 588898.3753 | 2316152.8933 | 19 | 589125.9231 | 2317587.2634 | 20 | 588898.3753 | 2316152.8933
VN | 251790829 | LINEVN0011b | 110 | 1.7865 | [5 empty] | 50 | 6 cables - 2 systems | LINESTRING (589125.923124857 2317587.263361932, 589194.467661059 2317490.803423578, 589130.5120147844 2317207.7171892757, 589101.9569472732 2317068.5445862417, 589076.3549167281 2316958.40935016, 589056.0526595695 2316856.5374404555, 589027.3758402085 2316726.2745204424, 588994.2559020951 2316594.593328589, 588980.4371862953 2316526.492846379, 588931.1996142368 2316313.0295980535, 588898.3753202757 2316152.8933399846) | line | [10 empty] | 6 | 2 |  |  | 19 | 20 | 1 | FALSE | FALSE | 2 | TRUE | TRUE | 19 | 20 | 589125.9231 | 2317587.2634 | 588898.3753 | 2316152.8933 | 19 | 589125.9231 | 2317587.2634 | 20 | 588898.3753 | 2316152.8933
VN | 251790832 | LINEVN0012a | 220 | 9.3459 | [5 empty] | 50 | 6 cables - 2 systems | LINESTRING (596092.5243728334 2311129.474410444, 595683.5141537649 2311222.1834540046, 595259.8719503235 2311129.3207838805, 594945.6891053983 2311058.386754209, 594543.0235499828 2310972.0816325364, 594149.2846778887 2310881.021902732, 593840.74928458 2310810.539377186, 593609.658230121 2310606.844161502, 593596.6849133978 2310596.167850716, 593577.1989663562 2310580.1421910515, 593170.3778627624 2310245.4818265936, 592891.0301756033 2310013.1599019305, 592589.7509412634 2309943.5498009096, 592375.9154369119 2309893.344314319, 592048.7398309882 2309816.539381641, 591616.7182005991 2309713.420789825, 591198.6533942252 2309615.6472446513, 590949.4008078224 2309556.0250639278, 590775.0149549881 2309497.5546343275, 590577.2096513875 2309449.241721949, 590222.9532976857 2309368.3751594634, 589895.9115960986 2309288.4262855267, 589616.8252142565 2309219.4440476387, 589375.903118182 2309056.9989257534, 589056.3969550714 2309060.429815257, 588854.0258510011 2308998.4772061054, 588864.9831939082 2308950.819763977) | line | [10 empty] | 6 | 2 |  |  | 21 | 22 | 1 | FALSE | FALSE | 2 | TRUE | FALSE | 21 |  | 596092.5244 | 2311129.4744 |  |  | 21 | 596092.5244 | 2311129.4744 | 22 | 588864.9832 | 2308950.8198
VN | 251790832 | LINEVN0012b | 220 | 9.3459 | [5 empty] | 50 | 6 cables - 2 systems | LINESTRING (596092.5243728334 2311129.474410444, 595683.5141537649 2311222.1834540046, 595259.8719503235 2311129.3207838805, 594945.6891053983 2311058.386754209, 594543.0235499828 2310972.0816325364, 594149.2846778887 2310881.021902732, 593840.74928458 2310810.539377186, 593609.658230121 2310606.844161502, 593596.6849133978 2310596.167850716, 593577.1989663562 2310580.1421910515, 593170.3778627624 2310245.4818265936, 592891.0301756033 2310013.1599019305, 592589.7509412634 2309943.5498009096, 592375.9154369119 2309893.344314319, 592048.7398309882 2309816.539381641, 591616.7182005991 2309713.420789825, 591198.6533942252 2309615.6472446513, 590949.4008078224 2309556.0250639278, 590775.0149549881 2309497.5546343275, 590577.2096513875 2309449.241721949, 590222.9532976857 2309368.3751594634, 589895.9115960986 2309288.4262855267, 589616.8252142565 2309219.4440476387, 589375.903118182 2309056.9989257534, 589056.3969550714 2309060.429815257, 588854.0258510011 2308998.4772061054, 588864.9831939082 2308950.819763977) | line | [10 empty] | 6 | 2 |  |  | 21 | 22 | 1 | FALSE | FALSE | 2 | TRUE | FALSE | 21 |  | 596092.5244 | 2311129.4744 |  |  | 21 | 596092.5244 | 2311129.4744 | 22 | 588864.9832 | 2308950.8198
VN | 251790835 | LINEVN0013a | 220 | 13.5442 | [5 empty] | 50 | 6 cables - 2 systems | LINESTRING (588814.7075020473 2308935.300457146, 588803.4151945787 2308983.3767442317, 588888.2050455939 2309079.280769689, 589213.9879616317 2309147.105103626, 589582.0560619804 2309235.860279349, 589891.5788600271 2309306.842920284, 590310.3944522425 2309406.8451076937, 590584.1879605879 2309474.4822980207, 590767.8800139421 2309518.457330268, 590802.5098641271 2309587.1810256587, 590767.3438902348 2309768.5231224797, 590782.3012885168 2310067.385251557, 590796.4080189726 2310423.1124571064, 590811.6301666693 2310814.5637224354, 590828.1593704821 2311216.006032295, 590842.4152300151 2311612.577153189, 590859.7873857641 2312003.9189979834, 590876.3848778397 2312411.2396857473, 590890.6248850873 2312819.6214044075, 590737.6193151027 2313081.6314564254, 590558.3275200597 2313393.5295096627, 590359.9812151426 2313733.993384728, 590085.3730062201 2313832.102180795, 589966.6073918529 2313983.298172318, 589695.8821596106 2314132.171793611, 589457.4699564973 2314248.460344465, 589192.2006380917 2314358.875083182, 589208.4609716213 2314616.203398345, 589229.5752581696 2314967.097134672, 589253.2891463748 2315325.5315237534, 589280.46093595 2315742.8245033766, 589129.0612453492 2315941.5007464914, 588967.5728163281 2316151.0932160188, 589029.260338439 2316500.089770008, 589116.0273613462 2316885.337301527, 589226.1899624554 2317317.951127854, 589269.9225246353 2317517.3957090396, 589125.923124857 2317587.263361932) | line | [10 empty] | 6 | 2 |  |  | 23 | 19 | 1 | FALSE | FALSE | 2 | FALSE | TRUE |  | 19 |  |  | 589125.9231 | 2317587.2634 | 23 | 588814.7075 | 2308935.3005 | 19 | 589125.9231 | 2317587.2634
VN | 251790835 | LINEVN0013b | 220 | 13.5442 | [5 empty] | 50 | 6 cables - 2 systems | LINESTRING (588814.7075020473 2308935.300457146, 588803.4151945787 2308983.3767442317, 588888.2050455939 2309079.280769689, 589213.9879616317 2309147.105103626, 589582.0560619804 2309235.860279349, 589891.5788600271 2309306.842920284, 590310.3944522425 2309406.8451076937, 590584.1879605879 2309474.4822980207, 590767.8800139421 2309518.457330268, 590802.5098641271 2309587.1810256587, 590767.3438902348 2309768.5231224797, 590782.3012885168 2310067.385251557, 590796.4080189726 2310423.1124571064, 590811.6301666693 2310814.5637224354, 590828.1593704821 2311216.006032295, 590842.4152300151 2311612.577153189, 590859.7873857641 2312003.9189979834, 590876.3848778397 2312411.2396857473, 590890.6248850873 2312819.6214044075, 590737.6193151027 2313081.6314564254, 590558.3275200597 2313393.5295096627, 590359.9812151426 2313733.993384728, 590085.3730062201 2313832.102180795, 589966.6073918529 2313983.298172318, 589695.8821596106 2314132.171793611, 589457.4699564973 2314248.460344465, 589192.2006380917 2314358.875083182, 589208.4609716213 2314616.203398345, 589229.5752581696 2314967.097134672, 589253.2891463748 2315325.5315237534, 589280.46093595 2315742.8245033766, 589129.0612453492 2315941.5007464914, 588967.5728163281 2316151.0932160188, 589029.260338439 2316500.089770008, 589116.0273613462 2316885.337301527, 589226.1899624554 2317317.951127854, 589269.9225246353 2317517.3957090396, 589125.923124857 2317587.263361932) | line | [10 empty] | 6 | 2 |  |  | 23 | 19 | 1 | FALSE | FALSE | 2 | FALSE | TRUE |  | 19 |  |  | 589125.9231 | 2317587.2634 | 23 | 588814.7075 | 2308935.3005 | 19 | 589125.9231 | 2317587.2634
VN | 251791458 | LINEVN0014a | 220 | 18.0635 | [5 empty] | 50 | 6 cables - 2 systems | LINESTRING (578546.95351919 2317778.9667252908, 578586.3893934278 2317725.7930615544, 578473.2099117889 2317392.92602407, 578435.5120392119 2317196.1886390056, 578396.5692274828 2316908.088842209, 578368.7159210136 2316501.246776014, 578329.0645535535 2316066.7787312516, 578299.2366853906 2315716.430922488, 578268.7373507532 2315355.9528322867, 578255.165528618 2315179.21928935, 578485.1570841114 2315012.9167323145, 578728.746020921 2314841.800344798, 579161.9001129859 2314674.1761289695, 579556.6583192287 2314524.5314623946, 580004.1980521013 2314348.828863998, 580380.7237415552 2314203.1666899878, 580627.525902764 2314105.3971496727, 580914.3086336218 2313994.0229982957, 581266.4953504552 2313857.0725219995, 581358.9596511689 2313719.491555839, 581590.1218554133 2313732.784435507, 581688.6847515007 2313694.782560868, 582037.2738905835 2313560.4091915055, 582448.0143979539 2313401.1143224663, 582856.9232424691 2313245.837960849, 583282.8289200614 2313074.7400125777, 583634.7991559098 2312810.6295586186, 584030.3675797421 2312509.2684310884, 584416.4066901767 2312217.464210929, 584778.1810903412 2311942.7785594426, 585129.3349543544 2311674.8310627877, 585503.798130885 2311390.606681029, 585863.3254365312 2311116.9943895913, 586254.4149821769 2310820.5302922605, 586616.1974821213 2310544.056181379, 586971.6090654543 2310272.902331779, 587305.0524320836 2310019.8703984013, 587628.6003827155 2309777.3410044224, 587964.8164269003 2309517.152729512, 588241.8122781098 2309308.3141233088, 588557.2084975567 2309070.3188843853, 588754.2444787193 2308973.30911391, 588766.6327516977 2308924.508106679) | line | [10 empty] | 6 | 2 |  |  | 24 | 25 | 1 | FALSE | FALSE | 2 | FALSE | FALSE | [6 empty] | 24 | 578546.9535 | 2317778.9667 | 25 | 588766.6328 | 2308924.5081
VN | 251791458 | LINEVN0014b | 220 | 18.0635 | [5 empty] | 50 | 6 cables - 2 systems | LINESTRING (578546.95351919 2317778.9667252908, 578586.3893934278 2317725.7930615544, 578473.2099117889 2317392.92602407, 578435.5120392119 2317196.1886390056, 578396.5692274828 2316908.088842209, 578368.7159210136 2316501.246776014, 578329.0645535535 2316066.7787312516, 578299.2366853906 2315716.430922488, 578268.7373507532 2315355.9528322867, 578255.165528618 2315179.21928935, 578485.1570841114 2315012.9167323145, 578728.746020921 2314841.800344798, 579161.9001129859 2314674.1761289695, 579556.6583192287 2314524.5314623946, 580004.1980521013 2314348.828863998, 580380.7237415552 2314203.1666899878, 580627.525902764 2314105.3971496727, 580914.3086336218 2313994.0229982957, 581266.4953504552 2313857.0725219995, 581358.9596511689 2313719.491555839, 581590.1218554133 2313732.784435507, 581688.6847515007 2313694.782560868, 582037.2738905835 2313560.4091915055, 582448.0143979539 2313401.1143224663, 582856.9232424691 2313245.837960849, 583282.8289200614 2313074.7400125777, 583634.7991559098 2312810.6295586186, 584030.3675797421 2312509.2684310884, 584416.4066901767 2312217.464210929, 584778.1810903412 2311942.7785594426, 585129.3349543544 2311674.8310627877, 585503.798130885 2311390.606681029, 585863.3254365312 2311116.9943895913, 586254.4149821769 2310820.5302922605, 586616.1974821213 2310544.056181379, 586971.6090654543 2310272.902331779, 587305.0524320836 2310019.8703984013, 587628.6003827155 2309777.3410044224, 587964.8164269003 2309517.152729512, 588241.8122781098 2309308.3141233088, 588557.2084975567 2309070.3188843853, 588754.2444787193 2308973.30911391, 588766.6327516977 2308924.508106679) | line | [10 empty] | 6 | 2 |  |  | 24 | 25 | 1 | FALSE | FALSE | 2 | FALSE | FALSE | [6 empty] | 24 | 578546.9535 | 2317778.9667 | 25 | 588766.6328 | 2308924.5081
VN | 263414473 | LINEVN0015a | 110 | 0.35475 | [5 empty] | 50 | 6 cables - 2 systems | LINESTRING (853796.6424935624 1294934.248472108, 853830.0562165509 1295028.1645766874, 853845.8564531151 1295119.7961063832, 853863.344526581 1295221.2599247384) | line | [10 empty] | 6 |  |  |  | 26 | 27 | 1 | FALSE | FALSE | 2 | TRUE | TRUE | 26 | 27 | 853796.6425 | 1294934.2485 | 853863.3445 | 1295221.2599 | 26 | 853796.6425 | 1294934.2485 | 27 | 853863.3445 | 1295221.2599
VN | 263414473 | LINEVN0015b | 110 | 0.35475 | [5 empty] | 50 | 6 cables - 2 systems | LINESTRING (853796.6424935624 1294934.248472108, 853830.0562165509 1295028.1645766874, 853845.8564531151 1295119.7961063832, 853863.344526581 1295221.2599247384) | line | [10 empty] | 6 |  |  |  | 26 | 27 | 1 | FALSE | FALSE | 2 | TRUE | TRUE | 26 | 27 | 853796.6425 | 1294934.2485 | 853863.3445 | 1295221.2599 | 26 | 853796.6425 | 1294934.2485 | 27 | 853863.3445 | 1295221.2599
VN | 277008768 | LINEVN0016a | 220 | 24.1848 | [5 empty] | 50 | 6 cables - 2 systems | LINESTRING (697234.439939782 1180564.927449369, 697546.6739511504 1180553.1872604832, 697839.8988189652 1180542.1573313614, 698004.1260180388 1180535.9831173667, 698383.3398906945 1180521.733311175, 698760.5083202616 1180507.5531119087, 699142.1648704486 1180493.215419474, 699522.377891602 1180478.9287679323, 699902.3730118166 1180464.6671649269, 700282.6647415177 1180450.38939955, 700662.9137670138 1180436.1155935987, 701034.2003786785 1180422.190985284, 701340.8176682418 1180410.6953046098, 701725.2832812376 1180396.2702992253, 702106.8934346231 1180381.9652898724, 702477.6805514942 1180368.0754321667, 702840.971733072 1180354.4654478177, 703210.9728637233 1180340.6119833596, 703581.1282591923 1180326.752371153, 703960.510943454 1180312.5541208507, 704337.9903651626 1180298.4260048207, 704710.1955066905 1180284.5024405955, 705078.6148120916 1180270.7259024791, 705450.6250547891 1180256.809180637, 705805.760016259 1180130.1190789647, 706152.849101428 1180006.2927415424, 706503.3298485067 1179881.2622319756, 706852.8706342946 1179756.5720961539, 707201.3727517803 1179632.2548919623, 707542.9141709519 1179510.4315522388, 707891.970796588 1179385.9248188818, 708232.8164679399 1179264.3466631642, 708580.5084169374 1179140.3355609423, 708928.1925288854 1179016.3275224844, 709275.9235849676 1178892.3118218514, 709625.193194807 1178767.744537784, 709980.421141147 1178641.0600241236, 710329.2473968632 1178516.662260089, 710671.2660156238 1178394.692368785, 711008.6154123824 1178274.400129208, 711272.0349482418 1178180.4669175541, 711642.9599992232 1178209.7308843725, 712015.8212045159 1178239.143890956, 712402.2017153053 1178269.6304605773, 712786.4493817734 1178299.9643422356, 713173.1363795788 1178330.4839922443, 713555.470172398 1178360.6709713142, 713943.0433572677 1178391.271611429, 714321.9210273467 1178421.1912007132, 714691.1735174374 1178450.3461064186, 715075.7390778372 1178480.7308001693, 715458.7078606753 1178510.9881286463, 715846.1832242317 1178541.5994517794, 716222.8192299042 1178571.360652592, 716607.8884436322 1178601.7996222363, 717005.5692616078 1178633.2310689883) | line | [10 empty] | 6 | 2 |  |  | 28 | 29 | 1 | FALSE | FALSE | 2 | TRUE | TRUE | 28 | 29 | 697234.4399 | 1180564.9274 | 717005.5693 | 1178633.2311 | 28 | 697234.4399 | 1180564.9274 | 29 | 717005.5693 | 1178633.2311
VN | 277008768 | LINEVN0016b | 220 | 24.1848 | [5 empty] | 50 | 6 cables - 2 systems | LINESTRING (697234.439939782 1180564.927449369, 697546.6739511504 1180553.1872604832, 697839.8988189652 1180542.1573313614, 698004.1260180388 1180535.9831173667, 698383.3398906945 1180521.733311175, 698760.5083202616 1180507.5531119087, 699142.1648704486 1180493.215419474, 699522.377891602 1180478.9287679323, 699902.3730118166 1180464.6671649269, 700282.6647415177 1180450.38939955, 700662.9137670138 1180436.1155935987, 701034.2003786785 1180422.190985284, 701340.8176682418 1180410.6953046098, 701725.2832812376 1180396.2702992253, 702106.8934346231 1180381.9652898724, 702477.6805514942 1180368.0754321667, 702840.971733072 1180354.4654478177, 703210.9728637233 1180340.6119833596, 703581.1282591923 1180326.752371153, 703960.510943454 1180312.5541208507, 704337.9903651626 1180298.4260048207, 704710.1955066905 1180284.5024405955, 705078.6148120916 1180270.7259024791, 705450.6250547891 1180256.809180637, 705805.760016259 1180130.1190789647, 706152.849101428 1180006.2927415424, 706503.3298485067 1179881.2622319756, 706852.8706342946 1179756.5720961539, 707201.3727517803 1179632.2548919623, 707542.9141709519 1179510.4315522388, 707891.970796588 1179385.9248188818, 708232.8164679399 1179264.3466631642, 708580.5084169374 1179140.3355609423, 708928.1925288854 1179016.3275224844, 709275.9235849676 1178892.3118218514, 709625.193194807 1178767.744537784, 709980.421141147 1178641.0600241236, 710329.2473968632 1178516.662260089, 710671.2660156238 1178394.692368785, 711008.6154123824 1178274.400129208, 711272.0349482418 1178180.4669175541, 711642.9599992232 1178209.7308843725, 712015.8212045159 1178239.143890956, 712402.2017153053 1178269.6304605773, 712786.4493817734 1178299.9643422356, 713173.1363795788 1178330.4839922443, 713555.470172398 1178360.6709713142, 713943.0433572677 1178391.271611429, 714321.9210273467 1178421.1912007132, 714691.1735174374 1178450.3461064186, 715075.7390778372 1178480.7308001693, 715458.7078606753 1178510.9881286463, 715846.1832242317 1178541.5994517794, 716222.8192299042 1178571.360652592, 716607.8884436322 1178601.7996222363, 717005.5692616078 1178633.2310689883) | line | [10 empty] | 6 | 2 |  |  | 28 | 29 | 1 | FALSE | FALSE | 2 | TRUE | TRUE | 28 | 29 | 697234.4399 | 1180564.9274 | 717005.5693 | 1178633.2311 | 28 | 697234.4399 | 1180564.9274 | 29 | 717005.5693 | 1178633.2311
VN | 294388899 | LINEVN0017a | 220 | 30.6664 | [5 empty] | 50 | 6 cables - 2 systems | LINESTRING (722710.5872707061 1173336.045761646, 722703.4483946802 1173399.9809641356, 722662.9887783827 1173762.088610421, 722634.9581819647 1174012.8983646769, 722609.2407578608 1174243.0782039526, 722463.1652897501 1174469.0406380785, 722257.1370888371 1174761.5803873406, 722056.7084965493 1175066.991299143, 721913.793835361 1175393.179901428, 721771.7923405498 1175717.3056798792, 721631.9039872948 1176036.6105284235, 721489.8847658045 1176360.7696491277, 721336.835671043 1176710.1265274351, 721193.1547321304 1177038.0699528148, 721065.0179720989 1177330.5560386209, 720651.030608535 1177374.9254368963, 719958.8403737082 1177449.1142407118, 719539.7002590029 1177494.0495793885, 719177.0586838882 1177648.4641963143, 718810.7556374149 1177804.4515956244, 718443.2384402741 1177960.9655464366, 718083.8787794665 1178114.0060605234, 717726.0044678837 1178266.406571751, 717337.7810503279 1178431.7590307808, 716999.5131649163 1178575.817111722, 716604.0204858662 1178544.36666226, 716229.8787899109 1178514.6060800957, 715893.0463362744 1178487.8200933477, 715540.6165344445 1178459.798805336, 715159.2670452071 1178429.4845495555, 714774.6035683098 1178398.899244515, 714407.0579308101 1178369.6879424327, 714033.3325067782 1178339.9881124573, 713655.5491800578 1178309.9792904647, 713302.9012703013 1178281.9584195646, 712947.1470611092 1178253.700537492, 712590.4413305939 1178225.374145054, 712247.9112123952 1178198.1692541083, 711898.0856098768 1178170.3912777544, 711548.8835606816 1178142.6651554564, 711273.3808109206 1178120.8008253223, 710970.8316249582 1178228.1977032465, 710613.6783850868 1178354.971951555, 710271.8825411088 1178476.3021800993, 709923.6190188566 1178599.9407044484, 709566.0256900343 1178726.8877924685, 709215.5861261232 1178851.2936112375, 708871.4007397341 1178973.4953733133, 708732.8457014536 1179022.6901170372, 708521.1757899151 1179097.831339886, 708176.2179175217 1179220.3110822486, 707828.5324265895 1179343.7617491244, 707469.3353060798 1179471.293575509, 707113.9138354259 1179597.5021576153, 706769.3851273176 1179719.8421582833, 706413.4766166059 1179846.220131924, 706048.2610866018 1179975.9188677443, 705754.8761319609 1180080.1044131934, 705432.4227342185 1180194.6253253927, 705128.5066796246 1180042.2612799634, 704790.5624636839 1179872.8348958883, 704450.6624481657 1179702.4492898998, 704102.6102107381 1179527.9696120957, 703776.8539026467 1179364.668905079, 703434.5558914831 1179193.086142719, 703106.4810948006 1179028.639665105, 702753.2455489081 1178851.5898033741, 702406.1054864933 1178677.5897332795, 702058.0785776952 1178503.1571290477, 701707.6047334187 1178327.4972932807, 701374.0930850445 1178160.3389761818, 701014.5138809115 1177980.1310360408) | line | [10 empty] | 6 | 2 |  |  | 30 | 31 | 1 | FALSE | FALSE | 2 | FALSE | TRUE |  | 31 |  |  | 701014.5139 | 1177980.131 | 30 | 722710.5873 | 1173336.0458 | 31 | 701014.5139 | 1177980.131
VN | 294388899 | LINEVN0017b | 220 | 30.6664 | [5 empty] | 50 | 6 cables - 2 systems | LINESTRING (722710.5872707061 1173336.045761646, 722703.4483946802 1173399.9809641356, 722662.9887783827 1173762.088610421, 722634.9581819647 1174012.8983646769, 722609.2407578608 1174243.0782039526, 722463.1652897501 1174469.0406380785, 722257.1370888371 1174761.5803873406, 722056.7084965493 1175066.991299143, 721913.793835361 1175393.179901428, 721771.7923405498 1175717.3056798792, 721631.9039872948 1176036.6105284235, 721489.8847658045 1176360.7696491277, 721336.835671043 1176710.1265274351, 721193.1547321304 1177038.0699528148, 721065.0179720989 1177330.5560386209, 720651.030608535 1177374.9254368963, 719958.8403737082 1177449.1142407118, 719539.7002590029 1177494.0495793885, 719177.0586838882 1177648.4641963143, 718810.7556374149 1177804.4515956244, 718443.2384402741 1177960.9655464366, 718083.8787794665 1178114.0060605234, 717726.0044678837 1178266.406571751, 717337.7810503279 1178431.7590307808, 716999.5131649163 1178575.817111722, 716604.0204858662 1178544.36666226, 716229.8787899109 1178514.6060800957, 715893.0463362744 1178487.8200933477, 715540.6165344445 1178459.798805336, 715159.2670452071 1178429.4845495555, 714774.6035683098 1178398.899244515, 714407.0579308101 1178369.6879424327, 714033.3325067782 1178339.9881124573, 713655.5491800578 1178309.9792904647, 713302.9012703013 1178281.9584195646, 712947.1470611092 1178253.700537492, 712590.4413305939 1178225.374145054, 712247.9112123952 1178198.1692541083, 711898.0856098768 1178170.3912777544, 711548.8835606816 1178142.6651554564, 711273.3808109206 1178120.8008253223, 710970.8316249582 1178228.1977032465, 710613.6783850868 1178354.971951555, 710271.8825411088 1178476.3021800993, 709923.6190188566 1178599.9407044484, 709566.0256900343 1178726.8877924685, 709215.5861261232 1178851.2936112375, 708871.4007397341 1178973.4953733133, 708732.8457014536 1179022.6901170372, 708521.1757899151 1179097.831339886, 708176.2179175217 1179220.3110822486, 707828.5324265895 1179343.7617491244, 707469.3353060798 1179471.293575509, 707113.9138354259 1179597.5021576153, 706769.3851273176 1179719.8421582833, 706413.4766166059 1179846.220131924, 706048.2610866018 1179975.9188677443, 705754.8761319609 1180080.1044131934, 705432.4227342185 1180194.6253253927, 705128.5066796246 1180042.2612799634, 704790.5624636839 1179872.8348958883, 704450.6624481657 1179702.4492898998, 704102.6102107381 1179527.9696120957, 703776.8539026467 1179364.668905079, 703434.5558914831 1179193.086142719, 703106.4810948006 1179028.639665105, 702753.2455489081 1178851.5898033741, 702406.1054864933 1178677.5897332795, 702058.0785776952 1178503.1571290477, 701707.6047334187 1178327.4972932807, 701374.0930850445 1178160.3389761818, 701014.5138809115 1177980.1310360408) | line | [10 empty] | 6 | 2 |  |  | 30 | 31 | 1 | FALSE | FALSE | 2 | FALSE | TRUE |  | 31 |  |  | 701014.5139 | 1177980.131 | 30 | 722710.5873 | 1173336.0458 | 31 | 701014.5139 | 1177980.131
VN | 306248690 | LINEVN0018 | 110 | 4.3524 | [5 empty] | 50 |  | LINESTRING (701436.8905296916 1208258.1980344171, 701455.8272266651 1208471.3157867817, 701112.8734872018 1208500.6767593883, 700994.8482701413 1208652.5795781706, 701091.7048427488 1208913.9954439418, 701194.0019296238 1209190.0921360345, 701281.3470689547 1209425.8298553189, 701363.53903054 1209647.652838051, 701449.2249636214 1209878.923057733, 701421.4607808429 1210110.9940786914, 701395.1250144548 1210331.1592185793, 701206.7735244508 1210383.3538627494, 700909.9353463651 1210718.5146477823, 700810.2955711744 1210837.8495991512, 700660.2230640452 1211001.0178837697, 700634.7927284751 1211062.5156053316, 700619.2059188182 1211083.7275094024) | line | [10 empty] | 3 | 1 |  |  | 32 | 33 | 1 | FALSE | FALSE | 1 | FALSE | FALSE | [6 empty] | 32 | 701436.8905 | 1208258.198 | 33 | 700619.2059 | 1211083.7275
VN | 306248692 | LINEVN0019a | 110 | 33.9732 | [5 empty] | 50 | 6 cables - 2 systems | LINESTRING (704305.2727815325 1208247.9708209203, 704132.8473190058 1208062.3643994513, 703939.827507928 1207854.59482541, 703769.9784590894 1207640.5642809866, 703582.748487011 1207402.6095995475, 703435.6172060741 1207230.70508753, 703293.032803603 1207064.1064478022, 703085.1944348831 1206821.2831805446, 702902.4513685151 1206607.7662554544, 702731.983713407 1206408.6080888389, 702583.334383093 1206234.9407040048, 702594.668188806 1206024.927464002, 702605.2366804155 1205829.180560231, 702827.7237160987 1205660.1980427925, 703015.8300114674 1205517.3353202716, 703217.0323012404 1205364.519782103, 703314.0706814806 1205298.6388973978, 703526.4300359979 1205154.4669975622, 703733.3782825212 1205013.968923501, 703974.8478575044 1205050.9448539058, 704254.2333941316 1205093.7432168145, 704518.7514539134 1205134.2617840394, 704778.0586675879 1205173.9759467733, 705043.9852946226 1205214.7178329173, 705321.2067281529 1205257.1914400214, 705592.8141450314 1205339.1385028786, 705916.0961761526 1205436.698420928, 706193.1079376992 1205528.3646692464, 706401.9761712679 1205597.493581687, 706739.6520554174 1205716.481699925, 706933.300115499 1205678.6502227194, 707114.4327767597 1205699.685492522, 707227.6864350337 1205556.6186574332, 707376.3526720251 1205368.8024250607, 707514.0512852583 1205169.1246099498, 707687.4927395461 1204917.5972264209, 707834.8234850707 1204699.4719581213, 707996.0294868588 1204460.8235558956, 708129.6668242917 1204262.9801978376, 708300.4462472433 1204010.1433966612, 708440.8555060404 1203815.7838825444, 708590.2251422644 1203615.6950364667, 708762.523387841 1203384.895772007, 708929.0011273714 1203161.8930621187, 709061.5914348292 1202982.5648334865, 709191.2384268539 1202807.201083536, 709369.1088289106 1202658.151322796, 709596.110400632 1202467.9255004595, 709805.1402006773 1202292.7659131316, 709982.9064326931 1202143.7952840156, 710188.3124829496 1201971.6790082962, 710465.0711088852 1201739.765348756, 710508.4514068757 1201558.7359474727, 710578.40194279 1201267.8620922924, 710619.5659425195 1201096.7312862175, 710629.8382031715 1200776.924971048, 710713.6457884685 1200560.2957444887, 710716.3328910607 1200182.8460891133, 710715.82377844 1199949.032394083, 710712.662129505 1199690.2100867422, 710710.8200298748 1199423.2757717178, 710708.9986734617 1199156.4522698573, 710703.3989981526 1198892.116259269, 710703.300319527 1198821.2999069365, 710703.0115646755 1198618.04445686, 710699.4258478791 1198356.7636862593, 710698.6267767524 1198085.3888050024, 710772.9244753524 1197846.0964910027, 710852.1688615566 1197590.8601751537, 710922.1698871494 1197365.402924197, 710997.2627997606 1197123.5268710183, 711099.2074330928 1196795.2177401667, 711149.2593132255 1196634.0112397112, 711229.0773610427 1196376.9310390356, 711304.631167315 1196133.5975897785, 711381.5368300952 1195885.902726009, 711451.3421180105 1195661.0859586855, 711519.3282511961 1195442.1101367478, 711592.2611058804 1195207.2456324755, 711670.9005572426 1194953.9748386631, 711746.3698520968 1194710.9064186187, 711812.7844826912 1194496.987639405, 711891.3592588064 1194243.948787267, 711980.4872127594 1193956.87984603, 712061.2411778747 1193696.840712606, 712140.4776961997 1193441.6487427754, 712218.576257678 1193190.1004453835, 712300.7400876032 1192925.5011433228, 712450.9497560938 1192721.8941235023, 712585.0740878198 1192540.0906511403, 712717.1916558149 1192361.0073567235, 712837.1732997064 1192198.3757949213, 712909.7067308828 1191983.5779729676, 712995.9873845301 1191728.077120127, 713081.5443668502 1191474.7179709915, 713166.5561198465 1191222.9595569493, 713260.5105053551 1190944.7281925464, 713346.5277777128 1190689.9891199647, 713423.247274195 1190462.7939180185, 713505.6870833742 1190218.6971717195, 713592.0194271494 1189963.0197795245, 713686.9938004125 1189681.7747276896, 713758.6210347306 1189469.6928915014, 713537.8809064282 1189355.8954099212, 713283.5876154957 1189224.8047119002, 713030.3612166212 1189094.2651821845, 712781.3530561164 1188965.9009367353, 712572.4601636699 1188858.2155907007, 712331.3219282222 1188733.910045257, 712129.0781585856 1188629.6664433728, 711869.23581493 1188495.73234296, 711845.1986776541 1188594.939590248, 711901.9591797739 1188608.1420268442) | line | [10 empty] | 6 | 2 |  |  | 34 | 35 | 1 | FALSE | FALSE | 2 | TRUE | FALSE | 34 |  | 704305.2728 | 1208247.9708 |  |  | 34 | 704305.2728 | 1208247.9708 | 35 | 711901.9592 | 1188608.142
VN | 306248692 | LINEVN0019b | 110 | 33.9732 | [5 empty] | 50 | 6 cables - 2 systems | LINESTRING (704305.2727815325 1208247.9708209203, 704132.8473190058 1208062.3643994513, 703939.827507928 1207854.59482541, 703769.9784590894 1207640.5642809866, 703582.748487011 1207402.6095995475, 703435.6172060741 1207230.70508753, 703293.032803603 1207064.1064478022, 703085.1944348831 1206821.2831805446, 702902.4513685151 1206607.7662554544, 702731.983713407 1206408.6080888389, 702583.334383093 1206234.9407040048, 702594.668188806 1206024.927464002, 702605.2366804155 1205829.180560231, 702827.7237160987 1205660.1980427925, 703015.8300114674 1205517.3353202716, 703217.0323012404 1205364.519782103, 703314.0706814806 1205298.6388973978, 703526.4300359979 1205154.4669975622, 703733.3782825212 1205013.968923501, 703974.8478575044 1205050.9448539058, 704254.2333941316 1205093.7432168145, 704518.7514539134 1205134.2617840394, 704778.0586675879 1205173.9759467733, 705043.9852946226 1205214.7178329173, 705321.2067281529 1205257.1914400214, 705592.8141450314 1205339.1385028786, 705916.0961761526 1205436.698420928, 706193.1079376992 1205528.3646692464, 706401.9761712679 1205597.493581687, 706739.6520554174 1205716.481699925, 706933.300115499 1205678.6502227194, 707114.4327767597 1205699.685492522, 707227.6864350337 1205556.6186574332, 707376.3526720251 1205368.8024250607, 707514.0512852583 1205169.1246099498, 707687.4927395461 1204917.5972264209, 707834.8234850707 1204699.4719581213, 707996.0294868588 1204460.8235558956, 708129.6668242917 1204262.9801978376, 708300.4462472433 1204010.1433966612, 708440.8555060404 1203815.7838825444, 708590.2251422644 1203615.6950364667, 708762.523387841 1203384.895772007, 708929.0011273714 1203161.8930621187, 709061.5914348292 1202982.5648334865, 709191.2384268539 1202807.201083536, 709369.1088289106 1202658.151322796, 709596.110400632 1202467.9255004595, 709805.1402006773 1202292.7659131316, 709982.9064326931 1202143.7952840156, 710188.3124829496 1201971.6790082962, 710465.0711088852 1201739.765348756, 710508.4514068757 1201558.7359474727, 710578.40194279 1201267.8620922924, 710619.5659425195 1201096.7312862175, 710629.8382031715 1200776.924971048, 710713.6457884685 1200560.2957444887, 710716.3328910607 1200182.8460891133, 710715.82377844 1199949.032394083, 710712.662129505 1199690.2100867422, 710710.8200298748 1199423.2757717178, 710708.9986734617 1199156.4522698573, 710703.3989981526 1198892.116259269, 710703.300319527 1198821.2999069365, 710703.0115646755 1198618.04445686, 710699.4258478791 1198356.7636862593, 710698.6267767524 1198085.3888050024, 710772.9244753524 1197846.0964910027, 710852.1688615566 1197590.8601751537, 710922.1698871494 1197365.402924197, 710997.2627997606 1197123.5268710183, 711099.2074330928 1196795.2177401667, 711149.2593132255 1196634.0112397112, 711229.0773610427 1196376.9310390356, 711304.631167315 1196133.5975897785, 711381.5368300952 1195885.902726009, 711451.3421180105 1195661.0859586855, 711519.3282511961 1195442.1101367478, 711592.2611058804 1195207.2456324755, 711670.9005572426 1194953.9748386631, 711746.3698520968 1194710.9064186187, 711812.7844826912 1194496.987639405, 711891.3592588064 1194243.948787267, 711980.4872127594 1193956.87984603, 712061.2411778747 1193696.840712606, 712140.4776961997 1193441.6487427754, 712218.576257678 1193190.1004453835, 712300.7400876032 1192925.5011433228, 712450.9497560938 1192721.8941235023, 712585.0740878198 1192540.0906511403, 712717.1916558149 1192361.0073567235, 712837.1732997064 1192198.3757949213, 712909.7067308828 1191983.5779729676, 712995.9873845301 1191728.077120127, 713081.5443668502 1191474.7179709915, 713166.5561198465 1191222.9595569493, 713260.5105053551 1190944.7281925464, 713346.5277777128 1190689.9891199647, 713423.247274195 1190462.7939180185, 713505.6870833742 1190218.6971717195, 713592.0194271494 1189963.0197795245, 713686.9938004125 1189681.7747276896, 713758.6210347306 1189469.6928915014, 713537.8809064282 1189355.8954099212, 713283.5876154957 1189224.8047119002, 713030.3612166212 1189094.2651821845, 712781.3530561164 1188965.9009367353, 712572.4601636699 1188858.2155907007, 712331.3219282222 1188733.910045257, 712129.0781585856 1188629.6664433728, 711869.23581493 1188495.73234296, 711845.1986776541 1188594.939590248, 711901.9591797739 1188608.1420268442) | line | [10 empty] | 6 | 2 |  |  | 34 | 35 | 1 | FALSE | FALSE | 2 | TRUE | FALSE | 34 |  | 704305.2728 | 1208247.9708 |  |  | 34 | 704305.2728 | 1208247.9708 | 35 | 711901.9592 | 1188608.142
VN | 306271497 | LINEVN0020a | 220 | 7.7215 | [5 empty] | 50 | 6 cables - 2 systems | LINESTRING (696774.3870308232 1180102.3548051333, 696838.8193039927 1180065.3943132856, 696719.7368533048 1179873.9325281603, 696780.6531390853 1179813.1896179046, 696981.7901610608 1179966.720857728, 697054.3620557326 1180022.1120106706, 697270.8142955033 1180271.5011690822, 697397.4886823217 1180417.4553184707, 697648.4835074696 1180407.5931116932, 697869.8746437331 1180398.8870440107, 698181.6439035712 1180386.6408199696, 698482.9948745081 1180374.8119785027, 698723.1940252081 1180129.928744277, 699001.8584303571 1179845.8352849695, 699282.3549402361 1179559.8624676527, 699563.1642867893 1179273.594359365, 699841.3693810148 1178989.9784912087, 700122.496383497 1178703.3945377802, 700402.4062036647 1178418.0439379169, 700647.8512998931 1178167.8355267916, 700890.8339009772 1177920.147020323, 701099.9442576254 1177706.9840290444, 701283.6453841459 1177448.14874404, 701295.8443127244 1177409.8341533125) | line | [10 empty] | 6 | 2 |  |  | 36 | 37 | 1 | FALSE | FALSE | 2 | TRUE | FALSE | 36 |  | 696774.387 | 1180102.3548 |  |  | 36 | 696774.387 | 1180102.3548 | 37 | 701295.8443 | 1177409.8342
VN | 306271497 | LINEVN0020b | 220 | 7.7215 | [5 empty] | 50 | 6 cables - 2 systems | LINESTRING (696774.3870308232 1180102.3548051333, 696838.8193039927 1180065.3943132856, 696719.7368533048 1179873.9325281603, 696780.6531390853 1179813.1896179046, 696981.7901610608 1179966.720857728, 697054.3620557326 1180022.1120106706, 697270.8142955033 1180271.5011690822, 697397.4886823217 1180417.4553184707, 697648.4835074696 1180407.5931116932, 697869.8746437331 1180398.8870440107, 698181.6439035712 1180386.6408199696, 698482.9948745081 1180374.8119785027, 698723.1940252081 1180129.928744277, 699001.8584303571 1179845.8352849695, 699282.3549402361 1179559.8624676527, 699563.1642867893 1179273.594359365, 699841.3693810148 1178989.9784912087, 700122.496383497 1178703.3945377802, 700402.4062036647 1178418.0439379169, 700647.8512998931 1178167.8355267916, 700890.8339009772 1177920.147020323, 701099.9442576254 1177706.9840290444, 701283.6453841459 1177448.14874404, 701295.8443127244 1177409.8341533125) | line | [10 empty] | 6 | 2 |  |  | 36 | 37 | 1 | FALSE | FALSE | 2 | TRUE | FALSE | 36 |  | 696774.387 | 1180102.3548 |  |  | 36 | 696774.387 | 1180102.3548 | 37 | 701295.8443 | 1177409.8342
VN | 306271498 | LINEVN0021a | 220 | 0.62467 | [5 empty] | 50 | 6 cables - 2 systems | LINESTRING (722585.6840509321 1173333.292591672, 722592.1116579509 1173433.318053122, 722599.8053745234 1173686.1427151945, 722478.5512091435 1173687.971838285, 722471.2308866102 1173642.4407792566) | line | [10 empty] | 6 |  |  |  | 38 | 39 | 1 | FALSE | FALSE | 2 | FALSE | FALSE | [6 empty] | 38 | 722585.6841 | 1173333.2926 | 39 | 722471.2309 | 1173642.4408
VN | 306271498 | LINEVN0021b | 220 | 0.62467 | [5 empty] | 50 | 6 cables - 2 systems | LINESTRING (722585.6840509321 1173333.292591672, 722592.1116579509 1173433.318053122, 722599.8053745234 1173686.1427151945, 722478.5512091435 1173687.971838285, 722471.2308866102 1173642.4407792566) | line | [10 empty] | 6 |  |  |  | 38 | 39 | 1 | FALSE | FALSE | 2 | FALSE | FALSE | [6 empty] | 38 | 722585.6841 | 1173333.2926 | 39 | 722471.2309 | 1173642.4408
VN | 306271499 | LINEVN0022a | 220 | 7.6801 | [5 empty] | 50 | multiple vlevels, 12 cables - 4 systems | LINESTRING (695487.710406585 1192613.6780895926, 695459.620128631 1192949.321524079, 695434.4031776675 1193270.5343633662, 695407.8737693435 1193612.3264988079, 695195.7461719763 1193958.7205704385, 694994.1737794562 1194286.890929169, 694831.8181758625 1194556.184743837, 694623.6995036341 1194895.900282903, 694414.3936492096 1195235.4325746028, 694315.7830904671 1195405.4719724022, 694238.5153140019 1195420.5648997894, 694068.7827176432 1195453.7271699, 693628.6713586685 1195536.716320702, 693333.1369250743 1195594.4963097079, 693070.1978638336 1195644.1705834628, 692946.359711368 1195811.3897711318, 692769.9958015574 1196046.681168858, 692540.4003352764 1196357.1099326517, 692306.5160528601 1196674.2517601543, 692304.0197300091 1197131.8127334393, 692416.6458274304 1197399.6029108106) | line | [10 empty] | 12 |  |  |  | 40 | 41 | 2 | FALSE | FALSE | 4 | TRUE | TRUE | 40 | 41 | 695487.7104 | 1192613.6781 | 692416.6458 | 1197399.6029 | 40 | 695487.7104 | 1192613.6781 | 41 | 692416.6458 | 1197399.6029
VN | 306271499 | LINEVN0022b | 220 | 7.6801 | [5 empty] | 50 | multiple vlevels, 12 cables - 4 systems | LINESTRING (695487.710406585 1192613.6780895926, 695459.620128631 1192949.321524079, 695434.4031776675 1193270.5343633662, 695407.8737693435 1193612.3264988079, 695195.7461719763 1193958.7205704385, 694994.1737794562 1194286.890929169, 694831.8181758625 1194556.184743837, 694623.6995036341 1194895.900282903, 694414.3936492096 1195235.4325746028, 694315.7830904671 1195405.4719724022, 694238.5153140019 1195420.5648997894, 694068.7827176432 1195453.7271699, 693628.6713586685 1195536.716320702, 693333.1369250743 1195594.4963097079, 693070.1978638336 1195644.1705834628, 692946.359711368 1195811.3897711318, 692769.9958015574 1196046.681168858, 692540.4003352764 1196357.1099326517, 692306.5160528601 1196674.2517601543, 692304.0197300091 1197131.8127334393, 692416.6458274304 1197399.6029108106) | line | [10 empty] | 12 |  |  |  | 40 | 41 | 2 | FALSE | FALSE | 4 | TRUE | TRUE | 40 | 41 | 695487.7104 | 1192613.6781 | 692416.6458 | 1197399.6029 | 40 | 695487.7104 | 1192613.6781 | 41 | 692416.6458 | 1197399.6029
VN | 306271499 | LINEVN0022c | 220 | 7.6801 | [5 empty] | 50 | multiple vlevels, 12 cables - 4 systems | LINESTRING (695487.710406585 1192613.6780895926, 695459.620128631 1192949.321524079, 695434.4031776675 1193270.5343633662, 695407.8737693435 1193612.3264988079, 695195.7461719763 1193958.7205704385, 694994.1737794562 1194286.890929169, 694831.8181758625 1194556.184743837, 694623.6995036341 1194895.900282903, 694414.3936492096 1195235.4325746028, 694315.7830904671 1195405.4719724022, 694238.5153140019 1195420.5648997894, 694068.7827176432 1195453.7271699, 693628.6713586685 1195536.716320702, 693333.1369250743 1195594.4963097079, 693070.1978638336 1195644.1705834628, 692946.359711368 1195811.3897711318, 692769.9958015574 1196046.681168858, 692540.4003352764 1196357.1099326517, 692306.5160528601 1196674.2517601543, 692304.0197300091 1197131.8127334393, 692416.6458274304 1197399.6029108106) | line | [10 empty] | 12 |  |  |  | 40 | 41 | 2 | FALSE | FALSE | 4 | TRUE | TRUE | 40 | 41 | 695487.7104 | 1192613.6781 | 692416.6458 | 1197399.6029 | 40 | 695487.7104 | 1192613.6781 | 41 | 692416.6458 | 1197399.6029
VN | 306271499 | LINEVN0022d | 220 | 7.6801 | [5 empty] | 50 | multiple vlevels, 12 cables - 4 systems | LINESTRING (695487.710406585 1192613.6780895926, 695459.620128631 1192949.321524079, 695434.4031776675 1193270.5343633662, 695407.8737693435 1193612.3264988079, 695195.7461719763 1193958.7205704385, 694994.1737794562 1194286.890929169, 694831.8181758625 1194556.184743837, 694623.6995036341 1194895.900282903, 694414.3936492096 1195235.4325746028, 694315.7830904671 1195405.4719724022, 694238.5153140019 1195420.5648997894, 694068.7827176432 1195453.7271699, 693628.6713586685 1195536.716320702, 693333.1369250743 1195594.4963097079, 693070.1978638336 1195644.1705834628, 692946.359711368 1195811.3897711318, 692769.9958015574 1196046.681168858, 692540.4003352764 1196357.1099326517, 692306.5160528601 1196674.2517601543, 692304.0197300091 1197131.8127334393, 692416.6458274304 1197399.6029108106) | line | [10 empty] | 12 |  |  |  | 40 | 41 | 2 | FALSE | FALSE | 4 | TRUE | TRUE | 40 | 41 | 695487.7104 | 1192613.6781 | 692416.6458 | 1197399.6029 | 40 | 695487.7104 | 1192613.6781 | 41 | 692416.6458 | 1197399.6029
VN | 306271499 | LINEVN0023a | 110 | 7.6801 | [5 empty] | 50 | multiple vlevels, 12 cables - 4 systems | LINESTRING (695487.710406585 1192613.6780895926, 695459.620128631 1192949.321524079, 695434.4031776675 1193270.5343633662, 695407.8737693435 1193612.3264988079, 695195.7461719763 1193958.7205704385, 694994.1737794562 1194286.890929169, 694831.8181758625 1194556.184743837, 694623.6995036341 1194895.900282903, 694414.3936492096 1195235.4325746028, 694315.7830904671 1195405.4719724022, 694238.5153140019 1195420.5648997894, 694068.7827176432 1195453.7271699, 693628.6713586685 1195536.716320702, 693333.1369250743 1195594.4963097079, 693070.1978638336 1195644.1705834628, 692946.359711368 1195811.3897711318, 692769.9958015574 1196046.681168858, 692540.4003352764 1196357.1099326517, 692306.5160528601 1196674.2517601543, 692304.0197300091 1197131.8127334393, 692416.6458274304 1197399.6029108106) | line | [10 empty] | 12 |  |  |  | 40 | 41 | 2 | FALSE | FALSE | 4 | TRUE | TRUE | 40 | 41 | 695487.7104 | 1192613.6781 | 692416.6458 | 1197399.6029 | 40 | 695487.7104 | 1192613.6781 | 41 | 692416.6458 | 1197399.6029
VN | 306271499 | LINEVN0023b | 110 | 7.6801 | [5 empty] | 50 | multiple vlevels, 12 cables - 4 systems | LINESTRING (695487.710406585 1192613.6780895926, 695459.620128631 1192949.321524079, 695434.4031776675 1193270.5343633662, 695407.8737693435 1193612.3264988079, 695195.7461719763 1193958.7205704385, 694994.1737794562 1194286.890929169, 694831.8181758625 1194556.184743837, 694623.6995036341 1194895.900282903, 694414.3936492096 1195235.4325746028, 694315.7830904671 1195405.4719724022, 694238.5153140019 1195420.5648997894, 694068.7827176432 1195453.7271699, 693628.6713586685 1195536.716320702, 693333.1369250743 1195594.4963097079, 693070.1978638336 1195644.1705834628, 692946.359711368 1195811.3897711318, 692769.9958015574 1196046.681168858, 692540.4003352764 1196357.1099326517, 692306.5160528601 1196674.2517601543, 692304.0197300091 1197131.8127334393, 692416.6458274304 1197399.6029108106) | line | [10 empty] | 12 |  |  |  | 40 | 41 | 2 | FALSE | FALSE | 4 | TRUE | TRUE | 40 | 41 | 695487.7104 | 1192613.6781 | 692416.6458 | 1197399.6029 | 40 | 695487.7104 | 1192613.6781 | 41 | 692416.6458 | 1197399.6029
VN | 306271499 | LINEVN0023c | 110 | 7.6801 | [5 empty] | 50 | multiple vlevels, 12 cables - 4 systems | LINESTRING (695487.710406585 1192613.6780895926, 695459.620128631 1192949.321524079, 695434.4031776675 1193270.5343633662, 695407.8737693435 1193612.3264988079, 695195.7461719763 1193958.7205704385, 694994.1737794562 1194286.890929169, 694831.8181758625 1194556.184743837, 694623.6995036341 1194895.900282903, 694414.3936492096 1195235.4325746028, 694315.7830904671 1195405.4719724022, 694238.5153140019 1195420.5648997894, 694068.7827176432 1195453.7271699, 693628.6713586685 1195536.716320702, 693333.1369250743 1195594.4963097079, 693070.1978638336 1195644.1705834628, 692946.359711368 1195811.3897711318, 692769.9958015574 1196046.681168858, 692540.4003352764 1196357.1099326517, 692306.5160528601 1196674.2517601543, 692304.0197300091 1197131.8127334393, 692416.6458274304 1197399.6029108106) | line | [10 empty] | 12 |  |  |  | 40 | 41 | 2 | FALSE | FALSE | 4 | TRUE | TRUE | 40 | 41 | 695487.7104 | 1192613.6781 | 692416.6458 | 1197399.6029 | 40 | 695487.7104 | 1192613.6781 | 41 | 692416.6458 | 1197399.6029
VN | 306271499 | LINEVN0023d | 110 | 7.6801 | [5 empty] | 50 | multiple vlevels, 12 cables - 4 systems | LINESTRING (695487.710406585 1192613.6780895926, 695459.620128631 1192949.321524079, 695434.4031776675 1193270.5343633662, 695407.8737693435 1193612.3264988079, 695195.7461719763 1193958.7205704385, 694994.1737794562 1194286.890929169, 694831.8181758625 1194556.184743837, 694623.6995036341 1194895.900282903, 694414.3936492096 1195235.4325746028, 694315.7830904671 1195405.4719724022, 694238.5153140019 1195420.5648997894, 694068.7827176432 1195453.7271699, 693628.6713586685 1195536.716320702, 693333.1369250743 1195594.4963097079, 693070.1978638336 1195644.1705834628, 692946.359711368 1195811.3897711318, 692769.9958015574 1196046.681168858, 692540.4003352764 1196357.1099326517, 692306.5160528601 1196674.2517601543, 692304.0197300091 1197131.8127334393, 692416.6458274304 1197399.6029108106) | line | [10 empty] | 12 |  |  |  | 40 | 41 | 2 | FALSE | FALSE | 4 | TRUE | TRUE | 40 | 41 | 695487.7104 | 1192613.6781 | 692416.6458 | 1197399.6029 | 40 | 695487.7104 | 1192613.6781 | 41 | 692416.6458 | 1197399.6029
VN | 306271500 | LINEVN0024a | 220 | 10.55 | [5 empty] | 50 | 12 cables - 4 systems | LINESTRING (698307.90139536 1182176.9105999877, 698102.6701539243 1181879.6878665995, 697867.3279953867 1181538.8819920628, 697654.2768072739 1181230.3451070294, 697431.4782602958 1180907.715258848, 697210.9211784817 1180588.3309349366, 696978.1696694129 1180359.3011411298, 696717.3979565464 1180095.5741094786, 696538.4836407041 1179917.5599787263, 696725.0665087649 1179726.9345755063, 696913.0135867329 1179858.8945415374, 696998.1325975853 1179918.6506985219, 697207.6794315287 1180132.7655521084, 697422.5206623923 1180352.2893748472, 697623.4962435134 1180345.16610846, 698044.665892324 1180330.2612475727, 698455.9982018439 1180315.6910310748, 698684.3553886126 1180080.6278287657, 698952.5261220809 1179807.7449610105, 699217.2666344382 1179538.3611806582, 699485.6220141149 1179265.3052239227, 699749.2152006263 1178997.0790191074, 700031.6260323534 1178709.7276538783, 700312.2692145545 1178424.1816559695, 700549.1788102274 1178183.1262059838, 700836.0618276115 1177891.2369578308, 701027.1254239345 1177696.839323619) | line | [10 empty] | 12 | 4 |  |  | 42 | 43 | 1 | FALSE | FALSE | 4 | TRUE | TRUE | 42 | 43 | 698307.9014 | 1182176.9106 | 701027.1254 | 1177696.8393 | 42 | 698307.9014 | 1182176.9106 | 43 | 701027.1254 | 1177696.8393
VN | 306271500 | LINEVN0024b | 220 | 10.55 | [5 empty] | 50 | 12 cables - 4 systems | LINESTRING (698307.90139536 1182176.9105999877, 698102.6701539243 1181879.6878665995, 697867.3279953867 1181538.8819920628, 697654.2768072739 1181230.3451070294, 697431.4782602958 1180907.715258848, 697210.9211784817 1180588.3309349366, 696978.1696694129 1180359.3011411298, 696717.3979565464 1180095.5741094786, 696538.4836407041 1179917.5599787263, 696725.0665087649 1179726.9345755063, 696913.0135867329 1179858.8945415374, 696998.1325975853 1179918.6506985219, 697207.6794315287 1180132.7655521084, 697422.5206623923 1180352.2893748472, 697623.4962435134 1180345.16610846, 698044.665892324 1180330.2612475727, 698455.9982018439 1180315.6910310748, 698684.3553886126 1180080.6278287657, 698952.5261220809 1179807.7449610105, 699217.2666344382 1179538.3611806582, 699485.6220141149 1179265.3052239227, 699749.2152006263 1178997.0790191074, 700031.6260323534 1178709.7276538783, 700312.2692145545 1178424.1816559695, 700549.1788102274 1178183.1262059838, 700836.0618276115 1177891.2369578308, 701027.1254239345 1177696.839323619) | line | [10 empty] | 12 | 4 |  |  | 42 | 43 | 1 | FALSE | FALSE | 4 | TRUE | TRUE | 42 | 43 | 698307.9014 | 1182176.9106 | 701027.1254 | 1177696.8393 | 42 | 698307.9014 | 1182176.9106 | 43 | 701027.1254 | 1177696.8393
VN | 306271500 | LINEVN0024c | 220 | 10.55 | [5 empty] | 50 | 12 cables - 4 systems | LINESTRING (698307.90139536 1182176.9105999877, 698102.6701539243 1181879.6878665995, 697867.3279953867 1181538.8819920628, 697654.2768072739 1181230.3451070294, 697431.4782602958 1180907.715258848, 697210.9211784817 1180588.3309349366, 696978.1696694129 1180359.3011411298, 696717.3979565464 1180095.5741094786, 696538.4836407041 1179917.5599787263, 696725.0665087649 1179726.9345755063, 696913.0135867329 1179858.8945415374, 696998.1325975853 1179918.6506985219, 697207.6794315287 1180132.7655521084, 697422.5206623923 1180352.2893748472, 697623.4962435134 1180345.16610846, 698044.665892324 1180330.2612475727, 698455.9982018439 1180315.6910310748, 698684.3553886126 1180080.6278287657, 698952.5261220809 1179807.7449610105, 699217.2666344382 1179538.3611806582, 699485.6220141149 1179265.3052239227, 699749.2152006263 1178997.0790191074, 700031.6260323534 1178709.7276538783, 700312.2692145545 1178424.1816559695, 700549.1788102274 1178183.1262059838, 700836.0618276115 1177891.2369578308, 701027.1254239345 1177696.839323619) | line | [10 empty] | 12 | 4 |  |  | 42 | 43 | 1 | FALSE | FALSE | 4 | TRUE | TRUE | 42 | 43 | 698307.9014 | 1182176.9106 | 701027.1254 | 1177696.8393 | 42 | 698307.9014 | 1182176.9106 | 43 | 701027.1254 | 1177696.8393
VN | 306271500 | LINEVN0024d | 220 | 10.55 | [5 empty] | 50 | 12 cables - 4 systems | LINESTRING (698307.90139536 1182176.9105999877, 698102.6701539243 1181879.6878665995, 697867.3279953867 1181538.8819920628, 697654.2768072739 1181230.3451070294, 697431.4782602958 1180907.715258848, 697210.9211784817 1180588.3309349366, 696978.1696694129 1180359.3011411298, 696717.3979565464 1180095.5741094786, 696538.4836407041 1179917.5599787263, 696725.0665087649 1179726.9345755063, 696913.0135867329 1179858.8945415374, 696998.1325975853 1179918.6506985219, 697207.6794315287 1180132.7655521084, 697422.5206623923 1180352.2893748472, 697623.4962435134 1180345.16610846, 698044.665892324 1180330.2612475727, 698455.9982018439 1180315.6910310748, 698684.3553886126 1180080.6278287657, 698952.5261220809 1179807.7449610105, 699217.2666344382 1179538.3611806582, 699485.6220141149 1179265.3052239227, 699749.2152006263 1178997.0790191074, 700031.6260323534 1178709.7276538783, 700312.2692145545 1178424.1816559695, 700549.1788102274 1178183.1262059838, 700836.0618276115 1177891.2369578308, 701027.1254239345 1177696.839323619) | line | [10 empty] | 12 | 4 |  |  | 42 | 43 | 1 | FALSE | FALSE | 4 | TRUE | TRUE | 42 | 43 | 698307.9014 | 1182176.9106 | 701027.1254 | 1177696.8393 | 42 | 698307.9014 | 1182176.9106 | 43 | 701027.1254 | 1177696.8393
VN | 306271502 | LINEVN0025a | 220 | 19.4802 | [5 empty] | 50 | 6 cables - 2 systems | LINESTRING (716926.9759053631 1178665.309689929, 716570.9365480454 1178637.1102612398, 716176.8662415202 1178605.9061507296, 715778.4755694978 1178574.3694619846, 715405.9203036011 1178544.8825938115, 715023.1492273118 1178514.5827986472, 714639.7985044464 1178484.2505856222, 714251.9961645945 1178453.5738470147, 713862.9142531843 1178422.794024041, 713489.5830293876 1178393.2575313647, 713112.882970071 1178363.4717512655, 712743.6864156958 1178334.2794740612, 712380.0683191504 1178305.5245622552, 712000.459095609 1178275.5230550307, 711621.4953973206 1178245.5631360316, 711282.4111514986 1178218.7657515092, 710995.2909505479 1178321.1583656312, 710642.938608263 1178446.8004206398, 710285.3469989885 1178574.3270578962, 709935.4248142999 1178699.1166182961, 709586.8108801307 1178823.4417105939, 709223.953835871 1178952.8594307192, 708884.4927038283 1179073.9284580913, 708561.3641272325 1179189.1823495291, 708213.2230975474 1179313.3567310886, 707890.6484944365 1179428.4094136858, 707513.8797894462 1179562.8023854184, 707155.9002481186 1179690.4992622226, 706810.8423804799 1179813.587742342, 706465.842413426 1179936.6575210772, 706125.14416873 1180058.2077785737, 705781.5868178692 1180180.772484344, 705454.6850958961 1180294.5690237505, 705095.654828894 1180308.1328677563, 704719.1250974883 1180322.346830463, 704333.0198008912 1180336.9385285263, 704035.0306154669 1180348.2050252971, 703645.0966986633 1180362.9473055822, 703309.7444156818 1180375.6214087114, 702931.5013265678 1180389.9331724767, 702562.4089410846 1180403.8945792248, 702188.0204477567 1180418.0606116538, 701808.5876114238 1180432.421882593, 701434.1902002072 1180446.6071431532, 701072.894303934 1180460.2880494916) | line | [10 empty] | 6 | 2 |  |  | 44 | 45 | 1 | FALSE | FALSE | 2 | TRUE | TRUE | 44 | 45 | 716926.9759 | 1178665.3097 | 701072.8943 | 1180460.288 | 44 | 716926.9759 | 1178665.3097 | 45 | 701072.8943 | 1180460.288
VN | 306271502 | LINEVN0025b | 220 | 19.4802 | [5 empty] | 50 | 6 cables - 2 systems | LINESTRING (716926.9759053631 1178665.309689929, 716570.9365480454 1178637.1102612398, 716176.8662415202 1178605.9061507296, 715778.4755694978 1178574.3694619846, 715405.9203036011 1178544.8825938115, 715023.1492273118 1178514.5827986472, 714639.7985044464 1178484.2505856222, 714251.9961645945 1178453.5738470147, 713862.9142531843 1178422.794024041, 713489.5830293876 1178393.2575313647, 713112.882970071 1178363.4717512655, 712743.6864156958 1178334.2794740612, 712380.0683191504 1178305.5245622552, 712000.459095609 1178275.5230550307, 711621.4953973206 1178245.5631360316, 711282.4111514986 1178218.7657515092, 710995.2909505479 1178321.1583656312, 710642.938608263 1178446.8004206398, 710285.3469989885 1178574.3270578962, 709935.4248142999 1178699.1166182961, 709586.8108801307 1178823.4417105939, 709223.953835871 1178952.8594307192, 708884.4927038283 1179073.9284580913, 708561.3641272325 1179189.1823495291, 708213.2230975474 1179313.3567310886, 707890.6484944365 1179428.4094136858, 707513.8797894462 1179562.8023854184, 707155.9002481186 1179690.4992622226, 706810.8423804799 1179813.587742342, 706465.842413426 1179936.6575210772, 706125.14416873 1180058.2077785737, 705781.5868178692 1180180.772484344, 705454.6850958961 1180294.5690237505, 705095.654828894 1180308.1328677563, 704719.1250974883 1180322.346830463, 704333.0198008912 1180336.9385285263, 704035.0306154669 1180348.2050252971, 703645.0966986633 1180362.9473055822, 703309.7444156818 1180375.6214087114, 702931.5013265678 1180389.9331724767, 702562.4089410846 1180403.8945792248, 702188.0204477567 1180418.0606116538, 701808.5876114238 1180432.421882593, 701434.1902002072 1180446.6071431532, 701072.894303934 1180460.2880494916) | line | [10 empty] | 6 | 2 |  |  | 44 | 45 | 1 | FALSE | FALSE | 2 | TRUE | TRUE | 44 | 45 | 716926.9759 | 1178665.3097 | 701072.8943 | 1180460.288 | 44 | 716926.9759 | 1178665.3097 | 45 | 701072.8943 | 1180460.288
VN | 306295537 | LINEVN0026a | 220 | 0.44099 | [5 empty] | 50 | 6 cables - 2 systems | LINESTRING (701247.2945250391 1177405.4971456754, 701234.8274079069 1177442.9140880653, 701027.1254239345 1177696.839323619) | line | [10 empty] | 6 | 2 |  |  | 46 | 43 | 1 | FALSE | FALSE | 2 | FALSE | TRUE |  | 43 |  |  | 701027.1254 | 1177696.8393 | 46 | 701247.2945 | 1177405.4971 | 43 | 701027.1254 | 1177696.8393
VN | 306295537 | LINEVN0026b | 220 | 0.44099 | [5 empty] | 50 | 6 cables - 2 systems | LINESTRING (701247.2945250391 1177405.4971456754, 701234.8274079069 1177442.9140880653, 701027.1254239345 1177696.839323619) | line | [10 empty] | 6 | 2 |  |  | 46 | 43 | 1 | FALSE | FALSE | 2 | FALSE | TRUE |  | 43 |  |  | 701027.1254 | 1177696.8393 | 46 | 701247.2945 | 1177405.4971 | 43 | 701027.1254 | 1177696.8393
VN | 306295539 | LINEVN0027a | 220 | 15.6189 | [5 empty] | 50 | 12 cables - 4 systems | LINESTRING (696774.3870308232 1180102.3548051333, 696486.1624835184 1179813.4587806189, 695926.7784486153 1179252.8002790045, 695646.328865004 1178971.713601379, 695384.9241939653 1178709.7226700936, 695119.8381453634 1178444.0627558276, 694937.6721553585 1178261.4838134432, 694578.1487425514 1178212.779603159, 694203.8360640092 1178157.4679664266, 693857.6912877586 1178235.5318487326, 693490.3779634808 1178318.9317401673, 693200.5778422132 1178385.619871111, 692907.3564610081 1178450.0230849439, 692645.1856736045 1178509.4392000677, 692336.1975603219 1178583.8680578258, 692037.8869414513 1178655.085670842, 691665.7520451467 1178745.7774151694, 690953.6470821463 1178919.5990582858, 690581.2505360106 1179044.5480737637, 689750.226905723 1179327.3916982547, 689373.5692913248 1179455.1494330755, 689044.0688108506 1179564.0703715826, 688863.0599039325 1179627.4621422885, 688492.3807295999 1179749.9965184783, 688362.5164618593 1180068.540270619, 688219.5083176193 1180421.5018394722, 688084.9514528775 1180764.2120449427, 687955.7527393119 1181088.1692257824, 687816.1684070353 1181418.8939844186, 687683.7273112304 1181760.0677873846, 687568.4867397872 1182042.1897638247, 687434.180494191 1182369.2718321218, 687343.0515089915 1182593.0662604237, 687478.1351621568 1182878.3479663574, 687628.545432201 1183200.673388088) | line | [10 empty] | 12 | 4 |  |  | 36 | 47 | 1 | FALSE | FALSE | 4 | TRUE | TRUE | 36 | 47 | 696774.387 | 1180102.3548 | 687628.5454 | 1183200.6734 | 36 | 696774.387 | 1180102.3548 | 47 | 687628.5454 | 1183200.6734
VN | 306295539 | LINEVN0027b | 220 | 15.6189 | [5 empty] | 50 | 12 cables - 4 systems | LINESTRING (696774.3870308232 1180102.3548051333, 696486.1624835184 1179813.4587806189, 695926.7784486153 1179252.8002790045, 695646.328865004 1178971.713601379, 695384.9241939653 1178709.7226700936, 695119.8381453634 1178444.0627558276, 694937.6721553585 1178261.4838134432, 694578.1487425514 1178212.779603159, 694203.8360640092 1178157.4679664266, 693857.6912877586 1178235.5318487326, 693490.3779634808 1178318.9317401673, 693200.5778422132 1178385.619871111, 692907.3564610081 1178450.0230849439, 692645.1856736045 1178509.4392000677, 692336.1975603219 1178583.8680578258, 692037.8869414513 1178655.085670842, 691665.7520451467 1178745.7774151694, 690953.6470821463 1178919.5990582858, 690581.2505360106 1179044.5480737637, 689750.226905723 1179327.3916982547, 689373.5692913248 1179455.1494330755, 689044.0688108506 1179564.0703715826, 688863.0599039325 1179627.4621422885, 688492.3807295999 1179749.9965184783, 688362.5164618593 1180068.540270619, 688219.5083176193 1180421.5018394722, 688084.9514528775 1180764.2120449427, 687955.7527393119 1181088.1692257824, 687816.1684070353 1181418.8939844186, 687683.7273112304 1181760.0677873846, 687568.4867397872 1182042.1897638247, 687434.180494191 1182369.2718321218, 687343.0515089915 1182593.0662604237, 687478.1351621568 1182878.3479663574, 687628.545432201 1183200.673388088) | line | [10 empty] | 12 | 4 |  |  | 36 | 47 | 1 | FALSE | FALSE | 4 | TRUE | TRUE | 36 | 47 | 696774.387 | 1180102.3548 | 687628.5454 | 1183200.6734 | 36 | 696774.387 | 1180102.3548 | 47 | 687628.5454 | 1183200.6734
VN | 306295539 | LINEVN0027c | 220 | 15.6189 | [5 empty] | 50 | 12 cables - 4 systems | LINESTRING (696774.3870308232 1180102.3548051333, 696486.1624835184 1179813.4587806189, 695926.7784486153 1179252.8002790045, 695646.328865004 1178971.713601379, 695384.9241939653 1178709.7226700936, 695119.8381453634 1178444.0627558276, 694937.6721553585 1178261.4838134432, 694578.1487425514 1178212.779603159, 694203.8360640092 1178157.4679664266, 693857.6912877586 1178235.5318487326, 693490.3779634808 1178318.9317401673, 693200.5778422132 1178385.619871111, 692907.3564610081 1178450.0230849439, 692645.1856736045 1178509.4392000677, 692336.1975603219 1178583.8680578258, 692037.8869414513 1178655.085670842, 691665.7520451467 1178745.7774151694, 690953.6470821463 1178919.5990582858, 690581.2505360106 1179044.5480737637, 689750.226905723 1179327.3916982547, 689373.5692913248 1179455.1494330755, 689044.0688108506 1179564.0703715826, 688863.0599039325 1179627.4621422885, 688492.3807295999 1179749.9965184783, 688362.5164618593 1180068.540270619, 688219.5083176193 1180421.5018394722, 688084.9514528775 1180764.2120449427, 687955.7527393119 1181088.1692257824, 687816.1684070353 1181418.8939844186, 687683.7273112304 1181760.0677873846, 687568.4867397872 1182042.1897638247, 687434.180494191 1182369.2718321218, 687343.0515089915 1182593.0662604237, 687478.1351621568 1182878.3479663574, 687628.545432201 1183200.673388088) | line | [10 empty] | 12 | 4 |  |  | 36 | 47 | 1 | FALSE | FALSE | 4 | TRUE | TRUE | 36 | 47 | 696774.387 | 1180102.3548 | 687628.5454 | 1183200.6734 | 36 | 696774.387 | 1180102.3548 | 47 | 687628.5454 | 1183200.6734
VN | 306295539 | LINEVN0027d | 220 | 15.6189 | [5 empty] | 50 | 12 cables - 4 systems | LINESTRING (696774.3870308232 1180102.3548051333, 696486.1624835184 1179813.4587806189, 695926.7784486153 1179252.8002790045, 695646.328865004 1178971.713601379, 695384.9241939653 1178709.7226700936, 695119.8381453634 1178444.0627558276, 694937.6721553585 1178261.4838134432, 694578.1487425514 1178212.779603159, 694203.8360640092 1178157.4679664266, 693857.6912877586 1178235.5318487326, 693490.3779634808 1178318.9317401673, 693200.5778422132 1178385.619871111, 692907.3564610081 1178450.0230849439, 692645.1856736045 1178509.4392000677, 692336.1975603219 1178583.8680578258, 692037.8869414513 1178655.085670842, 691665.7520451467 1178745.7774151694, 690953.6470821463 1178919.5990582858, 690581.2505360106 1179044.5480737637, 689750.226905723 1179327.3916982547, 689373.5692913248 1179455.1494330755, 689044.0688108506 1179564.0703715826, 688863.0599039325 1179627.4621422885, 688492.3807295999 1179749.9965184783, 688362.5164618593 1180068.540270619, 688219.5083176193 1180421.5018394722, 688084.9514528775 1180764.2120449427, 687955.7527393119 1181088.1692257824, 687816.1684070353 1181418.8939844186, 687683.7273112304 1181760.0677873846, 687568.4867397872 1182042.1897638247, 687434.180494191 1182369.2718321218, 687343.0515089915 1182593.0662604237, 687478.1351621568 1182878.3479663574, 687628.545432201 1183200.673388088) | line | [10 empty] | 12 | 4 |  |  | 36 | 47 | 1 | FALSE | FALSE | 4 | TRUE | TRUE | 36 | 47 | 696774.387 | 1180102.3548 | 687628.5454 | 1183200.6734 | 36 | 696774.387 | 1180102.3548 | 47 | 687628.5454 | 1183200.6734
VN | 306309641 | LINEVN0028 | 500 | 29.1391 | [5 empty] | 50 |  | LINESTRING (655220.3284511513 1197095.1743985366, 655351.4483945785 1197093.2744078613, 655684.7912574442 1197080.5393289549, 656052.0116025027 1197057.8790292782, 656464.057307374 1197038.806445925, 656869.3598103421 1197014.6525526978, 657192.524600096 1197006.92802113, 657307.6895972801 1197339.438956662, 657436.9994844128 1197720.7719130658, 657555.4925312483 1198065.057492371, 657580.8068779242 1198436.6424804546, 657616.8357612913 1198778.0612059073, 657653.6589922801 1199126.9497134914, 657882.2218637571 1199445.70096574, 658128.335858275 1199806.5455908047, 658318.2464877521 1200068.8084463112, 658658.5648276885 1200183.8779847384, 659077.4154850494 1200326.215117955, 659537.6575976661 1200479.684455877, 659852.6097869703 1200591.294288644, 660248.2987878148 1200449.4892633483, 660668.5917011697 1200291.8469249066, 661340.4967720637 1200051.401532901, 661673.2445462202 1200157.2198575933, 662013.5918856829 1200264.7600560312, 662662.624003687 1200208.2674125573, 662978.2795459288 1200177.880759609, 663265.979646655 1200154.073615192, 663571.879594471 1200213.5683390505, 664067.1063906376 1200303.4102421862, 664351.8514457995 1200364.478322521, 664814.9776955042 1200444.9264673407, 665148.0407529284 1200485.236827494, 665273.342115772 1200530.6668937702, 665313.2296995966 1200870.9412426918, 665354.3207213159 1201364.558064568, 665396.566378725 1201856.3780925907, 665439.7144533312 1202315.8389822275, 665479.4457689079 1202771.644166256, 665527.0091135189 1203252.475221337, 665563.8921956848 1203750.1985687593, 665602.3488841441 1204177.6051878282, 665917.3783795489 1204419.013824762, 666307.905506036 1204718.2996078304, 666697.832213718 1205016.0726733918, 667081.9488816328 1205315.7024096418, 667497.0577530073 1205629.077310733, 667880.1168545439 1205921.1252631051, 668260.7898783365 1206218.9293041686, 668643.4044997543 1206514.1271913042, 669007.6026305549 1206794.5805202448, 669349.1085435727 1207056.4948187831, 669683.8434582964 1207316.1333001852, 669870.7226848227 1207465.9422227428, 669992.5136302002 1207690.3785660472, 670197.319757551 1208075.098272532, 670394.9802133424 1208453.9318211032, 670615.1648772304 1208870.7459493226, 670746.5786651962 1209111.319382653, 670914.0809127955 1209445.326038061, 671367.7369590602 1209568.4119134673) | line | [10 empty] | 3 | 1 |  |  | 48 | 49 | 1 | FALSE | FALSE | 1 | FALSE | TRUE |  | 49 |  |  | 671367.737 | 1209568.4119 | 48 | 655220.3285 | 1197095.1744 | 49 | 671367.737 | 1209568.4119
VN | 306309642 | LINEVN0029 | 500 | 26.7739 | [5 empty] | 50 |  | LINESTRING (668390.960926415 1190956.682099437, 668216.9849330465 1191232.2644904996, 667984.6329188356 1191588.4207932618, 667728.7737055098 1191972.6766228047, 667505.0979094271 1192308.150321848, 667207.4881543652 1192761.6066578284, 666912.6849990133 1193210.7870002429, 666619.1646736665 1193656.3916078645, 666311.6746755233 1194126.4280099608, 666020.7055916251 1194565.5890066347, 665769.8024129586 1194953.5176471216, 665473.3583347854 1195401.2928886458, 665181.7120772025 1195851.1065611534, 664950.2276546533 1196203.198591758, 664984.6726457833 1196585.6846583493, 665027.8712950975 1197061.6779027234, 665073.0691717614 1197537.5818689906, 665112.2868249693 1198017.2725504183, 665156.1490882535 1198499.2208926335, 665195.1069997414 1198973.0930075066, 665240.2260257904 1199471.8828781764, 665290.332309161 1200011.6782587967, 665333.938647086 1200549.793730151, 665377.1246792304 1201046.6064134752, 665425.8758379106 1201578.0344249418, 665468.3101148433 1202051.3951967342, 665509.1133632828 1202535.687368833, 665550.1633421797 1202913.1333421424, 665584.7521753642 1203386.6108248672, 665629.1780400695 1203862.3056962027, 665648.804666298 1204152.6407200112, 665893.9357442927 1204328.0977324254, 666236.9006808524 1204594.2492467507, 666259.1826349957 1204611.2399850579, 666620.065857738 1204887.0207926715, 666995.0618477016 1205183.4288054097, 667375.5043931857 1205475.9097829412, 667771.1851768447 1205782.365958807, 668197.4688496355 1206107.9863053123, 668625.5975319718 1206436.7973173803, 669067.2192991624 1206778.2937179087, 669493.1673766355 1207104.8841374347, 669908.7307114 1207434.1378886693, 670123.6760929662 1207831.0096965567, 670316.2932698091 1208200.5361366994, 670538.3831609676 1208619.4386211403, 670754.4405101092 1209030.5473896728, 670946.3921261273 1209405.2861595915, 671367.7369590602 1209568.4119134673) | line | [10 empty] | 3 | 1 |  |  | 50 | 49 | 1 | FALSE | FALSE | 1 | TRUE | TRUE | 50 | 49 | 668390.9609 | 1190956.6821 | 671367.737 | 1209568.4119 | 50 | 668390.9609 | 1190956.6821 | 49 | 671367.737 | 1209568.4119
VN | 306392927 | LINEVN0030a | 220 | 10.7032 | [5 empty] | 50 | multiple vlevels, 12 cables - 4 systems | LINESTRING (693535.340113952 1198103.2986719997, 693757.1301863398 1198345.4241499144, 693990.9027532876 1198600.6306988231, 694172.2198826711 1198798.5738745353, 694343.6486538234 1199079.0185630827, 694492.6957752679 1199322.8503809671, 694633.6818589155 1199553.4830233958, 694789.136585363 1199807.8083254716, 694937.1152285526 1200049.8892182468, 694911.6233537188 1200430.8260302248, 694876.6462558414 1200685.6962205456, 694867.1649901518 1200754.8244567332, 694839.7323200717 1201067.661230968, 694800.0467631008 1201416.953974288, 694750.6189340679 1201851.9779555032, 694807.1175993541 1202139.045093223, 694881.473877598 1202516.8290381327, 694944.6900516086 1202838.05264193, 695006.7366933424 1203153.3292724495, 695222.2058454251 1203457.893588805, 695453.0579509812 1203784.1997840786, 695742.242509055 1204192.9690585835, 695930.6003179684 1204459.2370527594, 696091.0669296298 1204686.0588829715, 696291.0097950532 1204968.7045621905, 696429.0594192728 1205163.845947136, 696600.1660342452 1205405.7352974522, 696773.8830912176 1205651.3031794142, 696953.7557265958 1205905.58205772) | line | [10 empty] | 12 | 4 |  |  | 51 | 52 | 2 | FALSE | FALSE | 4 | TRUE | TRUE | 51 | 52 | 693535.3401 | 1198103.2987 | 696953.7557 | 1205905.5821 | 51 | 693535.3401 | 1198103.2987 | 52 | 696953.7557 | 1205905.5821
VN | 306392927 | LINEVN0030b | 220 | 10.7032 | [5 empty] | 50 | multiple vlevels, 12 cables - 4 systems | LINESTRING (693535.340113952 1198103.2986719997, 693757.1301863398 1198345.4241499144, 693990.9027532876 1198600.6306988231, 694172.2198826711 1198798.5738745353, 694343.6486538234 1199079.0185630827, 694492.6957752679 1199322.8503809671, 694633.6818589155 1199553.4830233958, 694789.136585363 1199807.8083254716, 694937.1152285526 1200049.8892182468, 694911.6233537188 1200430.8260302248, 694876.6462558414 1200685.6962205456, 694867.1649901518 1200754.8244567332, 694839.7323200717 1201067.661230968, 694800.0467631008 1201416.953974288, 694750.6189340679 1201851.9779555032, 694807.1175993541 1202139.045093223, 694881.473877598 1202516.8290381327, 694944.6900516086 1202838.05264193, 695006.7366933424 1203153.3292724495, 695222.2058454251 1203457.893588805, 695453.0579509812 1203784.1997840786, 695742.242509055 1204192.9690585835, 695930.6003179684 1204459.2370527594, 696091.0669296298 1204686.0588829715, 696291.0097950532 1204968.7045621905, 696429.0594192728 1205163.845947136, 696600.1660342452 1205405.7352974522, 696773.8830912176 1205651.3031794142, 696953.7557265958 1205905.58205772) | line | [10 empty] | 12 | 4 |  |  | 51 | 52 | 2 | FALSE | FALSE | 4 | TRUE | TRUE | 51 | 52 | 693535.3401 | 1198103.2987 | 696953.7557 | 1205905.5821 | 51 | 693535.3401 | 1198103.2987 | 52 | 696953.7557 | 1205905.5821
VN | 306392927 | LINEVN0030c | 220 | 10.7032 | [5 empty] | 50 | multiple vlevels, 12 cables - 4 systems | LINESTRING (693535.340113952 1198103.2986719997, 693757.1301863398 1198345.4241499144, 693990.9027532876 1198600.6306988231, 694172.2198826711 1198798.5738745353, 694343.6486538234 1199079.0185630827, 694492.6957752679 1199322.8503809671, 694633.6818589155 1199553.4830233958, 694789.136585363 1199807.8083254716, 694937.1152285526 1200049.8892182468, 694911.6233537188 1200430.8260302248, 694876.6462558414 1200685.6962205456, 694867.1649901518 1200754.8244567332, 694839.7323200717 1201067.661230968, 694800.0467631008 1201416.953974288, 694750.6189340679 1201851.9779555032, 694807.1175993541 1202139.045093223, 694881.473877598 1202516.8290381327, 694944.6900516086 1202838.05264193, 695006.7366933424 1203153.3292724495, 695222.2058454251 1203457.893588805, 695453.0579509812 1203784.1997840786, 695742.242509055 1204192.9690585835, 695930.6003179684 1204459.2370527594, 696091.0669296298 1204686.0588829715, 696291.0097950532 1204968.7045621905, 696429.0594192728 1205163.845947136, 696600.1660342452 1205405.7352974522, 696773.8830912176 1205651.3031794142, 696953.7557265958 1205905.58205772) | line | [10 empty] | 12 | 4 |  |  | 51 | 52 | 2 | FALSE | FALSE | 4 | TRUE | TRUE | 51 | 52 | 693535.3401 | 1198103.2987 | 696953.7557 | 1205905.5821 | 51 | 693535.3401 | 1198103.2987 | 52 | 696953.7557 | 1205905.5821
VN | 306392927 | LINEVN0030d | 220 | 10.7032 | [5 empty] | 50 | multiple vlevels, 12 cables - 4 systems | LINESTRING (693535.340113952 1198103.2986719997, 693757.1301863398 1198345.4241499144, 693990.9027532876 1198600.6306988231, 694172.2198826711 1198798.5738745353, 694343.6486538234 1199079.0185630827, 694492.6957752679 1199322.8503809671, 694633.6818589155 1199553.4830233958, 694789.136585363 1199807.8083254716, 694937.1152285526 1200049.8892182468, 694911.6233537188 1200430.8260302248, 694876.6462558414 1200685.6962205456, 694867.1649901518 1200754.8244567332, 694839.7323200717 1201067.661230968, 694800.0467631008 1201416.953974288, 694750.6189340679 1201851.9779555032, 694807.1175993541 1202139.045093223, 694881.473877598 1202516.8290381327, 694944.6900516086 1202838.05264193, 695006.7366933424 1203153.3292724495, 695222.2058454251 1203457.893588805, 695453.0579509812 1203784.1997840786, 695742.242509055 1204192.9690585835, 695930.6003179684 1204459.2370527594, 696091.0669296298 1204686.0588829715, 696291.0097950532 1204968.7045621905, 696429.0594192728 1205163.845947136, 696600.1660342452 1205405.7352974522, 696773.8830912176 1205651.3031794142, 696953.7557265958 1205905.58205772) | line | [10 empty] | 12 | 4 |  |  | 51 | 52 | 2 | FALSE | FALSE | 4 | TRUE | TRUE | 51 | 52 | 693535.3401 | 1198103.2987 | 696953.7557 | 1205905.5821 | 51 | 693535.3401 | 1198103.2987 | 52 | 696953.7557 | 1205905.5821
VN | 306392927 | LINEVN0031a | 110 | 10.7032 | [5 empty] | 50 | multiple vlevels, 12 cables - 4 systems | LINESTRING (693535.340113952 1198103.2986719997, 693757.1301863398 1198345.4241499144, 693990.9027532876 1198600.6306988231, 694172.2198826711 1198798.5738745353, 694343.6486538234 1199079.0185630827, 694492.6957752679 1199322.8503809671, 694633.6818589155 1199553.4830233958, 694789.136585363 1199807.8083254716, 694937.1152285526 1200049.8892182468, 694911.6233537188 1200430.8260302248, 694876.6462558414 1200685.6962205456, 694867.1649901518 1200754.8244567332, 694839.7323200717 1201067.661230968, 694800.0467631008 1201416.953974288, 694750.6189340679 1201851.9779555032, 694807.1175993541 1202139.045093223, 694881.473877598 1202516.8290381327, 694944.6900516086 1202838.05264193, 695006.7366933424 1203153.3292724495, 695222.2058454251 1203457.893588805, 695453.0579509812 1203784.1997840786, 695742.242509055 1204192.9690585835, 695930.6003179684 1204459.2370527594, 696091.0669296298 1204686.0588829715, 696291.0097950532 1204968.7045621905, 696429.0594192728 1205163.845947136, 696600.1660342452 1205405.7352974522, 696773.8830912176 1205651.3031794142, 696953.7557265958 1205905.58205772) | line | [10 empty] | 12 | 4 |  |  | 51 | 52 | 2 | FALSE | FALSE | 4 | TRUE | TRUE | 51 | 52 | 693535.3401 | 1198103.2987 | 696953.7557 | 1205905.5821 | 51 | 693535.3401 | 1198103.2987 | 52 | 696953.7557 | 1205905.5821
VN | 306392927 | LINEVN0031b | 110 | 10.7032 | [5 empty] | 50 | multiple vlevels, 12 cables - 4 systems | LINESTRING (693535.340113952 1198103.2986719997, 693757.1301863398 1198345.4241499144, 693990.9027532876 1198600.6306988231, 694172.2198826711 1198798.5738745353, 694343.6486538234 1199079.0185630827, 694492.6957752679 1199322.8503809671, 694633.6818589155 1199553.4830233958, 694789.136585363 1199807.8083254716, 694937.1152285526 1200049.8892182468, 694911.6233537188 1200430.8260302248, 694876.6462558414 1200685.6962205456, 694867.1649901518 1200754.8244567332, 694839.7323200717 1201067.661230968, 694800.0467631008 1201416.953974288, 694750.6189340679 1201851.9779555032, 694807.1175993541 1202139.045093223, 694881.473877598 1202516.8290381327, 694944.6900516086 1202838.05264193, 695006.7366933424 1203153.3292724495, 695222.2058454251 1203457.893588805, 695453.0579509812 1203784.1997840786, 695742.242509055 1204192.9690585835, 695930.6003179684 1204459.2370527594, 696091.0669296298 1204686.0588829715, 696291.0097950532 1204968.7045621905, 696429.0594192728 1205163.845947136, 696600.1660342452 1205405.7352974522, 696773.8830912176 1205651.3031794142, 696953.7557265958 1205905.58205772) | line | [10 empty] | 12 | 4 |  |  | 51 | 52 | 2 | FALSE | FALSE | 4 | TRUE | TRUE | 51 | 52 | 693535.3401 | 1198103.2987 | 696953.7557 | 1205905.5821 | 51 | 693535.3401 | 1198103.2987 | 52 | 696953.7557 | 1205905.5821
VN | 306392927 | LINEVN0031c | 110 | 10.7032 | [5 empty] | 50 | multiple vlevels, 12 cables - 4 systems | LINESTRING (693535.340113952 1198103.2986719997, 693757.1301863398 1198345.4241499144, 693990.9027532876 1198600.6306988231, 694172.2198826711 1198798.5738745353, 694343.6486538234 1199079.0185630827, 694492.6957752679 1199322.8503809671, 694633.6818589155 1199553.4830233958, 694789.136585363 1199807.8083254716, 694937.1152285526 1200049.8892182468, 694911.6233537188 1200430.8260302248, 694876.6462558414 1200685.6962205456, 694867.1649901518 1200754.8244567332, 694839.7323200717 1201067.661230968, 694800.0467631008 1201416.953974288, 694750.6189340679 1201851.9779555032, 694807.1175993541 1202139.045093223, 694881.473877598 1202516.8290381327, 694944.6900516086 1202838.05264193, 695006.7366933424 1203153.3292724495, 695222.2058454251 1203457.893588805, 695453.0579509812 1203784.1997840786, 695742.242509055 1204192.9690585835, 695930.6003179684 1204459.2370527594, 696091.0669296298 1204686.0588829715, 696291.0097950532 1204968.7045621905, 696429.0594192728 1205163.845947136, 696600.1660342452 1205405.7352974522, 696773.8830912176 1205651.3031794142, 696953.7557265958 1205905.58205772) | line | [10 empty] | 12 | 4 |  |  | 51 | 52 | 2 | FALSE | FALSE | 4 | TRUE | TRUE | 51 | 52 | 693535.3401 | 1198103.2987 | 696953.7557 | 1205905.5821 | 51 | 693535.3401 | 1198103.2987 | 52 | 696953.7557 | 1205905.5821
VN | 306392927 | LINEVN0031d | 110 | 10.7032 | [5 empty] | 50 | multiple vlevels, 12 cables - 4 systems | LINESTRING (693535.340113952 1198103.2986719997, 693757.1301863398 1198345.4241499144, 693990.9027532876 1198600.6306988231, 694172.2198826711 1198798.5738745353, 694343.6486538234 1199079.0185630827, 694492.6957752679 1199322.8503809671, 694633.6818589155 1199553.4830233958, 694789.136585363 1199807.8083254716, 694937.1152285526 1200049.8892182468, 694911.6233537188 1200430.8260302248, 694876.6462558414 1200685.6962205456, 694867.1649901518 1200754.8244567332, 694839.7323200717 1201067.661230968, 694800.0467631008 1201416.953974288, 694750.6189340679 1201851.9779555032, 694807.1175993541 1202139.045093223, 694881.473877598 1202516.8290381327, 694944.6900516086 1202838.05264193, 695006.7366933424 1203153.3292724495, 695222.2058454251 1203457.893588805, 695453.0579509812 1203784.1997840786, 695742.242509055 1204192.9690585835, 695930.6003179684 1204459.2370527594, 696091.0669296298 1204686.0588829715, 696291.0097950532 1204968.7045621905, 696429.0594192728 1205163.845947136, 696600.1660342452 1205405.7352974522, 696773.8830912176 1205651.3031794142, 696953.7557265958 1205905.58205772) | line | [10 empty] | 12 | 4 |  |  | 51 | 52 | 2 | FALSE | FALSE | 4 | TRUE | TRUE | 51 | 52 | 693535.3401 | 1198103.2987 | 696953.7557 | 1205905.5821 | 51 | 693535.3401 | 1198103.2987 | 52 | 696953.7557 | 1205905.5821
VN | 306440126 | LINEVN0032a | 110 | 6.0323 | [5 empty] | 50 | 6 cables - 2 systems | LINESTRING (682576.9511974051 1227289.2959932464, 682624.7121405315 1227084.079266274, 682679.3143208598 1226849.4432547425, 682733.9167238963 1226614.86255952, 682763.3616319066 1226560.3934973795, 682811.1338969065 1226337.8871701148, 682867.9607261698 1226073.2196716077, 682924.8332235293 1225808.309070434, 682977.2184483819 1225564.291229989, 683010.2720646379 1225410.3520931506, 683058.3943550221 1225186.2216452702, 682843.5132975705 1225127.1275657841, 682598.7944803046 1225059.8367970658, 682377.6392885027 1224999.0184073548, 682323.4497253774 1224902.5987643271, 682167.7596767839 1224942.0478576943, 681967.4870414645 1224890.3425594138, 681771.2725731413 1224839.7010469427, 681673.1923490542 1224623.4046387542, 681566.1410231668 1224387.3355988564, 681462.9522332053 1224159.7730704318, 681359.4380175767 1223931.4902936162, 681267.6878349951 1223729.1580319654, 681177.7821951411 1223530.8961407766, 681184.8921621654 1223488.2262065639) | line | [10 empty] | 6 |  |  |  | 53 | 54 | 1 | FALSE | FALSE | 2 | TRUE | TRUE | 53 | 54 | 682576.9512 | 1227289.296 | 681184.8922 | 1223488.2262 | 53 | 682576.9512 | 1227289.296 | 54 | 681184.8922 | 1223488.2262
VN | 306440126 | LINEVN0032b | 110 | 6.0323 | [5 empty] | 50 | 6 cables - 2 systems | LINESTRING (682576.9511974051 1227289.2959932464, 682624.7121405315 1227084.079266274, 682679.3143208598 1226849.4432547425, 682733.9167238963 1226614.86255952, 682763.3616319066 1226560.3934973795, 682811.1338969065 1226337.8871701148, 682867.9607261698 1226073.2196716077, 682924.8332235293 1225808.309070434, 682977.2184483819 1225564.291229989, 683010.2720646379 1225410.3520931506, 683058.3943550221 1225186.2216452702, 682843.5132975705 1225127.1275657841, 682598.7944803046 1225059.8367970658, 682377.6392885027 1224999.0184073548, 682323.4497253774 1224902.5987643271, 682167.7596767839 1224942.0478576943, 681967.4870414645 1224890.3425594138, 681771.2725731413 1224839.7010469427, 681673.1923490542 1224623.4046387542, 681566.1410231668 1224387.3355988564, 681462.9522332053 1224159.7730704318, 681359.4380175767 1223931.4902936162, 681267.6878349951 1223729.1580319654, 681177.7821951411 1223530.8961407766, 681184.8921621654 1223488.2262065639) | line | [10 empty] | 6 |  |  |  | 53 | 54 | 1 | FALSE | FALSE | 2 | TRUE | TRUE | 53 | 54 | 682576.9512 | 1227289.296 | 681184.8922 | 1223488.2262 | 53 | 682576.9512 | 1227289.296 | 54 | 681184.8922 | 1223488.2262
VN | 306440129 | LINEVN0033 | 110 | 63.8534 | [5 empty] | 50 |  | LINESTRING (716236.7322340696 1228404.3208330115, 716158.1975250184 1228338.9754211837, 716024.399908551 1228144.5026743812, 715930.893083161 1228008.604504283, 715840.2968462259 1227876.9192488573, 715766.3991901169 1227769.5305934714, 715706.8001016313 1227631.5684479054, 715636.3201010354 1227468.408598207, 715571.7907055622 1227319.029649177, 715491.9566123032 1227134.2341190379, 715559.5581308946 1227064.3280950496, 715654.084209669 1226966.5652565458, 715716.5810504485 1226901.936174881, 715785.8230342369 1226830.3264609522, 715857.2879369636 1226756.4192767218, 715921.7441165065 1226689.7677285252, 715978.8503956253 1226630.7235634583, 716041.6236032424 1226565.809064186, 716107.3899790638 1226497.7945523488, 716167.2038380185 1226435.9362705157, 716230.4288945465 1226370.5603320755, 716294.1163836512 1226304.700742214, 716356.7588997906 1226239.9074686924, 716418.2021237874 1226176.378628874, 716472.1632575284 1226120.5779144112, 716526.1025724845 1226064.799240125, 716580.2181601431 1226008.833712657, 716641.497158334 1225945.4810726317, 716701.1480106439 1225883.7882966746, 716755.2311170065 1225827.8669959952, 716806.2004157517 1225775.1556368289, 716859.2276171824 1225720.31166507, 716907.3471937354 1225670.5575808706, 716959.4833351128 1225616.6481989513, 717007.4491968066 1225567.0480788304, 717053.1484131987 1225519.7894808245, 717106.6605717683 1225464.4511315532, 717154.3187643702 1225415.169949497, 717201.5368949828 1225366.350556625, 717242.7580420136 1225323.7201196118, 717293.3877091245 1225271.3720921078, 717345.1069837911 1225217.8918151667, 717390.8181716765 1225170.6225387983, 717439.9627995238 1225119.8026149597, 717496.0072247565 1225061.8483970142, 717581.128631101 1225048.554009255, 717649.3483438065 1225037.901767019, 717716.1350356989 1225027.4724201474, 717796.3119674027 1225014.9531686304, 717907.1092548115 1224997.649165246, 717983.5888224243 1224985.7030579334, 718063.0768840093 1224973.2904527432, 718142.4119030101 1224960.899132905, 718261.6333880499 1224942.2807699786, 718320.4751967789 1224878.139564988, 718369.3542990956 1224824.8516816483, 718441.4401958229 1224746.2725332184, 718507.3283692577 1224674.4562021925, 718601.8547268782 1224644.1889136666, 718702.645840316 1224611.9171011413, 718807.7412634434 1224578.2804197585, 718901.2716434309 1224548.3391264218, 718996.6860218919 1224517.7911541448, 719077.873870742 1224491.7946152324, 719160.8141640113 1224465.2457820466, 719238.9247839487 1224440.2357165054, 719321.0912825721 1224415.0429005614, 719406.7514498995 1224388.7673984312, 719492.3241442381 1224362.5246987455, 719593.7982535982 1224331.399508903, 719687.168639555 1224302.764677622, 719773.7165264082 1224276.230480968, 719857.7130326463 1224250.4648171854, 719942.2572359731 1224224.5370821871, 720046.31694136 1224192.6229223, 720137.5199949478 1224164.649504881, 720230.672506706 1224136.0920311874, 720319.0614240929 1224108.9851679732, 720435.7804676543 1224128.3508133094, 720516.5863728678 1224060.6767815216, 720603.3683588491 1224033.714632274, 720688.704846819 1224007.2075895236, 720774.6548442192 1223980.5057474265, 720862.1054224233 1223953.338519909, 720945.3615618052 1223927.481818243, 721025.7157068304 1223902.5128795658, 721105.4456658668 1223877.7500994175, 721231.3164026043 1223838.65177984, 721374.207839286 1223802.1810014192, 721462.8595684869 1223804.3099311888, 721555.5216045652 1223806.5327412612, 721641.4306713854 1223808.5992650727, 721738.0592652045 1223810.9270128855, 721829.8144252466 1223813.1333757672, 721923.6676524535 1223815.3874727897, 722014.4831147939 1223817.5768982195, 722146.2427103576 1223820.7425857282, 722272.2436932606 1223823.7810342866, 722415.0288800893 1223827.2221430037, 722524.464505102 1223829.8498320936, 722634.8617344338 1223832.5065861898, 722735.4573140399 1223834.9307865323, 722829.9555296504 1223837.2140455393, 722931.4472519686 1223839.656044193, 723017.6628163295 1223841.7283154817, 723110.9373060224 1223843.9818949616, 723191.962508847 1223845.9305960306, 723270.8241248798 1223847.83148961, 723392.8482647904 1223850.769614195, 723511.1790117512 1223853.627555407, 723602.3120122917 1223855.8236116644, 723702.9080056085 1223858.25082077, 723805.6348762012 1223860.726163732, 723907.1488771529 1223863.1713738989, 723995.211417912 1223865.3031907203, 724083.8750613269 1223867.4393788697, 724190.1316380854 1223869.9955252565, 724275.6045239038 1223872.0660389932, 724364.9020535409 1223874.2184218944, 724454.4618265202 1223876.3839209192, 724561.483495041 1223878.9576180873, 724654.7367418249 1223881.2154990046, 724738.5379548451 1223883.2425222804, 724828.1198046283 1223885.3981429155, 724914.9588439275 1223887.5018950612, 725005.436752928 1223889.6863170788, 725094.1226373613 1223891.8254254803, 725182.9069129735 1223893.965456469, 725277.5261602845 1223927.9116705253, 725371.818239482 1223961.7342271465, 725454.9823027361 1223931.0636769065, 725547.0765720285 1223897.102604435, 725741.6302020594 1223902.852849302, 725938.2164024767 1223908.66261035, 726136.9006734004 1223914.5434434174, 726373.5889822533 1223921.55240413, 726564.6684751259 1223927.2060299728, 726756.3381857406 1223932.8759559423, 726945.7570417847 1223938.487091348, 727152.123832002 1223944.5936196125, 727339.6744881836 1223950.1497891904, 727529.5636453142 1223955.7786921149, 727713.0934324323 1223961.22044948, 727907.1242477106 1223966.9690192144, 728102.8707185604 1223972.77501759, 728268.1419208406 1223977.6717190684, 728421.0765962037 1223982.2062054798, 728634.3941504008 1223988.5368775716, 728850.0721960296 1223994.9297883457, 729055.9597046808 1224001.04511458, 729258.7026740147 1224026.9452032608, 729424.4392250436 1224048.1271002756, 729623.6659274304 1224073.5843634426, 729826.4195129094 1224099.4992892551, 730025.4057746631 1224124.9352993981, 730223.9661228828 1224150.3142502455, 730420.8011233801 1224175.472042086, 730610.4400547439 1224199.7171182237, 730804.6969195306 1224216.9699910474, 730995.1636889465 1224233.8873848503, 731176.466509239 1224249.9885245236, 731385.479740055 1224268.5556971089, 731574.898017038 1224285.380626617, 731760.4934106186 1224301.869693424, 731932.2172644986 1224317.1214577951, 732091.0852518945 1224331.2425095786, 732246.5709023443 1224238.7312949933, 732401.4538298278 1224146.5814942985, 732551.3325503329 1224057.417245583, 732702.5622909702 1223967.4443798643, 732841.5128788454 1223991.5619908045, 733014.9144508053 1224021.6580515392, 733179.0154171814 1224050.1394872647, 733355.6697576751 1224080.791860683, 733507.2606754352 1224107.1053113078, 733654.7142932215 1224132.703833826, 733793.336846215 1224156.757029683, 733939.4694346157 1224182.1261527876, 734106.5279423415 1224211.12064976, 734250.3788438251 1224236.0986641855, 734416.356399365 1224264.910047038, 734578.142086184 1224292.9950688598, 734739.6111033348 1224321.023341599, 734915.1942657633 1224351.511038629, 735098.2329601567 1224383.2817400882, 735267.9975869592 1224412.766837443, 735430.4703433375 1224440.971982325, 735522.8051547576 1224563.265471379, 735647.95221194 1224729.0386597174, 735757.1192260017 1224873.6402442625, 735855.6220166059 1225004.1126161395, 735970.7735669314 1225156.6480006354, 736093.9348336922 1225319.7870593998, 736207.6119149679 1225470.3545480485, 736292.5901296656 1225582.927225778, 736420.2512315733 1225752.0317286553, 736520.5128703874 1225884.8436675777, 736636.177480229 1226038.0614140471, 736749.6543001522 1226188.3869635612, 736853.3986404203 1226325.817846035, 736973.0326291972 1226484.2890739853, 737085.9431936849 1226633.8820304582, 737195.9519344959 1226779.6037765227, 737305.472538031 1226924.6807637457, 737423.9868257751 1227081.6968761673, 737510.5149117387 1227196.3218116735, 737609.966186316 1227328.0708116058, 737694.9017302949 1227440.593560797, 737857.6523849635 1227567.6281387464, 737989.2473000728 1227670.3467472862, 738115.3104765454 1227768.7322360524, 738248.4794879718 1227872.6809344091, 738385.6465610552 1227979.746877444, 738512.5441171274 1228078.7933699905, 738624.7062033834 1228166.3461659022, 738736.0310574468 1228253.2404719421, 738842.3024833562 1228336.203160725, 738949.9835849757 1228419.110288775, 739060.848044698 1228504.4867392685, 739178.0800851118 1228594.7461028332, 739296.7132114382 1228686.1007448835, 739464.9849477399 1228815.6763253363, 739573.1410793916 1228898.9658979883, 739695.6949711952 1228993.3390200546, 739839.5466019053 1229104.1139724082, 740010.3244586755 1229235.6150268253, 740156.8471190415 1229348.458667963, 740304.4881357778 1229462.1524285362, 740445.5867067366 1229570.8081201739, 740586.1735725014 1229679.0846041376, 740734.1703742191 1229793.049149369, 740877.0373833661 1229903.070413209, 741011.4170818285 1230006.567253321, 741153.9454458996 1230116.333105643, 741285.9004692477 1230217.9544301233, 741437.9780965273 1230335.074019609, 741588.2400245735 1230450.8089078208, 741729.3304346914 1230559.4719051553, 741873.3537439825 1230670.381751653, 742011.8997996552 1230777.0909342335, 742159.9739333211 1230891.1421012187, 742308.3839215655 1231005.4511786574, 742454.9458796115 1231118.3309432357, 742604.125336471 1231233.2340376687, 742752.173827471 1231347.266455108, 742871.0596197525 1231438.828349342, 743032.9374762789 1231563.511587838, 743220.6399233476 1231708.0975533393, 743351.4527203367 1231808.8582924276, 743473.4643239845 1231902.8367569195, 743632.2733541443 1231909.0438083508, 743810.7793359066 1231916.0196078017, 744000.6687137976 1231923.4473362975, 744186.8767163542 1231930.7267122585, 744312.9563401878 1231935.6612691858, 744490.4270275885 1232065.3510438253, 744612.9928475297 1232154.9347283118, 744740.1333845156 1232247.851167995, 744860.4049495126 1232335.7478175026, 744981.0997103236 1232423.9580924383, 745102.9458287787 1232513.0076003561, 745225.5520970053 1232602.60568612, 745347.8750555692 1232692.0141139012, 745479.369403301 1232788.1210800954, 745618.3831742093 1232889.7190928145, 745750.843211428 1232986.5319717738, 745866.4802021203 1233071.0564530974, 745990.7668248003 1233161.8993955841, 746115.8896096596 1233253.3468753896, 746240.9899627164 1233344.7837514419, 746365.8939836147 1233436.0869752765, 746487.9177046119 1233525.2774426902, 746616.0044725279 1233618.8968064482, 746748.5893615208 1233715.8045063796, 746885.3461864038 1233815.776807906, 747024.2104847846 1233917.2709217318, 747164.7907237019 1234020.04044143, 747335.1493961873 1234005.3532017635, 747572.1650666711 1233984.9139246405, 748084.5242000793 1233950.6752344354, 748262.7178916993 1233943.3231421409, 748435.4136092502 1233936.2064130637, 748464.1674911696 1234053.6931042338, 748494.6166831517 1234178.0427224431, 748521.3149477472 1234287.0925850666, 748550.6931270724 1234407.1184108453, 748578.4503131405 1234520.4922793265, 748608.040122932 1234641.3387713446, 748638.3921395257 1234765.3339422836, 748667.8751188304 1234885.7814040182, 748697.1250753696 1235005.2312168984, 748832.3529566769 1235058.3380255133, 748981.07822391 1235116.739480527, 749192.3998286532 1235199.7263759954, 749386.7921320285 1235284.4653647959, 749509.3296977667 1235337.8758630243, 749725.3143645069 1235367.2436528802, 749854.509995741 1235384.8088831182, 749890.5272179244 1235465.039775753, 750075.7851730164 1235525.378661961, 750235.0583910096 1235577.2620603533, 750382.7452892434 1235625.3604210666, 750538.2902106824 1235676.032532383, 750694.608742195 1235726.9438899902, 750847.3300318706 1235776.6994096537, 751003.7459447116 1235827.6464213796, 751157.8835193601 1235877.8572667446, 751312.6419953911 1235928.2729727493, 751464.5772193107 1235977.7711657914, 751622.7356205813 1236029.2884667707, 751773.9834548975 1236078.5726972127, 751926.2665295755 1236128.1756674508, 752085.7535030204 1236180.137497957, 752225.2620625783 1236225.5920519528, 752357.3698996195 1236268.6323055318, 752502.5018774936 1236315.913862519, 752652.3201065165 1236364.7267992315, 752805.1352500368 1236414.5157064628, 752961.0235979143 1236465.3033633702, 753104.9444642438 1236512.2022497645, 753189.3398996893 1236591.9884485651, 753281.1211222652 1236678.7715192954, 753374.2793845576 1236766.8494675055, 753471.2983817743 1236858.5768212343, 753617.6556011369 1236996.9497852314, 753748.2632137998 1237120.4372545453, 753864.3797538098 1237230.2219004305, 754031.0152157878 1237387.7802324875, 754197.7466986993 1237545.42907052, 754367.6325772582 1237706.0698140159, 754519.6327361411 1237849.7828348596, 754686.1426298625 1238007.2232345752, 754849.6033707673 1238161.785595188, 755011.9020960106 1238315.2554198515, 755168.6791716716 1238463.5035609116, 755334.9322463155 1238624.985929951, 755497.5296723312 1238782.921380058, 755625.6569972734 1238907.3737955608, 755742.3758470982 1239009.8910546813, 755921.9392030267 1239167.632308413, 756071.4566176708 1239298.9635813702, 756165.2786814725 1239381.381085493, 756300.2002799492 1239508.1821321321, 756408.6302481922 1239654.9250614927, 756560.585242698 1239765.042241237, 756696.0180633531 1239897.2170091178, 756832.7291420063 1240030.6311890057, 756965.6445402595 1240160.3528352405, 757114.6908309596 1240305.7970644457, 757244.3733313598 1240432.3626660674, 757367.6694597927 1240552.6916567194, 757493.0568932451 1240675.07433362, 757631.593599757 1240810.2675921905, 757767.3103938983 1240942.7277623573, 757901.432538643 1241073.6266246766, 758032.1062202293 1241201.1675315045, 758165.1746808108 1241331.0413768922, 758287.3798997267 1241450.3153224553, 758640.1517532248 1241458.8523798566, 759034.215005392 1241468.3791358992, 759050.9502233284 1241438.910490231) | line | [10 empty] | 3 | 1 |  |  | 55 | 56 | 1 | FALSE | FALSE | 1 | FALSE | FALSE | [6 empty] | 55 | 716236.7322 | 1228404.3208 | 56 | 759050.9502 | 1241438.9105
VN | 306440134 | LINEVN0034 | 110 | 5.9167 | [5 empty] | 50 |  | LINESTRING (676340.0954192273 1224372.3038143804, 676387.0422417508 1224362.7021245498, 676569.7108101546 1224325.3412293934, 676845.0929662749 1224269.0160449538, 677123.9767116376 1224211.9709548638, 677397.4800229892 1224156.0381572214, 677699.9824364621 1224094.1817562666, 677957.6494820028 1224041.4854997082, 678200.0036490019 1223991.9263549948, 678325.199095232 1223941.7166286123, 678377.9362078696 1223920.556733027, 678431.780195748 1223916.7697140453, 678793.3892942512 1223858.863598577, 679226.7955658888 1223789.464693571, 679522.9998161996 1223742.0360968413, 679877.6701430911 1223685.2425631988, 680276.3933379801 1223621.417657972, 680665.484004646 1223559.125839751, 680932.9208201678 1223516.3176357786, 681184.8921621654 1223488.2262065639) | line | [10 empty] | 3 |  |  |  | 57 | 54 | 1 | FALSE | FALSE | 1 | FALSE | TRUE |  | 54 |  |  | 681184.8922 | 1223488.2262 | 57 | 676340.0954 | 1224372.3038 | 54 | 681184.8922 | 1223488.2262
VN | 306440136 | LINEVN0035 | 110 | 20.5141 | [5 empty] | 50 |  | LINESTRING (716230.4030352427 1228453.9218226734, 716190.4807897271 1228451.520720012, 715928.556956645 1228437.264993598, 715791.0960835378 1228081.9022344842, 715730.5824864056 1227925.468448405, 715643.9308847592 1227701.4390581031, 715544.9229397277 1227445.520000979, 715454.2286624323 1227211.0649492932, 715369.5062726762 1226992.0395912677, 715262.8545517446 1226716.3450911525, 715157.79093953 1226444.7332551666, 715042.574943771 1226242.3247222498, 714919.7415352315 1226026.556970473, 714796.819992271 1225810.6234668233, 714660.4147793023 1225571.0141217436, 714532.5849794666 1225346.4534827275, 714404.2563068313 1225121.0163810998, 714276.6492937577 1224896.8793265217, 714160.5028837192 1224692.8546656298, 714063.2177889999 1224521.9684266984, 713933.012812607 1224293.2583723813, 713810.2929602945 1224077.6865256836, 713665.7147092893 1223823.7364523737, 713611.3378806931 1223728.2222848379, 713545.7248387157 1223651.2767962408, 713390.388668271 1223469.1271641261, 713161.3559172032 1223200.566300868, 713062.3551036802 1223096.6523856362, 712973.6977115469 1223003.604421159, 712654.7528177751 1222668.843970764, 712371.6001001033 1222371.66000781, 712182.4234873925 1222173.112515864, 711991.5946990147 1221972.8188607472, 711888.027255752 1221864.1229734148, 711797.0943870358 1221768.6971197496, 711620.2639896926 1221583.1121029677, 711499.5535461972 1221456.4283443254, 711305.2750140578 1221252.5444518616, 711135.4408061132 1221074.3101988463, 710963.1839650734 1220893.5280179495, 710770.3316377772 1220691.1513195806, 710585.662323437 1220497.3587754664, 710383.8816257954 1220285.6123792017, 710187.6784575452 1220079.7118191507, 709987.3255943424 1219869.4715558211, 709780.8362561391 1219652.7879871486, 709580.130710036 1219442.1838408695, 709429.8739578397 1219284.5212433308, 709293.3823537406 1219141.2856449177, 709100.8566087852 1218939.2787508606, 708901.2063037569 1218729.7823959233, 708735.3302540439 1218555.739454168, 708551.9395770115 1218363.3096727466, 708501.4177007949 1218171.6161986238, 708452.5794720515 1217986.6047678988, 708420.4008525452 1217864.7156210805, 708392.3158506798 1217637.0328798145, 708359.3756274869 1217370.0449763758, 708326.1125237452 1217100.4000218022, 708293.1809481898 1216833.4788978326, 708257.8473730405 1216547.0493257088, 708227.2527416302 1216299.1167814094, 708203.5502603817 1216106.986638995, 708172.1541231996 1215852.4998616003, 708145.4040224991 1215635.734996381, 708118.4247646676 1215417.0880494332, 708085.7580926656 1215152.2938176866, 708058.0497453685 1214927.7347671145, 708031.7859856472 1214714.889829743, 708007.4974129321 1214518.021669742, 707984.6221052733 1214332.668248682, 707966.0336847219 1214254.0573929616) | line | [10 empty] | 3 | 1 |  |  | 58 | 59 | 1 | FALSE | FALSE | 1 | FALSE | FALSE | [6 empty] | 58 | 716230.403 | 1228453.9218 | 59 | 707966.0337 | 1214254.0574
VN | 306440141 | LINEVN0036 | 110 | 12.3421 | [5 empty] | 50 |  | LINESTRING (713175.2783897883 1223185.5998046147, 712973.0439278051 1222973.175439289, 712568.0460574748 1222547.7753357398, 712329.1475272529 1222296.8380289853, 712020.4701338636 1221972.6301958263, 711762.6535650777 1221701.8386040053, 711440.4608795433 1221363.444881326, 711189.1154053805 1221099.450174625, 710905.274660065 1220801.3612708217, 710615.2518452802 1220496.7638966255, 710338.8804683916 1220206.5185782772, 710071.2108814614 1219925.415398994, 709817.8345681988 1219659.331354268, 709554.0861480737 1219382.341575799, 709329.3198191118 1219146.3169485666, 709053.9242954059 1218857.12185588, 708805.1456340367 1218595.879531913, 708524.2252634307 1218300.8914441667, 708089.2508243757 1218314.0890869275, 707654.6275576642 1218327.2835984917, 707259.0107941793 1218339.303490148, 706846.7568643901 1218351.8204260464, 706433.0282705156 1218364.3995705668, 706036.193660861 1218370.7731373922, 705779.3840611802 1218374.9112521638, 705385.6335524945 1218381.2456452188, 704985.7630251609 1218405.1034523197) | line | [10 empty] | 3 | 1 |  |  | 60 | 61 | 1 | FALSE | FALSE | 1 | TRUE | TRUE | 60 | 61 | 713175.2784 | 1223185.5998 | 704985.763 | 1218405.1035 | 60 | 713175.2784 | 1223185.5998 | 61 | 704985.763 | 1218405.1035
VN | 306440147 | LINEVN0037a | 220 | 12.9691 | [5 empty] | 50 | 6 cables - 2 systems | LINESTRING (684476.5006936004 1220968.0834068398, 684669.3645459758 1220853.7638260527, 684977.4839833174 1220693.2942771015, 685316.4926713821 1220516.7412149706, 685662.8269664255 1220336.3720884144, 686011.4233247724 1220154.8352863619, 686354.8505653738 1219975.9934078988, 686694.982714489 1219798.88355359, 687040.0843349346 1219619.1723223864, 687357.8642323917 1219453.7104727975, 687693.2295082167 1219279.071006818, 687953.3714947038 1219143.6267019904, 688122.5728168072 1218950.4260473875, 688303.7559792397 1218743.5557674011, 688534.5560646534 1218480.0240815387, 688575.6767891707 1218201.739085506, 688637.1428033437 1217785.7041581578, 688697.063033916 1217380.1139994108, 688757.5070450448 1216970.986957448, 688816.7350823202 1216570.060976287, 688880.0688516678 1216141.4258975948, 688936.705369651 1215758.0294565763, 688893.5258419611 1215430.7518226125, 688840.291016484 1215027.176621615, 688804.6915130059 1214757.344355681, 688845.09146493 1214422.2180388754, 688893.3422786372 1214021.9589570528, 688938.7472431024 1213645.2789556922, 688979.0560622502 1213310.948546316, 689168.256534587 1213123.8366883106, 689319.8844099181 1212973.8992882809, 689412.5386232662 1212923.4141623576, 689554.1811054796 1212922.8029741347, 689608.5449111008 1212923.6914885396) | line | [10 empty] | 6 |  |  |  | 62 | 63 | 1 | FALSE | FALSE | 2 | TRUE | FALSE | 62 |  | 684476.5007 | 1220968.0834 |  |  | 62 | 684476.5007 | 1220968.0834 | 63 | 689608.5449 | 1212923.6915
VN | 306440147 | LINEVN0037b | 220 | 12.9691 | [5 empty] | 50 | 6 cables - 2 systems | LINESTRING (684476.5006936004 1220968.0834068398, 684669.3645459758 1220853.7638260527, 684977.4839833174 1220693.2942771015, 685316.4926713821 1220516.7412149706, 685662.8269664255 1220336.3720884144, 686011.4233247724 1220154.8352863619, 686354.8505653738 1219975.9934078988, 686694.982714489 1219798.88355359, 687040.0843349346 1219619.1723223864, 687357.8642323917 1219453.7104727975, 687693.2295082167 1219279.071006818, 687953.3714947038 1219143.6267019904, 688122.5728168072 1218950.4260473875, 688303.7559792397 1218743.5557674011, 688534.5560646534 1218480.0240815387, 688575.6767891707 1218201.739085506, 688637.1428033437 1217785.7041581578, 688697.063033916 1217380.1139994108, 688757.5070450448 1216970.986957448, 688816.7350823202 1216570.060976287, 688880.0688516678 1216141.4258975948, 688936.705369651 1215758.0294565763, 688893.5258419611 1215430.7518226125, 688840.291016484 1215027.176621615, 688804.6915130059 1214757.344355681, 688845.09146493 1214422.2180388754, 688893.3422786372 1214021.9589570528, 688938.7472431024 1213645.2789556922, 688979.0560622502 1213310.948546316, 689168.256534587 1213123.8366883106, 689319.8844099181 1212973.8992882809, 689412.5386232662 1212923.4141623576, 689554.1811054796 1212922.8029741347, 689608.5449111008 1212923.6914885396) | line | [10 empty] | 6 |  |  |  | 62 | 63 | 1 | FALSE | FALSE | 2 | TRUE | FALSE | 62 |  | 684476.5007 | 1220968.0834 |  |  | 62 | 684476.5007 | 1220968.0834 | 63 | 689608.5449 | 1212923.6915
VN | 306440157 | LINEVN0038 | 500 | 8.2057 | [5 empty] | 50 |  | LINESTRING (721412.1269995467 1223620.932636171, 721863.322362304 1223638.0951994867, 722253.9874128187 1223652.9594646648, 722697.3718989814 1223669.825993568, 723228.9096045378 1223690.0680853818, 723611.6112801337 1223704.6398185778, 723960.2782197571 1223717.9201296146, 724433.8872385463 1223735.9697107864, 724892.2658023144 1223753.4454315626, 725340.1777373687 1223770.523403398, 725724.2041627383 1223785.1847152333, 726231.7641941039 1223804.5469224008, 726760.4784153146 1223824.7391876166, 727253.6720639825 1223843.5750029339, 727717.9335353051 1223861.3089808116, 728245.219134318 1223881.4713865973) | line | [10 empty] | 3 | 1 |  |  | 64 | 65 | 1 | FALSE | FALSE | 1 | TRUE | TRUE | 64 | 65 | 721412.127 | 1223620.9326 | 728245.2191 | 1223881.4714 | 64 | 721412.127 | 1223620.9326 | 65 | 728245.2191 | 1223881.4714
VN | 306440161 | LINEVN0039 | 110 | 1.8908 | [5 empty] | 50 |  | LINESTRING (685915.708094632 1220121.5806445798, 685915.164773949 1220153.712607998, 685813.413410135 1220234.5835453705, 685624.5645745407 1220333.1680868093, 685429.8532549832 1220434.8065774897, 685236.3598635786 1220535.811353281, 685036.9273268292 1220639.925059629, 684852.5992197464 1220736.1606322287, 684677.4021349995 1220827.614621866, 684550.3496454284 1220863.6445420885) | line | [10 empty] | 3 | 1 |  |  | 66 | 67 | 1 | FALSE | FALSE | 1 | FALSE | TRUE |  | 67 |  |  | 684550.3496 | 1220863.6445 | 66 | 685915.7081 | 1220121.5806 | 67 | 684550.3496 | 1220863.6445
VN | 306551278 | LINEVN0040 |  | 0.21558 | [6 empty] | multiple vlevels | LINESTRING (695251.5850187996 1200899.6851163043, 695378.7169070262 1200772.750466169) | line | [14 empty] | 68 | 69 | 0 | FALSE | FALSE | 1 | FALSE | FALSE | [6 empty] | 68 | 695251.585 | 1200899.6851 | 69 | 695378.7169 | 1200772.7505
VN | 306551280 | LINEVN0041 |  | 1.7309 | [6 empty] | multiple vlevels | LINESTRING (696849.0199422839 1201643.1676149482, 696655.908045823 1201523.8215643356, 696474.4089142458 1201411.6586912903, 696361.3419861487 1201343.3766956124, 696258.6263694554 1201281.2516962881, 696063.1808702674 1201163.8651432612, 695843.5297298961 1201030.70616472, 695616.1973502107 1200894.3952029916) | line | [14 empty] | 70 | 71 | 0 | FALSE | FALSE | 1 | FALSE | FALSE | [6 empty] | 70 | 696849.0199 | 1201643.1676 | 71 | 695616.1974 | 1200894.3952
VN | 307638304 | LINEVN0042 | 110 | 3.9382 | [5 empty] | 50 |  | LINESTRING (694532.4537924969 1189811.4658310853, 694527.3650605588 1189828.8482911873, 694450.3910002727 1189974.1581083047, 694312.48358918 1190103.7052903417, 694224.0140684611 1190186.8012173497, 694128.1101452119 1190276.9009107566, 694017.3230624105 1190426.9272031307, 694085.5984966521 1190616.1211683608, 694155.5523225832 1190809.9823396073, 694087.2437345638 1190893.0844419026, 694237.8254128918 1191042.7989420171, 694392.6035588429 1191196.6980993436, 694576.2322731372 1191379.2731605289, 694763.9697194658 1191565.9443794815, 694953.1949480751 1191754.0969612892, 695138.3074049959 1191938.1561029218, 695324.9619687656 1192123.7632819056, 695474.1297214522 1192272.0942553387) | line | [10 empty] | 3 |  |  |  | 72 | 73 | 1 | FALSE | FALSE | 1 | FALSE | TRUE |  | 73 |  |  | 695474.1297 | 1192272.0943 | 72 | 694532.4538 | 1189811.4658 | 73 | 695474.1297 | 1192272.0943
VN | 307638305 | LINEVN0043a | 220 | 10.7793 | [5 empty] | 50 | 6 cables - 2 systems | LINESTRING (675245.5076015298 1187407.7295744647, 675229.7698425107 1187377.892887709, 675182.866230848 1187241.5071144977, 675335.2275971901 1186999.8947269076, 675520.4912483373 1186706.3781633978, 675681.2192770564 1186451.2160827054, 675502.2075717587 1186260.7368910038, 675653.9485230146 1186011.2683666497, 675819.3706952723 1185712.5385816572, 676052.5345650449 1185379.3314260594, 676238.2794050039 1185082.158037306, 676430.3440852013 1184781.9543480943, 676637.4707819954 1184451.301133826, 676830.8971483208 1184149.280773385, 677147.1482726035 1184004.7881889136, 677529.6164714799 1183831.7434990334, 677873.3753692464 1183677.0924775603, 678213.4473088898 1183523.1771774944, 678623.1606348114 1183339.1041375068, 678879.1272050219 1183221.7717979676, 679235.8326987101 1183381.9309847874, 679588.8582108206 1183320.3932938138, 679960.4308827999 1183258.4270621566, 680328.9230053078 1183195.9947248735, 680632.2608462967 1183145.4845273022, 680919.5698445729 1183099.6474074607, 681302.7358766745 1183031.4301660291, 681417.8801702196 1183012.923617823, 681549.2361729732 1183175.6920447252, 681560.8903981568 1183225.929726565) | line | [10 empty] | 6 |  |  |  | 74 | 75 | 1 | FALSE | FALSE | 2 | FALSE | FALSE | [6 empty] | 74 | 675245.5076 | 1187407.7296 | 75 | 681560.8904 | 1183225.9297
VN | 307638305 | LINEVN0043b | 220 | 10.7793 | [5 empty] | 50 | 6 cables - 2 systems | LINESTRING (675245.5076015298 1187407.7295744647, 675229.7698425107 1187377.892887709, 675182.866230848 1187241.5071144977, 675335.2275971901 1186999.8947269076, 675520.4912483373 1186706.3781633978, 675681.2192770564 1186451.2160827054, 675502.2075717587 1186260.7368910038, 675653.9485230146 1186011.2683666497, 675819.3706952723 1185712.5385816572, 676052.5345650449 1185379.3314260594, 676238.2794050039 1185082.158037306, 676430.3440852013 1184781.9543480943, 676637.4707819954 1184451.301133826, 676830.8971483208 1184149.280773385, 677147.1482726035 1184004.7881889136, 677529.6164714799 1183831.7434990334, 677873.3753692464 1183677.0924775603, 678213.4473088898 1183523.1771774944, 678623.1606348114 1183339.1041375068, 678879.1272050219 1183221.7717979676, 679235.8326987101 1183381.9309847874, 679588.8582108206 1183320.3932938138, 679960.4308827999 1183258.4270621566, 680328.9230053078 1183195.9947248735, 680632.2608462967 1183145.4845273022, 680919.5698445729 1183099.6474074607, 681302.7358766745 1183031.4301660291, 681417.8801702196 1183012.923617823, 681549.2361729732 1183175.6920447252, 681560.8903981568 1183225.929726565) | line | [10 empty] | 6 |  |  |  | 74 | 75 | 1 | FALSE | FALSE | 2 | FALSE | FALSE | [6 empty] | 74 | 675245.5076 | 1187407.7296 | 75 | 681560.8904 | 1183225.9297
VN | 307638306 | LINEVN0044a | 220 | 7.8706 | [5 empty] | 50 | 6 cables - 2 systems | LINESTRING (687875.3836921176 1183586.9875898634, 687822.0487485398 1183587.29898228, 687507.2180198393 1183513.667807577, 687172.74138261 1183445.317886778, 686856.8745661245 1183376.7095229893, 686464.7412977214 1183292.5834555298, 686080.3637943055 1183214.3345628488, 685700.1581672772 1183131.246134098, 685336.3961376192 1183057.809894859, 684970.4410721292 1182979.122572822, 684618.1262684452 1182908.6333543272, 684209.1247024932 1182820.9696401276, 683888.7336964593 1182754.0808097764, 683456.5044520311 1182666.2781713665, 683213.273438452 1182706.1395440625, 682476.0557080812 1182834.3762587882, 682102.5936556987 1182897.26842649, 681697.2071747204 1182966.90606468, 681666.045879916 1182971.7381205044, 681671.6131715459 1183167.0479484722, 681675.9171598317 1183198.7070358098) | line | [10 empty] | 6 |  |  |  | 76 | 77 | 1 | FALSE | FALSE | 2 | FALSE | FALSE | [6 empty] | 76 | 687875.3837 | 1183586.9876 | 77 | 681675.9172 | 1183198.707
VN | 307638306 | LINEVN0044b | 220 | 7.8706 | [5 empty] | 50 | 6 cables - 2 systems | LINESTRING (687875.3836921176 1183586.9875898634, 687822.0487485398 1183587.29898228, 687507.2180198393 1183513.667807577, 687172.74138261 1183445.317886778, 686856.8745661245 1183376.7095229893, 686464.7412977214 1183292.5834555298, 686080.3637943055 1183214.3345628488, 685700.1581672772 1183131.246134098, 685336.3961376192 1183057.809894859, 684970.4410721292 1182979.122572822, 684618.1262684452 1182908.6333543272, 684209.1247024932 1182820.9696401276, 683888.7336964593 1182754.0808097764, 683456.5044520311 1182666.2781713665, 683213.273438452 1182706.1395440625, 682476.0557080812 1182834.3762587882, 682102.5936556987 1182897.26842649, 681697.2071747204 1182966.90606468, 681666.045879916 1182971.7381205044, 681671.6131715459 1183167.0479484722, 681675.9171598317 1183198.7070358098) | line | [10 empty] | 6 |  |  |  | 76 | 77 | 1 | FALSE | FALSE | 2 | FALSE | FALSE | [6 empty] | 76 | 687875.3837 | 1183586.9876 | 77 | 681675.9172 | 1183198.707
VN | 307638307 | LINEVN0045a | 110 | 5.5366 | [5 empty] | 50 | 6 cables - 2 systems | LINESTRING (681185.7385340225 1183743.3495169126, 680827.7765074619 1183662.316801959, 680695.568098366 1183501.2834639698, 680618.776606485 1183257.022428921, 680582.0797288675 1183131.1347220505, 680527.175977308 1182934.1241506638, 680296.9818583771 1182826.7813184252, 680047.697572843 1182704.8148167797, 679831.4848556048 1182603.1251675976, 679599.2855123398 1182495.6554481655, 679391.9482880293 1182388.8284586912, 679163.2034097972 1182281.3805446855, 678937.2809274019 1182171.659662086, 678712.0099171689 1182062.6297738361, 678472.2061032185 1181945.8814474419, 678220.70698626 1181822.679940231, 677976.4093598101 1181702.792676662, 677724.1953761193 1181579.7022837582, 677456.3965403234 1181696.9934640774, 677431.7572939703 1181664.0231128382) | line | [10 empty] | 6 |  |  |  | 78 | 79 | 1 | FALSE | FALSE | 2 | TRUE | FALSE | 78 |  | 681185.7385 | 1183743.3495 |  |  | 78 | 681185.7385 | 1183743.3495 | 79 | 677431.7573 | 1181664.0231
VN | 307638307 | LINEVN0045b | 110 | 5.5366 | [5 empty] | 50 | 6 cables - 2 systems | LINESTRING (681185.7385340225 1183743.3495169126, 680827.7765074619 1183662.316801959, 680695.568098366 1183501.2834639698, 680618.776606485 1183257.022428921, 680582.0797288675 1183131.1347220505, 680527.175977308 1182934.1241506638, 680296.9818583771 1182826.7813184252, 680047.697572843 1182704.8148167797, 679831.4848556048 1182603.1251675976, 679599.2855123398 1182495.6554481655, 679391.9482880293 1182388.8284586912, 679163.2034097972 1182281.3805446855, 678937.2809274019 1182171.659662086, 678712.0099171689 1182062.6297738361, 678472.2061032185 1181945.8814474419, 678220.70698626 1181822.679940231, 677976.4093598101 1181702.792676662, 677724.1953761193 1181579.7022837582, 677456.3965403234 1181696.9934640774, 677431.7572939703 1181664.0231128382) | line | [10 empty] | 6 |  |  |  | 78 | 79 | 1 | FALSE | FALSE | 2 | TRUE | FALSE | 78 |  | 681185.7385 | 1183743.3495 |  |  | 78 | 681185.7385 | 1183743.3495 | 79 | 677431.7573 | 1181664.0231
VN | 307638308 | LINEVN0046a | 110 | 8.1307 | [5 empty] | 50 | 6 cables - 2 systems | LINESTRING (681704.601761591 1183320.5823526762, 681717.6547972859 1183366.9782644606, 681843.3273056932 1183509.9728844916, 682087.2164393996 1183399.2351205847, 682295.8679534977 1183305.0445842543, 682500.0480184476 1183212.567637718, 682703.7487468997 1183117.9321539353, 683140.3159641254 1182917.3849132543, 683369.5184314031 1182960.3868865874, 683589.6880351364 1183000.642337677, 683829.4374409108 1183045.4084790442, 684066.6402398525 1183085.6493874143, 684367.8004950499 1183139.5596424306, 684582.3111236719 1183180.1118095575, 684877.9745350298 1183230.7557401638, 685126.0771998925 1183276.0862279225, 685416.8838306752 1183330.4362880837, 685667.1460986218 1183372.8293746274, 685937.4688674113 1183419.7928483544, 686178.2068580189 1183465.2015455822, 686431.2136221408 1183509.6511197546, 686685.851919808 1183555.7488687139, 686941.8007584771 1183598.2387092337, 687190.1861812931 1183647.270391299, 687437.7241394662 1183691.2329979031, 687682.1191978889 1183735.6888793018, 687887.7435719776 1183770.0855917737, 688044.4514297659 1183718.7138413312, 688033.6557492961 1183596.6415050516) | line | [10 empty] | 6 |  |  |  | 80 | 81 | 1 | FALSE | FALSE | 2 | FALSE | TRUE |  | 81 |  |  | 688033.6557 | 1183596.6415 | 80 | 681704.6018 | 1183320.5824 | 81 | 688033.6557 | 1183596.6415
VN | 307638308 | LINEVN0046b | 110 | 8.1307 | [5 empty] | 50 | 6 cables - 2 systems | LINESTRING (681704.601761591 1183320.5823526762, 681717.6547972859 1183366.9782644606, 681843.3273056932 1183509.9728844916, 682087.2164393996 1183399.2351205847, 682295.8679534977 1183305.0445842543, 682500.0480184476 1183212.567637718, 682703.7487468997 1183117.9321539353, 683140.3159641254 1182917.3849132543, 683369.5184314031 1182960.3868865874, 683589.6880351364 1183000.642337677, 683829.4374409108 1183045.4084790442, 684066.6402398525 1183085.6493874143, 684367.8004950499 1183139.5596424306, 684582.3111236719 1183180.1118095575, 684877.9745350298 1183230.7557401638, 685126.0771998925 1183276.0862279225, 685416.8838306752 1183330.4362880837, 685667.1460986218 1183372.8293746274, 685937.4688674113 1183419.7928483544, 686178.2068580189 1183465.2015455822, 686431.2136221408 1183509.6511197546, 686685.851919808 1183555.7488687139, 686941.8007584771 1183598.2387092337, 687190.1861812931 1183647.270391299, 687437.7241394662 1183691.2329979031, 687682.1191978889 1183735.6888793018, 687887.7435719776 1183770.0855917737, 688044.4514297659 1183718.7138413312, 688033.6557492961 1183596.6415050516) | line | [10 empty] | 6 |  |  |  | 80 | 81 | 1 | FALSE | FALSE | 2 | FALSE | TRUE |  | 81 |  |  | 688033.6557 | 1183596.6415 | 80 | 681704.6018 | 1183320.5824 | 81 | 688033.6557 | 1183596.6415
VN | 307638309 | LINEVN0047a | 110 | 1.0101 | [5 empty] | 50 | 12 cables - 4 systems | LINESTRING (681600.9343268388 1183347.1802126484, 681613.2480685409 1183398.8373620375, 681633.7555419276 1183602.910923731, 681373.1733150597 1183720.198637729, 681102.4379219378 1183844.1921289316) | line | [10 empty] | 12 | 4 |  |  | 82 | 83 | 1 | FALSE | FALSE | 4 | FALSE | TRUE |  | 83 |  |  | 681102.4379 | 1183844.1921 | 82 | 681600.9343 | 1183347.1802 | 83 | 681102.4379 | 1183844.1921
VN | 307638309 | LINEVN0047b | 110 | 1.0101 | [5 empty] | 50 | 12 cables - 4 systems | LINESTRING (681600.9343268388 1183347.1802126484, 681613.2480685409 1183398.8373620375, 681633.7555419276 1183602.910923731, 681373.1733150597 1183720.198637729, 681102.4379219378 1183844.1921289316) | line | [10 empty] | 12 | 4 |  |  | 82 | 83 | 1 | FALSE | FALSE | 4 | FALSE | TRUE |  | 83 |  |  | 681102.4379 | 1183844.1921 | 82 | 681600.9343 | 1183347.1802 | 83 | 681102.4379 | 1183844.1921
VN | 307638309 | LINEVN0047c | 110 | 1.0101 | [5 empty] | 50 | 12 cables - 4 systems | LINESTRING (681600.9343268388 1183347.1802126484, 681613.2480685409 1183398.8373620375, 681633.7555419276 1183602.910923731, 681373.1733150597 1183720.198637729, 681102.4379219378 1183844.1921289316) | line | [10 empty] | 12 | 4 |  |  | 82 | 83 | 1 | FALSE | FALSE | 4 | FALSE | TRUE |  | 83 |  |  | 681102.4379 | 1183844.1921 | 82 | 681600.9343 | 1183347.1802 | 83 | 681102.4379 | 1183844.1921
VN | 307638309 | LINEVN0047d | 110 | 1.0101 | [5 empty] | 50 | 12 cables - 4 systems | LINESTRING (681600.9343268388 1183347.1802126484, 681613.2480685409 1183398.8373620375, 681633.7555419276 1183602.910923731, 681373.1733150597 1183720.198637729, 681102.4379219378 1183844.1921289316) | line | [10 empty] | 12 | 4 |  |  | 82 | 83 | 1 | FALSE | FALSE | 4 | FALSE | TRUE |  | 83 |  |  | 681102.4379 | 1183844.1921 | 82 | 681600.9343 | 1183347.1802 | 83 | 681102.4379 | 1183844.1921
VN | 307638311 | LINEVN0048 | 500 | 17.8363 | [5 empty] | 50 |  | LINESTRING (687311.682376316 1183382.0854186276, 687074.5346487614 1183330.3389350397, 686561.7617618619 1183222.7780034265, 686166.0322807038 1183141.6889766837, 685788.2650667257 1183060.6705895094, 685357.7390433573 1182972.4091161406, 684993.8695192344 1182894.2862217855, 684602.876080119 1182814.5369057602, 684249.0146123974 1182738.435228989, 683826.2118679228 1182653.3671681397, 683559.4310708117 1182599.6716088352, 683164.5081485964 1182666.7169151888, 682445.0009225855 1182791.1015447078, 682095.5411961244 1182849.9091586312, 681727.2041037814 1182912.1582341192, 681351.4794118009 1182977.3912024053, 680915.8239511765 1183051.4988730901, 680527.8181109421 1183116.763168585, 680112.3447319177 1183186.077345853, 679722.5552018348 1183250.234747701, 679434.796495733 1183301.2559383085, 679203.5543770262 1183238.8906907765, 678889.7965375024 1183161.3558695875, 678594.1224936526 1183296.4748208304, 678299.650179684 1183428.2728935964, 677978.9261854003 1183576.5045324045, 677705.4734312745 1183698.08672095, 677426.6636320022 1183823.6247129207, 677131.486487359 1183956.2243080349, 676803.9072671146 1184101.7638167217, 676598.2971839628 1184422.0821846323, 676387.9692224797 1184749.9535325712, 676170.2452818418 1185089.2353415196, 675958.2695895543 1185424.090313724, 675784.754281373 1185699.0179958749, 675591.6205753558 1185994.329224418, 675398.9617941688 1186283.0732144918, 675084.8403058806 1186431.8587028978, 674704.223438222 1186604.4810979688, 674325.8676066482 1186778.5790141663, 674335.1460733444 1186997.5385840558) | line | [10 empty] | 3 |  |  |  | 84 | 85 | 1 | FALSE | FALSE | 1 | TRUE | TRUE | 84 | 85 | 687311.6824 | 1183382.0854 | 674335.1461 | 1186997.5386 | 84 | 687311.6824 | 1183382.0854 | 85 | 674335.1461 | 1186997.5386
VN | 307638312 | LINEVN0049a | 110 | 0.73031 | [5 empty] | 50 | 6 cables - 2 systems | LINESTRING (681574.4395972977 1183352.966581438, 681587.5797349148 1183403.5330742109, 681456.2734200496 1183632.4412027935, 681229.6626047102 1183722.8009688978, 681185.7385340225 1183743.3495169126) | line | [10 empty] | 6 |  |  |  | 86 | 78 | 1 | FALSE | FALSE | 2 | FALSE | TRUE |  | 78 |  |  | 681185.7385 | 1183743.3495 | 86 | 681574.4396 | 1183352.9666 | 78 | 681185.7385 | 1183743.3495
VN | 307638312 | LINEVN0049b | 110 | 0.73031 | [5 empty] | 50 | 6 cables - 2 systems | LINESTRING (681574.4395972977 1183352.966581438, 681587.5797349148 1183403.5330742109, 681456.2734200496 1183632.4412027935, 681229.6626047102 1183722.8009688978, 681185.7385340225 1183743.3495169126) | line | [10 empty] | 6 |  |  |  | 86 | 78 | 1 | FALSE | FALSE | 2 | FALSE | TRUE |  | 78 |  |  | 681185.7385 | 1183743.3495 | 86 | 681574.4396 | 1183352.9666 | 78 | 681185.7385 | 1183743.3495
VN | 307638313 | LINEVN0050 |  | 0.40443 | [6 empty] | multiple vlevels | LINESTRING (685425.1527788201 1174948.5403255254, 685366.4041245587 1174747.2961255822, 685332.2420300442 1174624.580036986) | line | [14 empty] | 87 | 88 | 0 | FALSE | FALSE | 1 | FALSE | FALSE | [6 empty] | 87 | 685425.1528 | 1174948.5403 | 88 | 685332.242 | 1174624.58
VN | 307638318 | LINEVN0051 |  | 4.0129 | [6 empty] | multiple vlevels | LINESTRING (683002.2200739484 1185311.678895263, 683241.8882449655 1185155.1328395624, 683653.8491367488 1184881.3002674635, 683930.7309277239 1184938.8930627953, 684177.8300386302 1184993.360936057, 684188.526903301 1184995.720236864, 684498.2625014975 1185064.62566104, 684817.7315620165 1185137.8573427578, 685033.8341473124 1185182.9364480088, 685297.8672440087 1185239.0326437503, 685667.2835997422 1185173.3579829226, 685968.8432728346 1185115.7415323157, 686163.4853702046 1185154.3269970932) | line | [14 empty] | 89 | 90 | 0 | FALSE | FALSE | 1 | FALSE | FALSE | [6 empty] | 89 | 683002.2201 | 1185311.6789 | 90 | 686163.4854 | 1185154.327
VN | 307777845 | LINEVN0052 | 110 | 3.3129 | [7 empty] | LINESTRING (688175.9253101416 1183560.6652573799, 688201.0418832876 1183839.4534818006, 688161.5922295509 1184068.8000118257, 688123.2844850707 1184309.2147588362, 688095.045334903 1184464.675336079, 688438.1993095048 1184544.4343699517, 688818.9376313615 1184634.6620811191, 689053.1007177711 1184690.1117753724, 689332.2750025911 1184754.3780063752, 689676.3928474989 1184837.131678921, 689698.954350234 1185058.0108135683) | line | [14 empty] | 91 | 92 | 1 | FALSE | FALSE | 1 | TRUE | FALSE | 91 |  | 688175.9253 | 1183560.6653 |  |  | 91 | 688175.9253 | 1183560.6653 | 92 | 689698.9544 | 1185058.0108
VN | 307777847 | LINEVN0053a | 110 | 4.4692 | [5 empty] | 50 | 6 cables - 2 systems | LINESTRING (686221.8675885613 1186264.3435922791, 686222.2371364686 1186248.9587201076, 686337.516953056 1186033.1179188404, 686447.3167046865 1185799.63660795, 686552.174279755 1185577.7982408477, 686657.6226013481 1185352.2243983848, 686783.675325033 1185086.47789185, 686891.3238633373 1184859.1687827893, 687184.4346023551 1184762.0138458419, 687458.6634898 1184671.094577865, 687779.7277776427 1184562.4627273693, 688062.7795147311 1184471.2983385134, 688116.1521863957 1184179.7180895293, 688168.4911071688 1183842.1368713032, 688144.7673182273 1183548.9650149755) | line | [10 empty] | 6 |  |  |  | 93 | 94 | 1 | FALSE | FALSE | 2 | FALSE | FALSE | [6 empty] | 93 | 686221.8676 | 1186264.3436 | 94 | 688144.7673 | 1183548.965
VN | 307777847 | LINEVN0053b | 110 | 4.4692 | [5 empty] | 50 | 6 cables - 2 systems | LINESTRING (686221.8675885613 1186264.3435922791, 686222.2371364686 1186248.9587201076, 686337.516953056 1186033.1179188404, 686447.3167046865 1185799.63660795, 686552.174279755 1185577.7982408477, 686657.6226013481 1185352.2243983848, 686783.675325033 1185086.47789185, 686891.3238633373 1184859.1687827893, 687184.4346023551 1184762.0138458419, 687458.6634898 1184671.094577865, 687779.7277776427 1184562.4627273693, 688062.7795147311 1184471.2983385134, 688116.1521863957 1184179.7180895293, 688168.4911071688 1183842.1368713032, 688144.7673182273 1183548.9650149755) | line | [10 empty] | 6 |  |  |  | 93 | 94 | 1 | FALSE | FALSE | 2 | FALSE | FALSE | [6 empty] | 93 | 686221.8676 | 1186264.3436 | 94 | 688144.7673 | 1183548.965
VN | 307777849 | LINEVN0054a | 110 | 5.3622 | [5 empty] | 50 | 6 cables - 2 systems | LINESTRING (688212.6430747672 1183558.2484409967, 688212.5823730726 1183557.3631540104, 688202.4458927264 1183409.376442571, 688182.7296344074 1183133.1405555448, 688172.0100233781 1182938.5471174598, 688120.7060571099 1182305.1808076687, 688194.4607785055 1182084.5097380232, 688286.3814091532 1181786.6397613327, 688362.1971360967 1181536.0911353838, 688438.1928616681 1181371.15120223, 688498.197485915 1181109.3641286702, 688590.0678997365 1180832.9871890245, 688668.8286839358 1180572.8865928005, 688726.4301272477 1180385.3222653847, 688810.8559293383 1180173.0184524355, 688875.6761248404 1180015.516367016, 689132.9865206977 1180099.2650682156, 689396.0644500535 1180180.6256678673, 689604.1846088403 1180039.1591691195) | line | [10 empty] | 6 |  |  |  | 95 | 96 | 1 | FALSE | FALSE | 2 | TRUE | TRUE | 95 | 96 | 688212.6431 | 1183558.2484 | 689604.1846 | 1180039.1592 | 95 | 688212.6431 | 1183558.2484 | 96 | 689604.1846 | 1180039.1592
VN | 307777849 | LINEVN0054b | 110 | 5.3622 | [5 empty] | 50 | 6 cables - 2 systems | LINESTRING (688212.6430747672 1183558.2484409967, 688212.5823730726 1183557.3631540104, 688202.4458927264 1183409.376442571, 688182.7296344074 1183133.1405555448, 688172.0100233781 1182938.5471174598, 688120.7060571099 1182305.1808076687, 688194.4607785055 1182084.5097380232, 688286.3814091532 1181786.6397613327, 688362.1971360967 1181536.0911353838, 688438.1928616681 1181371.15120223, 688498.197485915 1181109.3641286702, 688590.0678997365 1180832.9871890245, 688668.8286839358 1180572.8865928005, 688726.4301272477 1180385.3222653847, 688810.8559293383 1180173.0184524355, 688875.6761248404 1180015.516367016, 689132.9865206977 1180099.2650682156, 689396.0644500535 1180180.6256678673, 689604.1846088403 1180039.1591691195) | line | [10 empty] | 6 |  |  |  | 95 | 96 | 1 | FALSE | FALSE | 2 | TRUE | TRUE | 95 | 96 | 688212.6431 | 1183558.2484 | 689604.1846 | 1180039.1592 | 95 | 688212.6431 | 1183558.2484 | 96 | 689604.1846 | 1180039.1592
VN | 307777852 | LINEVN0055a | 110 | 0.66362 | [5 empty] | 50 | 6 cables - 2 systems | LINESTRING (686167.9146062525 1185712.6383996808, 686176.8339682745 1185998.7891103574, 686200.879037122 1186249.825044153, 686200.732927175 1186264.3704570504) | line | [10 empty] | 6 |  |  |  | 97 | 98 | 1 | FALSE | FALSE | 2 | FALSE | FALSE | [6 empty] | 97 | 686167.9146 | 1185712.6384 | 98 | 686200.7329 | 1186264.3705
VN | 307777852 | LINEVN0055b | 110 | 0.66362 | [5 empty] | 50 | 6 cables - 2 systems | LINESTRING (686167.9146062525 1185712.6383996808, 686176.8339682745 1185998.7891103574, 686200.879037122 1186249.825044153, 686200.732927175 1186264.3704570504) | line | [10 empty] | 6 |  |  |  | 97 | 98 | 1 | FALSE | FALSE | 2 | FALSE | FALSE | [6 empty] | 97 | 686167.9146 | 1185712.6384 | 98 | 686200.7329 | 1186264.3705
VN | 307777853 | LINEVN0056a | 110 | 8.9145 | [5 empty] | 50 | 6 cables - 2 systems | LINESTRING (688001.6165593121 1183456.4531860072, 688036.4308572259 1183454.0255546013, 688131.7478293951 1183335.2438563583, 688110.039536651 1183006.0439691602, 688079.2523812044 1182631.19674167, 688054.4998120843 1182300.1550294128, 688151.2411953988 1181987.02431849, 688246.1085568755 1181682.555695753, 688355.761065807 1181334.4088465606, 688485.1286154508 1180935.6644386584, 688606.22146178 1180545.756647985, 688721.308391596 1180179.6094817303, 688805.8883917265 1179920.1055015186, 688915.08270457 1179675.2189141863, 688984.9058996555 1179519.381926285, 689109.9394242072 1179236.464798031, 689282.7250664025 1178855.5298740515, 689435.8091051783 1178517.3941771113, 689578.8466964372 1178197.631649572, 689742.1786857727 1178177.915249792, 689788.2275554381 1178171.1709034364, 689945.438420769 1177914.12107653, 690117.1812698359 1177641.710667668, 690371.1560611653 1177371.587415101, 690593.8528427429 1177136.1126727792, 690792.1408616944 1176923.8423564683) | line | [10 empty] | 6 |  |  |  | 99 | 100 | 1 | FALSE | FALSE | 2 | FALSE | TRUE |  | 100 |  |  | 690792.1409 | 1176923.8424 | 99 | 688001.6166 | 1183456.4532 | 100 | 690792.1409 | 1176923.8424
VN | 307777853 | LINEVN0056b | 110 | 8.9145 | [5 empty] | 50 | 6 cables - 2 systems | LINESTRING (688001.6165593121 1183456.4531860072, 688036.4308572259 1183454.0255546013, 688131.7478293951 1183335.2438563583, 688110.039536651 1183006.0439691602, 688079.2523812044 1182631.19674167, 688054.4998120843 1182300.1550294128, 688151.2411953988 1181987.02431849, 688246.1085568755 1181682.555695753, 688355.761065807 1181334.4088465606, 688485.1286154508 1180935.6644386584, 688606.22146178 1180545.756647985, 688721.308391596 1180179.6094817303, 688805.8883917265 1179920.1055015186, 688915.08270457 1179675.2189141863, 688984.9058996555 1179519.381926285, 689109.9394242072 1179236.464798031, 689282.7250664025 1178855.5298740515, 689435.8091051783 1178517.3941771113, 689578.8466964372 1178197.631649572, 689742.1786857727 1178177.915249792, 689788.2275554381 1178171.1709034364, 689945.438420769 1177914.12107653, 690117.1812698359 1177641.710667668, 690371.1560611653 1177371.587415101, 690593.8528427429 1177136.1126727792, 690792.1408616944 1176923.8423564683) | line | [10 empty] | 6 |  |  |  | 99 | 100 | 1 | FALSE | FALSE | 2 | FALSE | TRUE |  | 100 |  |  | 690792.1409 | 1176923.8424 | 99 | 688001.6166 | 1183456.4532 | 100 | 690792.1409 | 1176923.8424
VN | 307777856 | LINEVN0057a | 110 | 9.0669 | [5 empty] | 50 | 6 cables - 2 systems | LINESTRING (688175.9253101416 1183560.6652573799, 688152.7298539439 1183245.2399740324, 688133.722602742 1182918.2232444612, 688110.852154532 1182610.8973278045, 688084.0397754738 1182302.0451864528, 688135.1486964088 1182141.9774330882, 688255.4170220195 1181759.5205578806, 688379.462147092 1181355.447831044, 688481.3446257183 1181035.465487338, 688561.3791486234 1180792.0089509978, 688639.2637588222 1180545.7639342947, 688756.7091446768 1180168.7893568801, 688831.5314528103 1179932.5051268665, 688895.2631976784 1179797.5742044325, 688956.4978029123 1179657.2865070861, 689020.2740837845 1179514.5351821787, 689086.862369302 1179360.1072070403, 689251.2512971569 1179001.3818619798, 689426.0202675634 1178610.591141515, 689524.2428368558 1178391.9269984234, 689574.2685000077 1178280.5812860602, 689794.0411601012 1178197.9179541892, 689966.8263843006 1177922.6147913863, 690132.47684405 1177655.6570155427, 690382.2787387129 1177390.1343335032, 690611.7852959106 1177146.2244876868, 690823.981556255 1176920.2824845111, 690902.7955140958 1176837.4735854075) | line | [10 empty] | 6 |  |  |  | 91 | 101 | 1 | FALSE | FALSE | 2 | TRUE | FALSE | 91 |  | 688175.9253 | 1183560.6653 |  |  | 91 | 688175.9253 | 1183560.6653 | 101 | 690902.7955 | 1176837.4736
VN | 307777856 | LINEVN0057b | 110 | 9.0669 | [5 empty] | 50 | 6 cables - 2 systems | LINESTRING (688175.9253101416 1183560.6652573799, 688152.7298539439 1183245.2399740324, 688133.722602742 1182918.2232444612, 688110.852154532 1182610.8973278045, 688084.0397754738 1182302.0451864528, 688135.1486964088 1182141.9774330882, 688255.4170220195 1181759.5205578806, 688379.462147092 1181355.447831044, 688481.3446257183 1181035.465487338, 688561.3791486234 1180792.0089509978, 688639.2637588222 1180545.7639342947, 688756.7091446768 1180168.7893568801, 688831.5314528103 1179932.5051268665, 688895.2631976784 1179797.5742044325, 688956.4978029123 1179657.2865070861, 689020.2740837845 1179514.5351821787, 689086.862369302 1179360.1072070403, 689251.2512971569 1179001.3818619798, 689426.0202675634 1178610.591141515, 689524.2428368558 1178391.9269984234, 689574.2685000077 1178280.5812860602, 689794.0411601012 1178197.9179541892, 689966.8263843006 1177922.6147913863, 690132.47684405 1177655.6570155427, 690382.2787387129 1177390.1343335032, 690611.7852959106 1177146.2244876868, 690823.981556255 1176920.2824845111, 690902.7955140958 1176837.4735854075) | line | [10 empty] | 6 |  |  |  | 91 | 101 | 1 | FALSE | FALSE | 2 | TRUE | FALSE | 91 |  | 688175.9253 | 1183560.6653 |  |  | 91 | 688175.9253 | 1183560.6653 | 101 | 690902.7955 | 1176837.4736
VN | 307777859 | LINEVN0058 | 110 | 2.153 | [5 empty] | 50 |  | LINESTRING (689604.1846088403 1180039.1591691195, 689603.0065417195 1179925.2592005539, 689855.8777447442 1179772.4627782907, 690536.5778745685 1179372.7149243716, 690865.8277919692 1179183.6731015765, 691062.5566832771 1179095.1031031779) | line | [10 empty] | 3 |  |  |  | 96 | 102 | 1 | FALSE | FALSE | 1 | TRUE | TRUE | 96 | 102 | 689604.1846 | 1180039.1592 | 691062.5567 | 1179095.1031 | 96 | 689604.1846 | 1180039.1592 | 102 | 691062.5567 | 1179095.1031
VN | 307777860 | LINEVN0059 |  | 1.5942 | [6 empty] | multiple vlevels | LINESTRING (688207.7117515523 1183879.3023213227, 688263.34530996 1184013.925940216, 688347.8508284097 1184236.3431043306, 688422.738640334 1184441.1849235578, 688599.2803167469 1184504.9152183286, 688816.66443236 1184585.4349827983, 688950.0806972603 1184629.5232035276, 689112.6908499596 1184666.585576177) | line | [14 empty] | 103 | 104 | 0 | FALSE | FALSE | 1 | FALSE | FALSE | [6 empty] | 103 | 688207.7118 | 1183879.3023 | 104 | 689112.6908 | 1184666.5856
VN | 307777864 | LINEVN0060a | 220 | 3.7494 | [5 empty] | 50 | 6 cables - 2 systems | LINESTRING (687875.5656455166 1183621.103306133, 687848.56034048 1183620.045835037, 687645.4512043075 1183581.7255012025, 687521.680082238 1183751.931250991, 687343.4993161648 1183994.1349514856, 687162.2002822378 1184244.728872167, 686970.2310666596 1184504.368035512, 686782.4658055919 1184760.0046653037, 686599.7071629846 1185008.8998410932, 686404.655319808 1185275.537026128, 686215.8020021867 1185531.5788082995, 686184.6246307794 1185735.3631575576, 686145.5996921419 1185999.269020878) | line | [10 empty] | 6 |  |  |  | 105 | 106 | 1 | FALSE | FALSE | 2 | FALSE | FALSE | [6 empty] | 105 | 687875.5656 | 1183621.1033 | 106 | 686145.5997 | 1185999.269
VN | 307777864 | LINEVN0060b | 220 | 3.7494 | [5 empty] | 50 | 6 cables - 2 systems | LINESTRING (687875.5656455166 1183621.103306133, 687848.56034048 1183620.045835037, 687645.4512043075 1183581.7255012025, 687521.680082238 1183751.931250991, 687343.4993161648 1183994.1349514856, 687162.2002822378 1184244.728872167, 686970.2310666596 1184504.368035512, 686782.4658055919 1184760.0046653037, 686599.7071629846 1185008.8998410932, 686404.655319808 1185275.537026128, 686215.8020021867 1185531.5788082995, 686184.6246307794 1185735.3631575576, 686145.5996921419 1185999.269020878) | line | [10 empty] | 6 |  |  |  | 105 | 106 | 1 | FALSE | FALSE | 2 | FALSE | FALSE | [6 empty] | 105 | 687875.5656 | 1183621.1033 | 106 | 686145.5997 | 1185999.269
VN | 308228853 | LINEVN0061a | 500 | 2.4446 | [5 empty] | 50 | 6 cables - 2 systems | LINESTRING (576220.9344544068 1124802.7266842884, 575950.7798381059 1124518.8826402817, 575662.0182499362 1124210.1003989005, 575373.160721014 1123902.8576567208, 575098.1467551291 1123610.375150757, 574825.2078244609 1123318.7730139622) | line | [10 empty] | 6 |  |  |  | 107 | 108 | 1 | FALSE | FALSE | 2 | TRUE | TRUE | 107 | 108 | 576220.9345 | 1124802.7267 | 574825.2078 | 1123318.773 | 107 | 576220.9345 | 1124802.7267 | 108 | 574825.2078 | 1123318.773
VN | 308228853 | LINEVN0061b | 500 | 2.4446 | [5 empty] | 50 | 6 cables - 2 systems | LINESTRING (576220.9344544068 1124802.7266842884, 575950.7798381059 1124518.8826402817, 575662.0182499362 1124210.1003989005, 575373.160721014 1123902.8576567208, 575098.1467551291 1123610.375150757, 574825.2078244609 1123318.7730139622) | line | [10 empty] | 6 |  |  |  | 107 | 108 | 1 | FALSE | FALSE | 2 | TRUE | TRUE | 107 | 108 | 576220.9345 | 1124802.7267 | 574825.2078 | 1123318.773 | 107 | 576220.9345 | 1124802.7267 | 108 | 574825.2078 | 1123318.773
VN | 308228854 | LINEVN0062 | 500 | 0.86406 | [5 empty] | 50 |  | LINESTRING (649515.0874185306 1156965.353826053, 649752.2848063408 1157174.3290291978, 650133.4383275642 1157308.0394839146) | line | [10 empty] | 3 |  |  |  | 109 | 110 | 1 | FALSE | FALSE | 1 | TRUE | TRUE | 109 | 110 | 649515.0874 | 1156965.3538 | 650133.4383 | 1157308.0395 | 109 | 649515.0874 | 1156965.3538 | 110 | 650133.4383 | 1157308.0395
VN | 308228855 | LINEVN0063a | 500 | 8.881 | [5 empty] | 50 | 6 cables - 2 systems | LINESTRING (656852.2542738089 1159670.508308961, 657191.0414791731 1159967.868472545, 657530.1688822431 1160263.7854987264, 657836.9766618224 1160540.8777759043, 658164.8666552078 1160828.7546066924, 658502.450389087 1161123.5263316026, 658839.6853067263 1161421.4970294277, 659179.1437801486 1161717.8895140535, 659502.590015919 1161998.6279457805, 659814.202921403 1162276.1519186734, 660120.3555227685 1162545.2481657362, 660347.6981640864 1162734.2347735728, 660493.4848777109 1162871.5441322657, 660999.7157043606 1163316.4058523104, 661326.6148681724 1163606.107852138, 661580.6363911454 1163830.6123276914, 661866.2868643105 1164080.452964613, 662138.5194197746 1164320.0243964482, 662409.2340950097 1164558.0760916474) | line | [10 empty] | 6 |  |  |  | 111 | 112 | 1 | FALSE | FALSE | 2 | TRUE | TRUE | 111 | 112 | 656852.2543 | 1159670.5083 | 662409.2341 | 1164558.0761 | 111 | 656852.2543 | 1159670.5083 | 112 | 662409.2341 | 1164558.0761
VN | 308228855 | LINEVN0063b | 500 | 8.881 | [5 empty] | 50 | 6 cables - 2 systems | LINESTRING (656852.2542738089 1159670.508308961, 657191.0414791731 1159967.868472545, 657530.1688822431 1160263.7854987264, 657836.9766618224 1160540.8777759043, 658164.8666552078 1160828.7546066924, 658502.450389087 1161123.5263316026, 658839.6853067263 1161421.4970294277, 659179.1437801486 1161717.8895140535, 659502.590015919 1161998.6279457805, 659814.202921403 1162276.1519186734, 660120.3555227685 1162545.2481657362, 660347.6981640864 1162734.2347735728, 660493.4848777109 1162871.5441322657, 660999.7157043606 1163316.4058523104, 661326.6148681724 1163606.107852138, 661580.6363911454 1163830.6123276914, 661866.2868643105 1164080.452964613, 662138.5194197746 1164320.0243964482, 662409.2340950097 1164558.0760916474) | line | [10 empty] | 6 |  |  |  | 111 | 112 | 1 | FALSE | FALSE | 2 | TRUE | TRUE | 111 | 112 | 656852.2543 | 1159670.5083 | 662409.2341 | 1164558.0761 | 111 | 656852.2543 | 1159670.5083 | 112 | 662409.2341 | 1164558.0761
VN | 308228857 | LINEVN0064a | 500 | 8.9742 | [5 empty] | 50 | 6 cables - 2 systems | LINESTRING (633879.83949072 1150867.323568208, 634270.7921946424 1150814.511080716, 634688.007472515 1150762.6673629794, 635103.9182704734 1150708.9101884412, 635528.2968698463 1150651.5966492412, 635951.7558080509 1150594.8043101665, 636369.421282854 1150544.5634094926, 636795.6379443624 1150486.3099235783, 637187.6647685372 1150436.419927373, 637555.0701066602 1150389.356329566, 637985.2820004061 1150330.0158011205, 638412.9740655276 1150271.632538971, 638863.8946684396 1150217.5497895386, 639278.8733918571 1150163.4723366764, 639710.7458788422 1150104.3913729729, 640169.4928674311 1150046.905994582, 640592.0441942004 1149992.5646130866, 641051.9702743614 1149931.6005077355, 641266.7346296916 1149903.1546177885, 641295.2932104897 1149899.3778380926) | line | [10 empty] | 6 |  |  |  | 113 | 114 | 1 | FALSE | FALSE | 2 | TRUE | TRUE | 113 | 114 | 633879.8395 | 1150867.3236 | 641295.2932 | 1149899.3778 | 113 | 633879.8395 | 1150867.3236 | 114 | 641295.2932 | 1149899.3778
VN | 308228857 | LINEVN0064b | 500 | 8.9742 | [5 empty] | 50 | 6 cables - 2 systems | LINESTRING (633879.83949072 1150867.323568208, 634270.7921946424 1150814.511080716, 634688.007472515 1150762.6673629794, 635103.9182704734 1150708.9101884412, 635528.2968698463 1150651.5966492412, 635951.7558080509 1150594.8043101665, 636369.421282854 1150544.5634094926, 636795.6379443624 1150486.3099235783, 637187.6647685372 1150436.419927373, 637555.0701066602 1150389.356329566, 637985.2820004061 1150330.0158011205, 638412.9740655276 1150271.632538971, 638863.8946684396 1150217.5497895386, 639278.8733918571 1150163.4723366764, 639710.7458788422 1150104.3913729729, 640169.4928674311 1150046.905994582, 640592.0441942004 1149992.5646130866, 641051.9702743614 1149931.6005077355, 641266.7346296916 1149903.1546177885, 641295.2932104897 1149899.3778380926) | line | [10 empty] | 6 |  |  |  | 113 | 114 | 1 | FALSE | FALSE | 2 | TRUE | TRUE | 113 | 114 | 633879.8395 | 1150867.3236 | 641295.2932 | 1149899.3778 | 113 | 633879.8395 | 1150867.3236 | 114 | 641295.2932 | 1149899.3778
VN | 308292597 | LINEVN0065 | 220 | 10.2293 | [5 empty] | 50 |  | LINESTRING (787701.2540001175 1321710.0995100674, 787874.9857898295 1321580.0747197347, 788245.3442103725 1321302.9221159215, 788550.0788423776 1321074.8804027971, 788786.6832739126 1320897.8282185472, 789408.6362256664 1320432.4315197365, 789477.4338077434 1320196.7751125568, 789602.9928800128 1319766.7474690536, 789659.8897312062 1319571.879408253, 789792.9362890343 1319116.2194513015, 789882.6123976416 1318809.0865462285, 789926.5041961367 1318658.748883948, 790059.5671282928 1318203.0444536654, 790095.3668788954 1318012.2797451906, 790133.9823348995 1317806.4428726588, 790228.7569396839 1317301.3867951299, 790273.3123981578 1317063.9693963814, 790297.7159747641 1316933.9124263462, 790416.8054412259 1316299.2186864584, 790389.2279976071 1315926.0576844737, 790338.765809981 1315243.5211834735, 790541.9220139441 1315097.8982722636, 790798.5214440841 1314913.9675064026, 791017.827290998 1314960.3417070697, 791254.258592298 1315010.3360920278, 791289.2559468433 1315034.118536503) | line | [10 empty] | 3 | 1 |  |  | 115 | 116 | 1 | FALSE | FALSE | 1 | TRUE | FALSE | 115 |  | 787701.254 | 1321710.0995 |  |  | 115 | 787701.254 | 1321710.0995 | 116 | 791289.2559 | 1315034.1185
VN | 308292612 | LINEVN0066 | 220 | 9.5942 | [5 empty] | 50 |  | LINESTRING (791033.4967020482 1318356.339720601, 790900.0534210862 1318312.2364362625, 790705.5697464268 1318518.8866446195, 790669.7982685284 1318632.6500723725, 790613.9879722595 1318796.5440320163, 790370.8809970049 1319150.409516974, 790126.7362459144 1319505.0406616176, 789797.0612501334 1319978.6368579704, 789637.6416506539 1320186.2467779515, 789457.2962866221 1320470.989384777, 789227.6499227355 1320605.9179709046, 788960.8175251469 1321146.5277996624, 789049.5403536242 1321377.716729251, 789167.5808926059 1321652.2266227824, 789407.2602363185 1322233.186964482, 789135.7363406413 1322391.0127165937, 788452.5687033974 1322861.9295200869, 788265.5081123924 1322988.711798651, 787985.9852416618 1323184.359829147, 787816.511907625 1323451.0551735507, 787588.9760021635 1323810.7117601556, 787465.2511559804 1324010.187734897, 787320.0330157198 1324192.7766680538, 787179.5002189435 1324369.9533774108, 787144.8550702356 1324408.5320632095) | line | [10 empty] | 3 | 1 |  |  | 117 | 118 | 1 | FALSE | FALSE | 1 | FALSE | FALSE | [6 empty] | 117 | 791033.4967 | 1318356.3397 | 118 | 787144.8551 | 1324408.5321
VN | 308292619 | LINEVN0067 | 500 | 13.1776 | [5 empty] | 50 |  | LINESTRING (774891.4623748991 1327210.847294309, 775126.9881960783 1327168.9419903848, 775532.0966810713 1327100.392265814, 776130.7802625024 1326997.5996909724, 776515.894606393 1326937.9435505318, 776956.1775588908 1326864.7437601269, 777741.911055939 1326738.891536605, 778087.8635861217 1326683.6513649258, 778550.2601920726 1326610.3018070206, 779002.4891593445 1326538.5800453275, 779328.9055084832 1326492.0710149312, 779783.7628957981 1326421.9564547616, 780030.5619450001 1326382.9479743927, 780536.8058887329 1326301.2802762496, 781002.2861241417 1326238.277800589, 781331.9100495076 1326180.9381847957, 781759.2329731546 1326115.5856591484, 782007.5979058221 1326073.2198043142, 782394.6607077958 1326016.9064201692, 782600.9259611676 1325985.4066344653, 782796.2425650546 1325947.8055473259, 783214.9423426033 1325881.6272818244, 783662.0112236976 1325812.1469551756, 784006.4612263597 1325760.6309175778, 784537.0218521222 1325680.1634023488, 784917.0227283081 1325621.0460361994, 785353.1902628471 1325560.1973419245, 785738.6748831007 1325503.7430567385) | line | [10 empty] | 3 |  |  |  | 119 | 120 | 1 | FALSE | FALSE | 1 | TRUE | TRUE | 119 | 120 | 774891.4624 | 1327210.8473 | 785738.6749 | 1325503.7431 | 119 | 774891.4624 | 1327210.8473 | 120 | 785738.6749 | 1325503.7431
VN | 308292632 | LINEVN0068 | 220 | 0.8653 | [5 empty] | 50 |  | LINESTRING (787092.7975875544 1324827.9036729035, 786867.5877489899 1324991.2655058275, 786734.7674803059 1325009.5026211233, 786429.4923680855 1325056.0171551926) | line |  | Đường dây 220kV Đăk Nông - Bình Long 2 | [8 empty] | 3 |  |  |  | 121 | 122 | 1 | FALSE | FALSE | 1 | TRUE | TRUE | 121 | 122 | 787092.7976 | 1324827.9037 | 786429.4924 | 1325056.0172 | 121 | 787092.7976 | 1324827.9037 | 122 | 786429.4924 | 1325056.0172
VN | 308292633 | LINEVN0069 | 220 | 72.1429 | [5 empty] | 50 |  | LINESTRING (825489.0742828576 1359468.3689284602, 825342.6663821158 1359308.6051916617, 824943.7487099543 1358873.2633174197, 824726.0639761218 1358635.7220916606, 824514.1321180633 1358404.4591205446, 824331.2376320721 1358204.8899745038, 823998.5434316474 1358126.178626279, 823393.2918881933 1357983.0075206829, 823018.4309779105 1357894.331613656, 822754.7252357819 1357831.964944333, 822433.4095637824 1357755.9675801385, 821863.754562962 1357621.2399681844, 821574.5873496328 1357217.1857873108, 821442.8767037446 1357033.1509981558, 821157.3976119121 1356634.248883083, 820906.3628812862 1356283.4960641263, 820711.3248781966 1356010.9896798874, 820555.2960646024 1355792.9795501253, 820306.1659556862 1355444.902733415, 820076.3812685467 1355123.869447528, 819952.2344525354 1354950.4365546333, 819680.3892775094 1354570.6418822836, 819360.1855306181 1354123.3035909592, 819070.2894711501 1353718.3205619168, 818892.2408260029 1353469.5927991103, 818672.0464110584 1353162.0026430842, 818519.1821440593 1352948.4522290442, 818350.5221161218 1352712.8530202687, 818068.3854819501 1352318.7554975576, 817796.2978079689 1351940.4053631525, 817613.9539962158 1351686.8501347404, 817430.1962670306 1351385.2937918047, 817118.2587597127 1350873.3907115406, 816877.5064987056 1350478.3191947746, 816696.0223738435 1350180.5160630709, 816510.5203720846 1349876.1170628285, 816282.6051646075 1349502.1411142824, 816062.8829803276 1349141.6093268697, 815839.6223458874 1348775.274056227, 815680.7125316721 1348514.5281740832, 815469.5910778774 1348168.1582394417, 815300.9214488341 1347891.4121780847, 815099.1683558794 1347560.3935444737, 814940.126064283 1347299.4543021678, 814705.6462567123 1346914.7683694083, 814503.642577201 1346583.3670409946, 814421.813905636 1346449.1332699608, 813881.7250170442 1346302.9790335677, 813621.6236290289 1346232.5913165426, 813120.7530410069 1346097.066040798, 812863.1477638434 1346027.365517143, 812444.9232012208 1345914.2181824709, 812112.4973211265 1345824.2814313502, 811825.7893095012 1345746.7219357772, 811601.4624325337 1345686.0317217438, 810990.3502106762 1345520.7211696121, 810703.5192569366 1345443.1394168108, 810084.4280482973 1345275.6957342806, 809714.7896494977 1345175.7338283309, 809232.7118945977 1345045.3619770703, 808949.3081160402 1344968.7209025335, 808505.5931064473 1344848.738333962, 808279.677574435 1344576.8593738438, 808072.079784883 1344327.0288765414, 807772.6187633214 1343966.6494160567, 807334.1722527402 1343439.0380435828, 807224.3725813415 1343306.9023671781, 806853.9185145332 1342861.138699376, 806748.6549443468 1342734.477763666, 806376.6366415448 1342286.8363508892, 806194.5291411941 1342067.7141965358, 806002.9817124949 1341837.2480113062, 805816.7578358705 1341613.1825055238, 805564.5879790245 1341309.7785095067, 805443.3650403174 1341163.929153704, 805287.3392703955 1340976.194469666, 804911.6374707518 1340524.1934210637, 804732.2516139317 1340308.3794914726, 804543.1021420131 1340080.8092606808, 804202.9567697734 1339671.6006153275, 803987.161685761 1339412.0112747906, 803734.2103723199 1339107.7050982649, 803572.6513483964 1338913.3630509682, 803488.0808011016 1338747.2088072854, 803224.4284677294 1338229.2733246908, 803075.390662074 1337936.4650532305, 802954.3886873708 1337698.7783185982, 802859.4485566018 1337512.2732208897, 802674.4991804291 1337148.968853615, 802460.1356523521 1336727.8765772034, 802200.5868140723 1336218.038368749, 801977.1160007664 1335779.0918152859, 801816.8851280862 1335447.1245700335, 801544.811467096 1334883.4772465692, 801370.8544097046 1334523.0901033725, 801030.7598939245 1333818.5310805393, 800761.981559658 1333261.7512483937, 800568.6599651227 1332861.3017291648, 800398.133503252 1332508.0792256952, 800170.9927089793 1332037.5604163315, 800042.8897922044 1331772.2268318783, 799777.369837245 1331535.075327805, 799490.5036040947 1331278.8490413297, 799251.6318596569 1331065.5072546995, 798874.0812427192 1330728.3085622452, 798661.2538052028 1330538.227280471, 798320.0049016547 1330233.4723279092, 798040.7340642179 1329888.3566911642, 797791.3523673962 1329580.196805626, 797488.0393892763 1329205.3917746784, 797339.4913258735 1329021.830183243, 797008.9385480164 1328613.3851784694, 796812.3122492493 1328370.412449975, 796571.3128343388 1328072.647261642, 796390.3017656789 1327848.985169416, 796035.8294353998 1327411.0287252, 796040.3969028599 1326802.2276423846, 796042.1465385291 1326568.4616827178, 796045.3428255767 1326142.5955799073, 796049.0689648928 1325644.0249335424, 796052.0176668643 1325249.6295459184, 796054.9771928089 1324855.123655818, 796059.0683790261 1324307.9140399469, 796063.1248686371 1323765.1102461834, 796066.6628434479 1323290.306409097, 795957.7723992439 1323175.0121297354, 795349.2368983666 1322530.7025498236, 795212.0110090391 1322385.410864792, 795052.6351845112 1322216.6778418447, 794733.1662060705 1321878.444746659, 794392.0365908545 1321517.3002809538, 794245.0410728079 1321519.8389485795, 793720.0102605203 1321528.9204362228, 793167.1269029982 1321538.481704257, 792619.7081379117 1321547.9621471765, 792388.169111952 1321551.9694186363, 792069.7082238017 1321557.4938238377, 791602.435491195 1321565.5996604515, 791360.6615175516 1321746.7890285621, 790981.5451375402 1322033.4771235888, 790699.7446262792 1322245.0798096587, 790486.031851314 1322420.1573810754, 789956.8814582275 1322811.7218243727, 789766.9183227469 1322954.9180238338, 789614.6420698437 1323074.8879471892, 789325.30497026 1323305.0349531346, 789052.3155403403 1323522.1789124869, 788384.9436729549 1323754.171755829, 788202.2140187765 1323816.2151148994, 787887.7836503661 1323922.417408195, 787510.3586034629 1324051.587443942, 787202.2241086534 1324430.4442389787) | line | [10 empty] | 3 |  |  |  | 123 | 124 | 1 | FALSE | FALSE | 1 | TRUE | TRUE | 123 | 124 | 825489.0743 | 1359468.3689 | 787202.2241 | 1324430.4442 | 123 | 825489.0743 | 1359468.3689 | 124 | 787202.2241 | 1324430.4442
VN | 308292634 | LINEVN0070a | 110 | 37.0504 | [5 empty] | 50 | 6 cables - 2 systems | LINESTRING (790831.190029656 1327109.5336165018, 790760.1224906088 1327193.972357308, 790249.77959061 1327532.739009905, 790125.0804668796 1327615.519563289, 790115.2041087328 1327784.8147418, 790083.6999708646 1328325.3603029605, 790142.8090299177 1328446.9257700755, 790190.0892230007 1328544.1893141007, 790237.9674656328 1328642.6764840402, 790277.0198215069 1328723.0123036879, 790337.665329726 1328847.7704761212, 790311.1775223784 1329088.0620677187, 790293.5064305214 1329248.426061364, 790354.4195373022 1329519.6526730964, 790398.971867336 1329718.1026213323, 790459.5581923651 1329987.8987814612, 790526.2850898192 1330285.0201113084, 790602.0234596187 1330622.3578591433, 790652.3372675979 1330846.4033190026, 790816.1007641269 1331263.7920942341, 790942.9841358874 1331587.1834086957, 791029.0244432215 1331806.4639618327, 791068.9603764392 1331908.264569105, 791196.2516695487 1332232.7028830478, 791247.7010396936 1332363.8298565494, 791085.8590100704 1332690.4441497652, 790928.421170535 1333008.1791137697, 790823.546522049 1333261.1466129865, 790673.3281466826 1333623.4642731403, 790578.7887253384 1333851.5143770985, 790521.985371768 1333988.5274302235, 790334.0831804965 1334441.7498915715, 790187.1763121607 1334796.107397579, 790075.2045780395 1335066.1864504141, 789834.7387418641 1335554.731161075, 789674.7802705367 1335879.6932571603, 789601.2705942306 1336029.0308855223, 789506.4241156821 1336144.1767681567, 789365.4952426476 1336315.2650180305, 789190.8440287197 1336527.283480242, 788984.367850494 1336777.9483321027, 788862.5386230652 1336925.8546792786, 788750.6213758932 1337061.7138145815, 788282.2921612379 1337630.2909986754, 788150.4711743393 1337790.3340878156, 788024.7366425075 1337942.9753651181, 787621.2609838217 1338432.8263926334, 787628.4951234735 1338718.8715400929, 787645.5717785666 1339394.909969687, 787651.1493515703 1339615.4951318742, 787661.1899204974 1340013.006857053, 787677.8907149298 1340674.1427492755, 787683.714299719 1340905.036543411, 787692.1919252948 1341240.7866335846, 787702.9046126988 1341664.961562292, 787706.0536307432 1341789.5378923477, 787614.2890339025 1342080.014983188, 787569.1823520076 1342222.8201502517, 787410.9634332275 1342723.6864105714, 787324.5628440264 1342997.1790114706, 787213.0377536616 1343350.2407754178, 786970.565439113 1344117.8563125401, 786925.7780303392 1344259.6127720124, 786846.113667002 1344511.81692049, 786655.8280266812 1344932.5815194498, 786233.726563127 1345416.7015531505, 785856.0979322195 1345849.8028903012, 785614.6520323333 1346126.723468738, 785177.0451527496 1346628.645475118, 784883.8102859175 1346964.9781446152, 784740.6309646235 1347129.2097501056, 784517.4188727401 1347385.2343212997, 784380.3715242433 1347946.7448882358, 784310.703705668 1348232.2102052884, 784261.1150853997 1348435.3676536204, 784186.2675701343 1348742.0585914196, 784108.258102857 1349061.6924751203, 784009.299667919 1349467.1346649923, 783958.9878519517 1349673.2626343393, 783898.0991927643 1349922.758680578, 783750.4321261509 1350527.7906856353, 783710.347099603 1350801.762271729, 783651.2408427356 1351205.6393742175, 783577.7157776495 1351708.1616763403, 783519.2628460664 1352107.605949204, 783417.7434895685 1352801.3383225678, 783414.4954644565 1352938.435897517, 783398.4038861844 1353617.3721741026, 783381.9911261532 1354310.1313429337, 783375.6028275494 1354579.6563739586, 783916.0337287374 1354968.4670799358) | line | [10 empty] | 6 |  |  |  | 125 | 126 | 1 | FALSE | FALSE | 2 | FALSE | TRUE |  | 126 |  |  | 783916.0337 | 1354968.4671 | 125 | 790831.19 | 1327109.5336 | 126 | 783916.0337 | 1354968.4671
VN | 308292634 | LINEVN0070b | 110 | 37.0504 | [5 empty] | 50 | 6 cables - 2 systems | LINESTRING (790831.190029656 1327109.5336165018, 790760.1224906088 1327193.972357308, 790249.77959061 1327532.739009905, 790125.0804668796 1327615.519563289, 790115.2041087328 1327784.8147418, 790083.6999708646 1328325.3603029605, 790142.8090299177 1328446.9257700755, 790190.0892230007 1328544.1893141007, 790237.9674656328 1328642.6764840402, 790277.0198215069 1328723.0123036879, 790337.665329726 1328847.7704761212, 790311.1775223784 1329088.0620677187, 790293.5064305214 1329248.426061364, 790354.4195373022 1329519.6526730964, 790398.971867336 1329718.1026213323, 790459.5581923651 1329987.8987814612, 790526.2850898192 1330285.0201113084, 790602.0234596187 1330622.3578591433, 790652.3372675979 1330846.4033190026, 790816.1007641269 1331263.7920942341, 790942.9841358874 1331587.1834086957, 791029.0244432215 1331806.4639618327, 791068.9603764392 1331908.264569105, 791196.2516695487 1332232.7028830478, 791247.7010396936 1332363.8298565494, 791085.8590100704 1332690.4441497652, 790928.421170535 1333008.1791137697, 790823.546522049 1333261.1466129865, 790673.3281466826 1333623.4642731403, 790578.7887253384 1333851.5143770985, 790521.985371768 1333988.5274302235, 790334.0831804965 1334441.7498915715, 790187.1763121607 1334796.107397579, 790075.2045780395 1335066.1864504141, 789834.7387418641 1335554.731161075, 789674.7802705367 1335879.6932571603, 789601.2705942306 1336029.0308855223, 789506.4241156821 1336144.1767681567, 789365.4952426476 1336315.2650180305, 789190.8440287197 1336527.283480242, 788984.367850494 1336777.9483321027, 788862.5386230652 1336925.8546792786, 788750.6213758932 1337061.7138145815, 788282.2921612379 1337630.2909986754, 788150.4711743393 1337790.3340878156, 788024.7366425075 1337942.9753651181, 787621.2609838217 1338432.8263926334, 787628.4951234735 1338718.8715400929, 787645.5717785666 1339394.909969687, 787651.1493515703 1339615.4951318742, 787661.1899204974 1340013.006857053, 787677.8907149298 1340674.1427492755, 787683.714299719 1340905.036543411, 787692.1919252948 1341240.7866335846, 787702.9046126988 1341664.961562292, 787706.0536307432 1341789.5378923477, 787614.2890339025 1342080.014983188, 787569.1823520076 1342222.8201502517, 787410.9634332275 1342723.6864105714, 787324.5628440264 1342997.1790114706, 787213.0377536616 1343350.2407754178, 786970.565439113 1344117.8563125401, 786925.7780303392 1344259.6127720124, 786846.113667002 1344511.81692049, 786655.8280266812 1344932.5815194498, 786233.726563127 1345416.7015531505, 785856.0979322195 1345849.8028903012, 785614.6520323333 1346126.723468738, 785177.0451527496 1346628.645475118, 784883.8102859175 1346964.9781446152, 784740.6309646235 1347129.2097501056, 784517.4188727401 1347385.2343212997, 784380.3715242433 1347946.7448882358, 784310.703705668 1348232.2102052884, 784261.1150853997 1348435.3676536204, 784186.2675701343 1348742.0585914196, 784108.258102857 1349061.6924751203, 784009.299667919 1349467.1346649923, 783958.9878519517 1349673.2626343393, 783898.0991927643 1349922.758680578, 783750.4321261509 1350527.7906856353, 783710.347099603 1350801.762271729, 783651.2408427356 1351205.6393742175, 783577.7157776495 1351708.1616763403, 783519.2628460664 1352107.605949204, 783417.7434895685 1352801.3383225678, 783414.4954644565 1352938.435897517, 783398.4038861844 1353617.3721741026, 783381.9911261532 1354310.1313429337, 783375.6028275494 1354579.6563739586, 783916.0337287374 1354968.4670799358) | line | [10 empty] | 6 |  |  |  | 125 | 126 | 1 | FALSE | FALSE | 2 | FALSE | TRUE |  | 126 |  |  | 783916.0337 | 1354968.4671 | 125 | 790831.19 | 1327109.5336 | 126 | 783916.0337 | 1354968.4671
VN | 308616230 | LINEVN0071a | 220 | 32.4521 | [5 empty] | 50 | 6 cables - 2 systems | LINESTRING (684228.4095626001 1220985.5995324946, 684206.7996987032 1220914.9249247666, 684125.678945195 1220921.569461849, 684097.5982575952 1220845.316504192, 683996.3673502866 1220877.7439697736, 683671.131724288 1220981.931246804, 683726.5023846341 1221257.7937776824, 683622.563991723 1221396.9982028932, 683027.4485422492 1221321.966323942, 682639.5842102339 1221275.946345532, 682431.104206623 1221247.6467877023, 682391.293543179 1221578.7034187035, 682355.1847940895 1221878.9404032058, 682312.1889858299 1222236.4833187365, 682267.8296539632 1222605.4012090089, 682222.5312571521 1222982.090295439, 682185.7016736385 1223288.3297886462, 681892.6750274282 1223335.9965075003, 681589.1684058832 1223384.116206922, 681253.4168582852 1223436.461919257, 680898.6272165802 1223495.707375491, 680516.4794032751 1223554.926689635, 680109.2673741046 1223622.1974544176, 679782.4071045883 1223674.3854604787, 679484.7756179348 1223720.819503587, 679180.9881755055 1223770.26425206, 678736.0897417313 1223841.2047074856, 678366.419925754 1223900.5717394033, 678308.7968392372 1223910.0902337849, 678265.6464203944 1223936.468440565, 677951.7258082076 1223993.7555545277, 677555.850384118 1224076.8148578783, 677110.1190654645 1224170.3484349707, 676772.2021196538 1224241.2653418842, 676387.6779636071 1224321.9659912733, 676142.1298965056 1224373.500577372, 675668.0680137979 1224472.9943899587, 675275.3146034761 1224555.4328161948, 674963.5202072648 1224773.027842035, 674639.73113252 1224999.2441678622, 674253.4966689883 1225270.1377243472, 673946.9162747337 1225483.8306246288, 673598.574203031 1225248.4319277925, 673292.7200894915 1225041.3043707982, 673004.0769528782 1224845.2888028543, 672698.1320794551 1224647.7576687739, 672397.6331358212 1224444.5290175811, 672054.7265018937 1224218.6584868834, 671693.8901564574 1223973.3073838858, 671287.2004639907 1223705.5533512852, 670903.2718243406 1223444.5835480392, 670536.3213401963 1223201.538647768, 670163.107319778 1222951.7629244423, 669807.6025173278 1222714.0084405902, 669437.9297971075 1222468.3094809568, 669078.113543012 1222227.7768376914, 668718.2698088407 1221987.3704736978, 668390.6987936972 1221763.8043657185, 668098.1812409605 1221562.6111688218, 667805.0264936497 1221369.9348793183, 667515.979786042 1221176.707617109, 667229.1490100094 1220993.958506988, 666978.6872672065 1221111.207617281, 666716.4276301756 1221234.702973682, 666382.4093361553 1221144.8105416223, 666007.6555400634 1221041.8950832598, 665627.0663262445 1220943.047233398, 665234.9598847749 1220835.308194604, 664841.0700546965 1220727.642651883, 664460.8983464297 1220627.2740225594, 663703.2916424656 1220420.1272727929, 663274.0798940266 1220305.6686331688, 662868.2794268397 1220196.1330616625, 662528.2404811874 1220103.0232109718, 662073.2982257509 1219973.6210595851, 661729.142478028 1219879.2719965822, 661554.0740127511 1219832.4049143076) | line | [10 empty] | 6 | 2 |  |  | 127 | 128 | 1 | FALSE | FALSE | 2 | FALSE | TRUE |  | 128 |  |  | 661554.074 | 1219832.4049 | 127 | 684228.4096 | 1220985.5995 | 128 | 661554.074 | 1219832.4049
VN | 308616230 | LINEVN0071b | 220 | 32.4521 | [5 empty] | 50 | 6 cables - 2 systems | LINESTRING (684228.4095626001 1220985.5995324946, 684206.7996987032 1220914.9249247666, 684125.678945195 1220921.569461849, 684097.5982575952 1220845.316504192, 683996.3673502866 1220877.7439697736, 683671.131724288 1220981.931246804, 683726.5023846341 1221257.7937776824, 683622.563991723 1221396.9982028932, 683027.4485422492 1221321.966323942, 682639.5842102339 1221275.946345532, 682431.104206623 1221247.6467877023, 682391.293543179 1221578.7034187035, 682355.1847940895 1221878.9404032058, 682312.1889858299 1222236.4833187365, 682267.8296539632 1222605.4012090089, 682222.5312571521 1222982.090295439, 682185.7016736385 1223288.3297886462, 681892.6750274282 1223335.9965075003, 681589.1684058832 1223384.116206922, 681253.4168582852 1223436.461919257, 680898.6272165802 1223495.707375491, 680516.4794032751 1223554.926689635, 680109.2673741046 1223622.1974544176, 679782.4071045883 1223674.3854604787, 679484.7756179348 1223720.819503587, 679180.9881755055 1223770.26425206, 678736.0897417313 1223841.2047074856, 678366.419925754 1223900.5717394033, 678308.7968392372 1223910.0902337849, 678265.6464203944 1223936.468440565, 677951.7258082076 1223993.7555545277, 677555.850384118 1224076.8148578783, 677110.1190654645 1224170.3484349707, 676772.2021196538 1224241.2653418842, 676387.6779636071 1224321.9659912733, 676142.1298965056 1224373.500577372, 675668.0680137979 1224472.9943899587, 675275.3146034761 1224555.4328161948, 674963.5202072648 1224773.027842035, 674639.73113252 1224999.2441678622, 674253.4966689883 1225270.1377243472, 673946.9162747337 1225483.8306246288, 673598.574203031 1225248.4319277925, 673292.7200894915 1225041.3043707982, 673004.0769528782 1224845.2888028543, 672698.1320794551 1224647.7576687739, 672397.6331358212 1224444.5290175811, 672054.7265018937 1224218.6584868834, 671693.8901564574 1223973.3073838858, 671287.2004639907 1223705.5533512852, 670903.2718243406 1223444.5835480392, 670536.3213401963 1223201.538647768, 670163.107319778 1222951.7629244423, 669807.6025173278 1222714.0084405902, 669437.9297971075 1222468.3094809568, 669078.113543012 1222227.7768376914, 668718.2698088407 1221987.3704736978, 668390.6987936972 1221763.8043657185, 668098.1812409605 1221562.6111688218, 667805.0264936497 1221369.9348793183, 667515.979786042 1221176.707617109, 667229.1490100094 1220993.958506988, 666978.6872672065 1221111.207617281, 666716.4276301756 1221234.702973682, 666382.4093361553 1221144.8105416223, 666007.6555400634 1221041.8950832598, 665627.0663262445 1220943.047233398, 665234.9598847749 1220835.308194604, 664841.0700546965 1220727.642651883, 664460.8983464297 1220627.2740225594, 663703.2916424656 1220420.1272727929, 663274.0798940266 1220305.6686331688, 662868.2794268397 1220196.1330616625, 662528.2404811874 1220103.0232109718, 662073.2982257509 1219973.6210595851, 661729.142478028 1219879.2719965822, 661554.0740127511 1219832.4049143076) | line | [10 empty] | 6 | 2 |  |  | 127 | 128 | 1 | FALSE | FALSE | 2 | FALSE | TRUE |  | 128 |  |  | 661554.074 | 1219832.4049 | 127 | 684228.4096 | 1220985.5995 | 128 | 661554.074 | 1219832.4049
VN | 312149718 | LINEVN0072a | 220 | 4.7603 | [5 empty] | 50 | 6 cables - 2 systems | LINESTRING (733210.3096662927 1161977.8027025962, 733577.2398818801 1161829.4414136757, 733952.8512678068 1161677.1371252697, 734309.5713756641 1161537.033368105, 734610.9444228357 1161414.2583442242, 734953.193133016 1161277.6352994186, 735296.2483807588 1161137.247613587, 735643.7594156282 1160997.5018366186, 735981.7900710409 1160862.6619701036, 736208.816923775 1160771.2437721002, 736397.1971073365 1160642.1298416117, 736674.3840940385 1160454.6084517278, 736811.4954290945 1160351.2340773272) | line | [10 empty] | 6 |  |  |  | 129 | 130 | 1 | FALSE | FALSE | 2 | TRUE | TRUE | 129 | 130 | 733210.3097 | 1161977.8027 | 736811.4954 | 1160351.2341 | 129 | 733210.3097 | 1161977.8027 | 130 | 736811.4954 | 1160351.2341
VN | 312149718 | LINEVN0072b | 220 | 4.7603 | [5 empty] | 50 | 6 cables - 2 systems | LINESTRING (733210.3096662927 1161977.8027025962, 733577.2398818801 1161829.4414136757, 733952.8512678068 1161677.1371252697, 734309.5713756641 1161537.033368105, 734610.9444228357 1161414.2583442242, 734953.193133016 1161277.6352994186, 735296.2483807588 1161137.247613587, 735643.7594156282 1160997.5018366186, 735981.7900710409 1160862.6619701036, 736208.816923775 1160771.2437721002, 736397.1971073365 1160642.1298416117, 736674.3840940385 1160454.6084517278, 736811.4954290945 1160351.2340773272) | line | [10 empty] | 6 |  |  |  | 129 | 130 | 1 | FALSE | FALSE | 2 | TRUE | TRUE | 129 | 130 | 733210.3097 | 1161977.8027 | 736811.4954 | 1160351.2341 | 129 | 733210.3097 | 1161977.8027 | 130 | 736811.4954 | 1160351.2341
VN | 312149725 | LINEVN0073a | 110 | 13.0487 | [5 empty] | 50 | 6 cables - 2 systems | LINESTRING (728155.3632047307 1165077.972033782, 728252.6983549823 1164896.6377401734, 728388.294326275 1164632.2899100655, 728511.6879191305 1164385.4639463818, 728627.781530667 1164153.2162189463, 728839.7650681734 1163717.6518426496, 728948.0986628791 1163495.3878316598, 729152.6803942614 1163075.6294918407, 729245.5945795006 1162905.1536536997, 729394.2357449589 1162825.764895153, 729624.5888059558 1162702.7324114542, 729854.6495938797 1162579.477906409, 730076.1118150388 1162465.162232486, 730298.9341861615 1162347.47116011, 730518.6717268461 1162231.232080834, 730759.2234307947 1162100.7281959753, 730997.2397012626 1161973.0631708533, 731269.7402720556 1161980.283482733, 731525.8110679358 1161985.0718240915, 731783.5075178978 1161989.153863595, 732039.5730098169 1161993.2047061592, 732304.1465623471 1162000.5346742354, 732562.7239047526 1162004.0421256865, 732823.0477217953 1162010.0307100653, 733024.3419748821 1162014.3155194507, 733175.5878572321 1162021.371115323, 733474.5057128977 1161958.750502952, 733717.3238364207 1161863.0333646124, 733958.2491726195 1161762.5028190222, 734100.7323145256 1161702.6733842087, 734333.3920911438 1161608.7163609753, 734588.9695325813 1161503.874604283, 734715.1987488661 1161448.2183777639, 734959.0176207068 1161351.5306500467, 735220.9425915444 1161244.6892225395, 735472.4324626728 1161141.2633646065, 735717.012025854 1161041.3987384434, 735919.9277486549 1160957.4262887253, 736210.2041026386 1160840.3626896457, 736463.281801462 1160734.7961518476, 736722.0151348892 1160630.3433168842, 736872.6931855241 1160570.0265349667, 736960.5733505215 1160450.4141338991, 737011.07050063 1160363.9375495524, 737061.9042198175 1160344.71418111) | line | [10 empty] | 6 |  |  |  | 131 | 132 | 1 | FALSE | FALSE | 2 | FALSE | FALSE | [6 empty] | 131 | 728155.3632 | 1165077.972 | 132 | 737061.9042 | 1160344.7142
VN | 312149725 | LINEVN0073b | 110 | 13.0487 | [5 empty] | 50 | 6 cables - 2 systems | LINESTRING (728155.3632047307 1165077.972033782, 728252.6983549823 1164896.6377401734, 728388.294326275 1164632.2899100655, 728511.6879191305 1164385.4639463818, 728627.781530667 1164153.2162189463, 728839.7650681734 1163717.6518426496, 728948.0986628791 1163495.3878316598, 729152.6803942614 1163075.6294918407, 729245.5945795006 1162905.1536536997, 729394.2357449589 1162825.764895153, 729624.5888059558 1162702.7324114542, 729854.6495938797 1162579.477906409, 730076.1118150388 1162465.162232486, 730298.9341861615 1162347.47116011, 730518.6717268461 1162231.232080834, 730759.2234307947 1162100.7281959753, 730997.2397012626 1161973.0631708533, 731269.7402720556 1161980.283482733, 731525.8110679358 1161985.0718240915, 731783.5075178978 1161989.153863595, 732039.5730098169 1161993.2047061592, 732304.1465623471 1162000.5346742354, 732562.7239047526 1162004.0421256865, 732823.0477217953 1162010.0307100653, 733024.3419748821 1162014.3155194507, 733175.5878572321 1162021.371115323, 733474.5057128977 1161958.750502952, 733717.3238364207 1161863.0333646124, 733958.2491726195 1161762.5028190222, 734100.7323145256 1161702.6733842087, 734333.3920911438 1161608.7163609753, 734588.9695325813 1161503.874604283, 734715.1987488661 1161448.2183777639, 734959.0176207068 1161351.5306500467, 735220.9425915444 1161244.6892225395, 735472.4324626728 1161141.2633646065, 735717.012025854 1161041.3987384434, 735919.9277486549 1160957.4262887253, 736210.2041026386 1160840.3626896457, 736463.281801462 1160734.7961518476, 736722.0151348892 1160630.3433168842, 736872.6931855241 1160570.0265349667, 736960.5733505215 1160450.4141338991, 737011.07050063 1160363.9375495524, 737061.9042198175 1160344.71418111) | line | [10 empty] | 6 |  |  |  | 131 | 132 | 1 | FALSE | FALSE | 2 | FALSE | FALSE | [6 empty] | 131 | 728155.3632 | 1165077.972 | 132 | 737061.9042 | 1160344.7142
VN | 312149730 | LINEVN0074 | 220 | 0.13214 | [5 empty] | 50 |  | LINESTRING (736938.1056238709 1160274.9625516045, 737011.9604881846 1160193.282746232) | line | [10 empty] | 3 |  |  |  | 133 | 134 | 1 | FALSE | FALSE | 1 | TRUE | FALSE | 133 |  | 736938.1056 | 1160274.9626 |  |  | 133 | 736938.1056 | 1160274.9626 | 134 | 737011.9605 | 1160193.2827
VN | 312149732 | LINEVN0075 | 220 | 0.12183 | [5 empty] | 50 |  | LINESTRING (736938.1056238709 1160274.9625516045, 737026.6332766807 1160225.2609571463) | line | [10 empty] | 3 |  |  |  | 133 | 135 | 1 | FALSE | FALSE | 1 | TRUE | FALSE | 133 |  | 736938.1056 | 1160274.9626 |  |  | 133 | 736938.1056 | 1160274.9626 | 135 | 737026.6333 | 1160225.261
VN | 312149737 | LINEVN0076 | 110 | 6.1285 | [5 empty] | 50 |  | LINESTRING (737522.2262770202 1163459.2969490835, 737351.7371442991 1163225.2618283534, 737337.8446914481 1163110.7791925967, 737204.4913432001 1162984.9710642204, 736607.6146306309 1162400.4707024551, 736154.2391961677 1161959.6593025434, 735834.1861845993 1161776.8333599132, 735665.522959535 1161744.7515844174, 735613.8928323339 1161656.9214457606, 735516.419432463 1161481.9761398705, 735403.9487204519 1161282.2105330827, 735470.3201481304 1161104.3044167676, 735515.8324093908 1161086.281978603, 735655.3201505329 1161026.6918372707, 735739.2663269658 1160991.3734436769, 735833.6689494578 1160951.4576356509, 735933.8255631712 1160909.2468671023, 736027.9340665146 1160869.185643275, 736128.081232821 1160828.4358013826, 736212.486555838 1160791.804827185, 736318.507511107 1160748.9049720727, 736415.588681602 1160705.069878903, 736520.749169451 1160661.5892697433, 736615.012603581 1160621.5304351943, 736811.983568798 1160541.3497822294, 736994.861615236 1160335.589024367, 737048.7537730378 1160311.1309792986) | line | [10 empty] | 3 |  |  |  | 136 | 137 | 1 | FALSE | FALSE | 1 | FALSE | FALSE | [6 empty] | 136 | 737522.2263 | 1163459.2969 | 137 | 737048.7538 | 1160311.131
VN | 314984426 | LINEVN0077a | 220 | 41.5777 | [5 empty] | 50 | 6 cables - 2 systems | LINESTRING (839423.4158771178 1213849.744926124, 839373.3188364839 1213869.3483437826, 839444.8662965263 1214202.343547215, 839531.1194486974 1214617.7223272568, 839605.3201932082 1214963.4365097256, 839623.2186137426 1215304.4721403706, 839635.4577070987 1215681.6041461404, 839650.817171013 1216040.3978094268, 839662.4855038321 1216416.3504940292, 839673.9413974229 1216784.1400396456, 839685.9731968417 1217123.643099777, 839700.6710600418 1217518.2753495402, 839715.2928864763 1217919.0195644598, 839729.2643700243 1218326.3902489974, 839740.403028744 1218695.5394458189, 839753.7266697017 1219094.3661867967, 839762.5755442432 1219372.8778787295, 839773.1626240686 1219737.8471389832, 839784.952066817 1220085.919867319, 839793.2288452947 1220489.777616006, 839805.5955968377 1220895.715557882, 839815.3398560793 1221200.1712576004, 839829.4441143875 1221624.9193231324, 839838.2462254108 1221981.8538172944, 839852.0117683054 1222336.8358034606, 839859.2304968485 1222773.1067581044, 839871.058548802 1223131.0698465826, 839878.0016057782 1223472.70417166, 839818.0500039597 1223902.9272525667, 839771.6156054537 1224218.9792963464, 839722.5978006624 1224547.8163262964, 839670.243838453 1224901.8438599948, 839603.9585314587 1225358.344014926, 839538.0424559265 1225778.3827888393, 839491.8475156216 1226106.0969792528, 839439.9945261523 1226454.0497231341, 839354.0372093343 1226720.311945889, 839248.5749863209 1227039.4236114789, 839143.6964905099 1227362.4611924232, 839029.3213978123 1227714.2348271026, 838918.4825075734 1228057.418909519, 838790.3102782574 1228448.824029806, 838675.6197842178 1228801.9114522017, 838563.0824874318 1229140.5813751223, 838465.2242049023 1229454.0017395057, 838334.5804351151 1229854.4160466546, 838226.9662253761 1230187.0352417168, 838118.8784710281 1230521.1442172213, 837995.55612606 1230896.3646690447, 837882.1671104014 1231249.3755861586, 837771.5898453086 1231589.8141146624, 837673.1883669106 1231883.7937604531, 837553.4846128982 1232257.611522387, 837464.1100409557 1232531.38748667, 837467.7413123387 1232837.680603767, 837474.8439873923 1233274.4982565525, 837477.8941290199 1233786.185004718, 837484.2946281611 1234194.5482778181, 837491.0805106456 1234663.2433678107, 837494.9869833426 1234982.3628982005, 837499.7224504943 1235361.243031711, 837504.4756257746 1235721.5534505355, 837509.6588468398 1236128.4652128266, 837513.8920603425 1236542.4209292387, 837518.6774834304 1236905.5225646836, 837523.9665944362 1237253.8023408388, 837527.7618383467 1237532.6365054164, 837146.7724153831 1237801.7529670838, 836622.1570368134 1238153.5622223783, 836405.7784720457 1238300.781269689, 836090.9724303544 1238511.6754685359, 835875.1049122452 1238663.8739661383, 835434.4554973459 1238814.9610648404, 835207.9092125421 1238893.9242054482, 834723.565694862 1239057.9851614179, 834256.0167101034 1239214.1097727881, 833723.6689152903 1239395.1358513227, 833265.936676108 1239563.1887595546, 832938.8266304485 1239893.5431308805, 832695.5801372351 1240144.0443561955, 832433.279110502 1240414.9672808521, 832251.9405060912 1240599.6390653888, 831891.1651963738 1240965.3717732811, 831580.475808393 1241279.2816186585, 831390.9850954381 1241472.021171748, 831233.4617159879 1241629.6909293365, 831045.496511956 1241827.551707195, 830836.5564580266 1241819.3983335826, 830502.7300499212 1241797.8037047703, 829903.9869073527 1241775.2855397335, 828904.8752039934 1241726.5441826223, 828426.4177454249 1241702.8494682359) | line | [10 empty] | 6 | 2 |  |  | 138 | 139 | 1 | FALSE | FALSE | 2 | FALSE | TRUE |  | 139 |  |  | 828426.4177 | 1241702.8495 | 138 | 839423.4159 | 1213849.7449 | 139 | 828426.4177 | 1241702.8495
VN | 314984426 | LINEVN0077b | 220 | 41.5777 | [5 empty] | 50 | 6 cables - 2 systems | LINESTRING (839423.4158771178 1213849.744926124, 839373.3188364839 1213869.3483437826, 839444.8662965263 1214202.343547215, 839531.1194486974 1214617.7223272568, 839605.3201932082 1214963.4365097256, 839623.2186137426 1215304.4721403706, 839635.4577070987 1215681.6041461404, 839650.817171013 1216040.3978094268, 839662.4855038321 1216416.3504940292, 839673.9413974229 1216784.1400396456, 839685.9731968417 1217123.643099777, 839700.6710600418 1217518.2753495402, 839715.2928864763 1217919.0195644598, 839729.2643700243 1218326.3902489974, 839740.403028744 1218695.5394458189, 839753.7266697017 1219094.3661867967, 839762.5755442432 1219372.8778787295, 839773.1626240686 1219737.8471389832, 839784.952066817 1220085.919867319, 839793.2288452947 1220489.777616006, 839805.5955968377 1220895.715557882, 839815.3398560793 1221200.1712576004, 839829.4441143875 1221624.9193231324, 839838.2462254108 1221981.8538172944, 839852.0117683054 1222336.8358034606, 839859.2304968485 1222773.1067581044, 839871.058548802 1223131.0698465826, 839878.0016057782 1223472.70417166, 839818.0500039597 1223902.9272525667, 839771.6156054537 1224218.9792963464, 839722.5978006624 1224547.8163262964, 839670.243838453 1224901.8438599948, 839603.9585314587 1225358.344014926, 839538.0424559265 1225778.3827888393, 839491.8475156216 1226106.0969792528, 839439.9945261523 1226454.0497231341, 839354.0372093343 1226720.311945889, 839248.5749863209 1227039.4236114789, 839143.6964905099 1227362.4611924232, 839029.3213978123 1227714.2348271026, 838918.4825075734 1228057.418909519, 838790.3102782574 1228448.824029806, 838675.6197842178 1228801.9114522017, 838563.0824874318 1229140.5813751223, 838465.2242049023 1229454.0017395057, 838334.5804351151 1229854.4160466546, 838226.9662253761 1230187.0352417168, 838118.8784710281 1230521.1442172213, 837995.55612606 1230896.3646690447, 837882.1671104014 1231249.3755861586, 837771.5898453086 1231589.8141146624, 837673.1883669106 1231883.7937604531, 837553.4846128982 1232257.611522387, 837464.1100409557 1232531.38748667, 837467.7413123387 1232837.680603767, 837474.8439873923 1233274.4982565525, 837477.8941290199 1233786.185004718, 837484.2946281611 1234194.5482778181, 837491.0805106456 1234663.2433678107, 837494.9869833426 1234982.3628982005, 837499.7224504943 1235361.243031711, 837504.4756257746 1235721.5534505355, 837509.6588468398 1236128.4652128266, 837513.8920603425 1236542.4209292387, 837518.6774834304 1236905.5225646836, 837523.9665944362 1237253.8023408388, 837527.7618383467 1237532.6365054164, 837146.7724153831 1237801.7529670838, 836622.1570368134 1238153.5622223783, 836405.7784720457 1238300.781269689, 836090.9724303544 1238511.6754685359, 835875.1049122452 1238663.8739661383, 835434.4554973459 1238814.9610648404, 835207.9092125421 1238893.9242054482, 834723.565694862 1239057.9851614179, 834256.0167101034 1239214.1097727881, 833723.6689152903 1239395.1358513227, 833265.936676108 1239563.1887595546, 832938.8266304485 1239893.5431308805, 832695.5801372351 1240144.0443561955, 832433.279110502 1240414.9672808521, 832251.9405060912 1240599.6390653888, 831891.1651963738 1240965.3717732811, 831580.475808393 1241279.2816186585, 831390.9850954381 1241472.021171748, 831233.4617159879 1241629.6909293365, 831045.496511956 1241827.551707195, 830836.5564580266 1241819.3983335826, 830502.7300499212 1241797.8037047703, 829903.9869073527 1241775.2855397335, 828904.8752039934 1241726.5441826223, 828426.4177454249 1241702.8494682359) | line | [10 empty] | 6 | 2 |  |  | 138 | 139 | 1 | FALSE | FALSE | 2 | FALSE | TRUE |  | 139 |  |  | 828426.4177 | 1241702.8495 | 138 | 839423.4159 | 1213849.7449 | 139 | 828426.4177 | 1241702.8495
VN | 314999919 | LINEVN0078a | 220 | 23.9478 | [5 empty] | 50 | 6 cables - 2 systems | LINESTRING (796201.3330922145 1321485.7984338512, 796818.8219200778 1321074.0007497736, 797540.5368150331 1320597.6478219263, 797649.8152021884 1320524.1225504905, 798339.8601874893 1320067.3861548246, 798546.1756932723 1319928.8648567507, 798592.2978586217 1319765.9650244638, 798800.2699682559 1319042.9384343864, 798848.0728189194 1318877.818846814, 799003.0794751468 1318337.650552889, 799715.3976913905 1318024.2594448586, 800322.9672540214 1317759.7582509413, 800574.8656614355 1317649.0204089058, 800900.2361014049 1317505.6041139688, 801372.538041167 1317297.1529597302, 801692.9103691629 1317155.1328074057, 802013.3256603269 1317015.7284710584, 802510.0342146792 1316728.9545969642, 803032.1007628446 1316426.0779120876, 803280.4971983446 1316281.080412752, 803778.5425648231 1315993.1173351412, 804254.7355273658 1315716.1887060145, 804515.9274911874 1315708.5407695386, 804800.966599206 1315699.751236329, 805110.564144358 1315690.6693301143, 805733.2330036703 1315673.236328755, 806061.7179875451 1315660.96694638, 806324.9867801832 1315651.130029926, 806719.6425459611 1315646.9437707814, 806881.0042160891 1315638.492960191, 807403.9603472903 1315617.6807827577, 807545.5724889493 1315620.3698627076, 808088.8112326958 1315598.6903123755, 808170.40537797 1315583.589043055, 808985.8053337946 1315444.693865968, 809324.7989104807 1315386.9630031318, 809619.5995231471 1315336.8105624276, 810147.9374724415 1315246.968697512, 810706.87781912 1315151.8248224775, 810959.6714212263 1315109.191715243, 811712.0154084691 1314891.5176353618, 811880.5840827933 1314844.061269363, 812278.0840795914 1314727.5854233662, 812527.5051303816 1314643.8201011494, 813053.3090892105 1314464.670991877, 813507.9078830236 1314312.39479804, 813642.5940925138 1314271.1397326686, 813665.6761988748 1314229.3058667993) | line | [10 empty] | 6 |  |  |  | 140 | 141 | 1 | FALSE | FALSE | 2 | TRUE | FALSE | 140 |  | 796201.3331 | 1321485.7984 |  |  | 140 | 796201.3331 | 1321485.7984 | 141 | 813665.6762 | 1314229.3059
VN | 314999919 | LINEVN0078b | 220 | 23.9478 | [5 empty] | 50 | 6 cables - 2 systems | LINESTRING (796201.3330922145 1321485.7984338512, 796818.8219200778 1321074.0007497736, 797540.5368150331 1320597.6478219263, 797649.8152021884 1320524.1225504905, 798339.8601874893 1320067.3861548246, 798546.1756932723 1319928.8648567507, 798592.2978586217 1319765.9650244638, 798800.2699682559 1319042.9384343864, 798848.0728189194 1318877.818846814, 799003.0794751468 1318337.650552889, 799715.3976913905 1318024.2594448586, 800322.9672540214 1317759.7582509413, 800574.8656614355 1317649.0204089058, 800900.2361014049 1317505.6041139688, 801372.538041167 1317297.1529597302, 801692.9103691629 1317155.1328074057, 802013.3256603269 1317015.7284710584, 802510.0342146792 1316728.9545969642, 803032.1007628446 1316426.0779120876, 803280.4971983446 1316281.080412752, 803778.5425648231 1315993.1173351412, 804254.7355273658 1315716.1887060145, 804515.9274911874 1315708.5407695386, 804800.966599206 1315699.751236329, 805110.564144358 1315690.6693301143, 805733.2330036703 1315673.236328755, 806061.7179875451 1315660.96694638, 806324.9867801832 1315651.130029926, 806719.6425459611 1315646.9437707814, 806881.0042160891 1315638.492960191, 807403.9603472903 1315617.6807827577, 807545.5724889493 1315620.3698627076, 808088.8112326958 1315598.6903123755, 808170.40537797 1315583.589043055, 808985.8053337946 1315444.693865968, 809324.7989104807 1315386.9630031318, 809619.5995231471 1315336.8105624276, 810147.9374724415 1315246.968697512, 810706.87781912 1315151.8248224775, 810959.6714212263 1315109.191715243, 811712.0154084691 1314891.5176353618, 811880.5840827933 1314844.061269363, 812278.0840795914 1314727.5854233662, 812527.5051303816 1314643.8201011494, 813053.3090892105 1314464.670991877, 813507.9078830236 1314312.39479804, 813642.5940925138 1314271.1397326686, 813665.6761988748 1314229.3058667993) | line | [10 empty] | 6 |  |  |  | 140 | 141 | 1 | FALSE | FALSE | 2 | TRUE | FALSE | 140 |  | 796201.3331 | 1321485.7984 |  |  | 140 | 796201.3331 | 1321485.7984 | 141 | 813665.6762 | 1314229.3059
VN | 315445684 | LINEVN0079a | 220 | 15.4907 | [5 empty] | 50 | 6 cables - 2 systems | LINESTRING (808740.0716565247 1275597.895386715, 808928.2883341077 1275566.818763238, 809289.1726096575 1275507.2493256053, 809535.7126167561 1275466.55672298, 809840.4984468075 1275494.519471339, 810385.2649999352 1275544.50759006, 810785.2365308399 1275581.2083019975, 811366.8957520095 1275634.6035310726, 811851.7341428618 1275679.1167739963, 812275.0722300572 1275717.9969157046, 812719.9437334179 1275758.8477710213, 813093.8463732128 1275793.1927283574, 813528.0065859964 1275833.0846947297, 813702.266420745 1275849.0935078862, 814072.4828120248 1275883.1147371994, 814414.0435190173 1275914.4939681233, 814768.8033728816 1275947.1061299564, 815103.2304717683 1275977.84563597, 815457.6453818136 1276014.4039716483, 815741.5273786644 1276092.0048996552, 816208.0276668756 1276219.5297949836, 816552.2177612619 1276313.6263697073, 816904.3224553377 1276409.8890390813, 817374.96570689 1276538.5718761613, 817774.3003396074 1276647.759284746, 818133.1404151886 1276745.888802188, 818480.5217403084 1276926.8457805584, 818911.6616382318 1277158.4315461263, 819235.8274754107 1277332.563193848, 819689.4679800693 1277576.2398287638, 820057.3427455539 1277773.859965903, 820424.649022603 1277971.1808616326, 820781.4406702654 1278162.8630935214, 821114.4386629098 1278341.7608065568) | line | [10 empty] | 6 | 2 |  |  | 142 | 143 | 1 | FALSE | FALSE | 2 | TRUE | TRUE | 142 | 143 | 808740.0717 | 1275597.8954 | 821114.4387 | 1278341.7608 | 142 | 808740.0717 | 1275597.8954 | 143 | 821114.4387 | 1278341.7608
VN | 315445684 | LINEVN0079b | 220 | 15.4907 | [5 empty] | 50 | 6 cables - 2 systems | LINESTRING (808740.0716565247 1275597.895386715, 808928.2883341077 1275566.818763238, 809289.1726096575 1275507.2493256053, 809535.7126167561 1275466.55672298, 809840.4984468075 1275494.519471339, 810385.2649999352 1275544.50759006, 810785.2365308399 1275581.2083019975, 811366.8957520095 1275634.6035310726, 811851.7341428618 1275679.1167739963, 812275.0722300572 1275717.9969157046, 812719.9437334179 1275758.8477710213, 813093.8463732128 1275793.1927283574, 813528.0065859964 1275833.0846947297, 813702.266420745 1275849.0935078862, 814072.4828120248 1275883.1147371994, 814414.0435190173 1275914.4939681233, 814768.8033728816 1275947.1061299564, 815103.2304717683 1275977.84563597, 815457.6453818136 1276014.4039716483, 815741.5273786644 1276092.0048996552, 816208.0276668756 1276219.5297949836, 816552.2177612619 1276313.6263697073, 816904.3224553377 1276409.8890390813, 817374.96570689 1276538.5718761613, 817774.3003396074 1276647.759284746, 818133.1404151886 1276745.888802188, 818480.5217403084 1276926.8457805584, 818911.6616382318 1277158.4315461263, 819235.8274754107 1277332.563193848, 819689.4679800693 1277576.2398287638, 820057.3427455539 1277773.859965903, 820424.649022603 1277971.1808616326, 820781.4406702654 1278162.8630935214, 821114.4386629098 1278341.7608065568) | line | [10 empty] | 6 | 2 |  |  | 142 | 143 | 1 | FALSE | FALSE | 2 | TRUE | TRUE | 142 | 143 | 808740.0717 | 1275597.8954 | 821114.4387 | 1278341.7608 | 142 | 808740.0717 | 1275597.8954 | 143 | 821114.4387 | 1278341.7608
VN | 315553111 | LINEVN0080a | 220 | 12.7628 | [5 empty] | 50 | 6 cables - 2 systems | LINESTRING (733210.3096662927 1161977.8027025962, 732968.2980749556 1162071.2712970786, 732596.8244185417 1162063.500306075, 732280.1028104373 1162056.966276579, 731920.9439715163 1162046.6746690536, 731557.5176433255 1162037.6636902976, 731217.2425516656 1162031.4677080552, 731007.2152213439 1162023.5278519404, 730791.8730071187 1162135.312899146, 730482.6881050358 1162298.6705834174, 730172.6508884237 1162462.268167245, 729862.3941281516 1162624.8153954209, 729554.5549983336 1162786.5511842251, 729266.9773933728 1162938.1347330785, 729159.4734880613 1163163.5572489575, 729030.1124972538 1163435.5136141635, 728871.6757894515 1163766.115226005, 728715.940379187 1164092.6302388194, 728563.2156826403 1164409.6835466058, 728448.0701719734 1164642.745260718, 728312.5941368008 1164885.7179109473, 728147.8764001029 1165196.1308899536, 727977.0783508054 1165502.586991758, 727794.6252555178 1165830.1203956793, 727614.9572943561 1166157.4624281458, 727457.0964095076 1166442.607511145, 727286.4591863058 1166762.7410291892, 727102.3344077385 1167091.5148431873, 726922.6661399624 1167425.5850382112, 726812.0758389299 1167619.9545821478, 726650.2445585295 1167807.2024308736, 726425.7750624935 1168071.9264363803, 726185.1981880032 1168350.9721257093, 726056.6834863651 1168500.5478666879) | line | [10 empty] | 6 |  |  |  | 129 | 144 | 1 | FALSE | FALSE | 2 | TRUE | TRUE | 129 | 144 | 733210.3097 | 1161977.8027 | 726056.6835 | 1168500.5479 | 129 | 733210.3097 | 1161977.8027 | 144 | 726056.6835 | 1168500.5479
VN | 315553111 | LINEVN0080b | 220 | 12.7628 | [5 empty] | 50 | 6 cables - 2 systems | LINESTRING (733210.3096662927 1161977.8027025962, 732968.2980749556 1162071.2712970786, 732596.8244185417 1162063.500306075, 732280.1028104373 1162056.966276579, 731920.9439715163 1162046.6746690536, 731557.5176433255 1162037.6636902976, 731217.2425516656 1162031.4677080552, 731007.2152213439 1162023.5278519404, 730791.8730071187 1162135.312899146, 730482.6881050358 1162298.6705834174, 730172.6508884237 1162462.268167245, 729862.3941281516 1162624.8153954209, 729554.5549983336 1162786.5511842251, 729266.9773933728 1162938.1347330785, 729159.4734880613 1163163.5572489575, 729030.1124972538 1163435.5136141635, 728871.6757894515 1163766.115226005, 728715.940379187 1164092.6302388194, 728563.2156826403 1164409.6835466058, 728448.0701719734 1164642.745260718, 728312.5941368008 1164885.7179109473, 728147.8764001029 1165196.1308899536, 727977.0783508054 1165502.586991758, 727794.6252555178 1165830.1203956793, 727614.9572943561 1166157.4624281458, 727457.0964095076 1166442.607511145, 727286.4591863058 1166762.7410291892, 727102.3344077385 1167091.5148431873, 726922.6661399624 1167425.5850382112, 726812.0758389299 1167619.9545821478, 726650.2445585295 1167807.2024308736, 726425.7750624935 1168071.9264363803, 726185.1981880032 1168350.9721257093, 726056.6834863651 1168500.5478666879) | line | [10 empty] | 6 |  |  |  | 129 | 144 | 1 | FALSE | FALSE | 2 | TRUE | TRUE | 129 | 144 | 733210.3097 | 1161977.8027 | 726056.6835 | 1168500.5479 | 129 | 733210.3097 | 1161977.8027 | 144 | 726056.6835 | 1168500.5479
VN | 315766002 | LINEVN0081a | 220 | 11.4267 | [5 empty] | 50 | 6 cables - 2 systems | LINESTRING (726056.6834863651 1168500.5478666879, 726008.3074093378 1168556.842313036, 726005.5388805356 1169188.9529698547, 725998.9259004268 1169561.3558021658, 726000.6841292039 1169940.7401575388, 725998.414029958 1170334.8572833512, 725992.2049547746 1171414.1521014743, 725987.0951132639 1171803.5263910915, 725989.3491247798 1172183.3128536784, 725985.6760799962 1172535.7098936986, 725978.0986279445 1172894.1109624547, 725975.3861819527 1173225.2716167846, 725973.7016048825 1173572.9798351235, 725974.6581810763 1173804.7327791052, 725969.5729665534 1174043.006578879, 725834.2929194169 1174320.6443365228, 725683.5145270997 1174661.188793269, 725543.1286361291 1174722.4810491942, 725327.2081000018 1174650.3394755176, 725055.7737227951 1174558.1602613968, 724803.1718367299 1174473.1004028544, 724518.3941950192 1174243.13636355, 724218.7061794092 1174001.404802615, 723952.7393296433 1173787.60261516, 723606.6352066817 1173705.6997714387, 723256.7480770992 1173618.0116951638, 722937.854549123 1173545.798636546, 722947.0243450202 1173392.4590041568, 722941.1676964305 1173335.7628850355) | line | [10 empty] | 6 |  |  |  | 144 | 145 | 1 | FALSE | FALSE | 2 | TRUE | FALSE | 144 |  | 726056.6835 | 1168500.5479 |  |  | 144 | 726056.6835 | 1168500.5479 | 145 | 722941.1677 | 1173335.7629
VN | 315766002 | LINEVN0081b | 220 | 11.4267 | [5 empty] | 50 | 6 cables - 2 systems | LINESTRING (726056.6834863651 1168500.5478666879, 726008.3074093378 1168556.842313036, 726005.5388805356 1169188.9529698547, 725998.9259004268 1169561.3558021658, 726000.6841292039 1169940.7401575388, 725998.414029958 1170334.8572833512, 725992.2049547746 1171414.1521014743, 725987.0951132639 1171803.5263910915, 725989.3491247798 1172183.3128536784, 725985.6760799962 1172535.7098936986, 725978.0986279445 1172894.1109624547, 725975.3861819527 1173225.2716167846, 725973.7016048825 1173572.9798351235, 725974.6581810763 1173804.7327791052, 725969.5729665534 1174043.006578879, 725834.2929194169 1174320.6443365228, 725683.5145270997 1174661.188793269, 725543.1286361291 1174722.4810491942, 725327.2081000018 1174650.3394755176, 725055.7737227951 1174558.1602613968, 724803.1718367299 1174473.1004028544, 724518.3941950192 1174243.13636355, 724218.7061794092 1174001.404802615, 723952.7393296433 1173787.60261516, 723606.6352066817 1173705.6997714387, 723256.7480770992 1173618.0116951638, 722937.854549123 1173545.798636546, 722947.0243450202 1173392.4590041568, 722941.1676964305 1173335.7628850355) | line | [10 empty] | 6 |  |  |  | 144 | 145 | 1 | FALSE | FALSE | 2 | TRUE | FALSE | 144 |  | 726056.6835 | 1168500.5479 |  |  | 144 | 726056.6835 | 1168500.5479 | 145 | 722941.1677 | 1173335.7629
VN | 315766011 | LINEVN0082a | 110 | 14.5659 | [5 empty] | 50 | 6 cables - 2 systems | LINESTRING (727509.4021646668 1166260.2764224894, 727262.0492024493 1166717.6257928987, 727126.399878416 1166962.5019753452, 726992.6838656071 1167205.0013392211, 726863.6764708894 1167437.6740653366, 726761.7343895645 1167622.2540820544, 726620.3173147719 1167781.9109696513, 726273.2640558096 1168178.1269287372, 726099.8692307516 1168378.2667760518, 725955.1948039607 1168548.0272338318, 725958.580466997 1169150.2061057535, 725957.1156768919 1169416.32918626, 725955.1448620281 1169681.11021622, 725954.6753200856 1169947.2510242814, 725952.0875072731 1170209.206731498, 725950.1235371025 1170474.4304774725, 725948.3287130342 1170717.3614597498, 725944.5191601508 1170966.9396442976, 725942.3345136242 1171227.3049421492, 725942.6850356188 1171493.2301324445, 725937.8764498037 1171759.6079844928, 725935.6221433773 1172028.6581578883, 725932.9313171909 1172299.0995365868, 725932.1888750842 1172564.5308231467, 725930.7655636509 1172828.5856979904, 725927.5403988623 1173103.4934974064, 725924.5410821426 1173377.2964324404, 725924.393412908 1173635.3300101368, 725922.2183138528 1173883.790868715, 725920.0821295828 1174085.1414983743, 725827.5651918213 1174275.5802588668, 725715.8770615205 1174500.0131793993, 725657.8886694899 1174622.0513338535, 725570.8936189053 1174655.3187906165, 725364.5489813027 1174588.2525625345, 725071.5667680653 1174488.8606367218, 724830.9486029177 1174407.2434202265, 724588.2644989697 1174210.7157034937, 724144.0819001582 1173853.320775945, 723979.8373562732 1173718.211335395, 723783.5545395678 1173666.2473957785, 723500.1600965782 1173590.3566921924, 723285.946766727 1173530.1794332091, 723284.0544414103 1173214.6376775934, 723140.812799743 1173200.7648384364, 723066.2334600708 1173195.1535202889) | line | [10 empty] | 6 |  |  |  | 146 | 147 | 1 | FALSE | FALSE | 2 | FALSE | FALSE | [6 empty] | 146 | 727509.4022 | 1166260.2764 | 147 | 723066.2335 | 1173195.1535
VN | 315766011 | LINEVN0082b | 110 | 14.5659 | [5 empty] | 50 | 6 cables - 2 systems | LINESTRING (727509.4021646668 1166260.2764224894, 727262.0492024493 1166717.6257928987, 727126.399878416 1166962.5019753452, 726992.6838656071 1167205.0013392211, 726863.6764708894 1167437.6740653366, 726761.7343895645 1167622.2540820544, 726620.3173147719 1167781.9109696513, 726273.2640558096 1168178.1269287372, 726099.8692307516 1168378.2667760518, 725955.1948039607 1168548.0272338318, 725958.580466997 1169150.2061057535, 725957.1156768919 1169416.32918626, 725955.1448620281 1169681.11021622, 725954.6753200856 1169947.2510242814, 725952.0875072731 1170209.206731498, 725950.1235371025 1170474.4304774725, 725948.3287130342 1170717.3614597498, 725944.5191601508 1170966.9396442976, 725942.3345136242 1171227.3049421492, 725942.6850356188 1171493.2301324445, 725937.8764498037 1171759.6079844928, 725935.6221433773 1172028.6581578883, 725932.9313171909 1172299.0995365868, 725932.1888750842 1172564.5308231467, 725930.7655636509 1172828.5856979904, 725927.5403988623 1173103.4934974064, 725924.5410821426 1173377.2964324404, 725924.393412908 1173635.3300101368, 725922.2183138528 1173883.790868715, 725920.0821295828 1174085.1414983743, 725827.5651918213 1174275.5802588668, 725715.8770615205 1174500.0131793993, 725657.8886694899 1174622.0513338535, 725570.8936189053 1174655.3187906165, 725364.5489813027 1174588.2525625345, 725071.5667680653 1174488.8606367218, 724830.9486029177 1174407.2434202265, 724588.2644989697 1174210.7157034937, 724144.0819001582 1173853.320775945, 723979.8373562732 1173718.211335395, 723783.5545395678 1173666.2473957785, 723500.1600965782 1173590.3566921924, 723285.946766727 1173530.1794332091, 723284.0544414103 1173214.6376775934, 723140.812799743 1173200.7648384364, 723066.2334600708 1173195.1535202889) | line | [10 empty] | 6 |  |  |  | 146 | 147 | 1 | FALSE | FALSE | 2 | FALSE | FALSE | [6 empty] | 146 | 727509.4022 | 1166260.2764 | 147 | 723066.2335 | 1173195.1535
VN | 315766012 | LINEVN0083a | 500 | 24.1314 | [5 empty] | 50 | 6 cables - 2 systems | LINESTRING (723791.9733880842 1179310.2767659032, 723958.9216322796 1179518.375272779, 724207.9343890873 1179828.77346361, 724472.8647652256 1180159.018107117, 724783.2114387216 1180545.883273849, 725079.3981341261 1180915.1110050525, 725363.1623356317 1181268.858741365, 725681.3342801908 1181665.502778501, 725974.4835278064 1182030.9714096035, 726318.3384435377 1182459.6497849105, 726537.9080746437 1182733.398411066, 726754.3812475817 1183003.289155831, 727037.0020859257 1183355.6454087673, 727297.664492529 1183680.6394731298, 727600.1960384101 1184057.8433175727, 727904.6519803696 1184437.4541644754, 728164.0274085689 1184760.8675287198, 728407.4692951931 1185064.4151874636, 728700.5677953962 1185429.8973404132, 728987.9960685789 1185788.3079343778, 729304.2237709817 1186182.645057562, 729542.1652251827 1186479.3631895543, 729842.9518299508 1186854.4614356505, 730187.7998810145 1187284.5011686513, 730356.9874807224 1187495.4955783724, 730612.5795410823 1187765.1498546412, 730902.753930049 1188071.2915421776, 731195.61676731 1188380.28783462, 731459.9501407943 1188659.1839663081, 731741.5388588294 1188956.2815257711, 732084.3177111602 1189317.9574264088, 732436.9622965369 1189690.0409728643, 732752.5184042674 1190023.024894203, 733104.5397811204 1190394.47249584, 733384.100643041 1190689.4735730907, 733613.1749582153 1190915.6693684848, 733936.7770831161 1191235.2154675326, 734176.2965153025 1191471.7354705697, 734510.2859598219 1191801.5525478148, 734821.1807369002 1192108.5629491566, 735050.9418350477 1192335.47454566, 735345.3775852552 1192626.2439429215, 735589.9726343685 1192867.804142672, 735901.5212528632 1193175.4861776077, 736153.9630818395 1193424.8086317068, 736551.0332773016 1193816.9632504645, 736838.04477771 1194100.4402236613, 737095.502538003 1194354.7321494822) | line | [10 empty] | 6 | 2 |  |  | 148 | 149 | 1 | FALSE | FALSE | 2 | TRUE | TRUE | 148 | 149 | 723791.9734 | 1179310.2768 | 737095.5025 | 1194354.7321 | 148 | 723791.9734 | 1179310.2768 | 149 | 737095.5025 | 1194354.7321
VN | 315766012 | LINEVN0083b | 500 | 24.1314 | [5 empty] | 50 | 6 cables - 2 systems | LINESTRING (723791.9733880842 1179310.2767659032, 723958.9216322796 1179518.375272779, 724207.9343890873 1179828.77346361, 724472.8647652256 1180159.018107117, 724783.2114387216 1180545.883273849, 725079.3981341261 1180915.1110050525, 725363.1623356317 1181268.858741365, 725681.3342801908 1181665.502778501, 725974.4835278064 1182030.9714096035, 726318.3384435377 1182459.6497849105, 726537.9080746437 1182733.398411066, 726754.3812475817 1183003.289155831, 727037.0020859257 1183355.6454087673, 727297.664492529 1183680.6394731298, 727600.1960384101 1184057.8433175727, 727904.6519803696 1184437.4541644754, 728164.0274085689 1184760.8675287198, 728407.4692951931 1185064.4151874636, 728700.5677953962 1185429.8973404132, 728987.9960685789 1185788.3079343778, 729304.2237709817 1186182.645057562, 729542.1652251827 1186479.3631895543, 729842.9518299508 1186854.4614356505, 730187.7998810145 1187284.5011686513, 730356.9874807224 1187495.4955783724, 730612.5795410823 1187765.1498546412, 730902.753930049 1188071.2915421776, 731195.61676731 1188380.28783462, 731459.9501407943 1188659.1839663081, 731741.5388588294 1188956.2815257711, 732084.3177111602 1189317.9574264088, 732436.9622965369 1189690.0409728643, 732752.5184042674 1190023.024894203, 733104.5397811204 1190394.47249584, 733384.100643041 1190689.4735730907, 733613.1749582153 1190915.6693684848, 733936.7770831161 1191235.2154675326, 734176.2965153025 1191471.7354705697, 734510.2859598219 1191801.5525478148, 734821.1807369002 1192108.5629491566, 735050.9418350477 1192335.47454566, 735345.3775852552 1192626.2439429215, 735589.9726343685 1192867.804142672, 735901.5212528632 1193175.4861776077, 736153.9630818395 1193424.8086317068, 736551.0332773016 1193816.9632504645, 736838.04477771 1194100.4402236613, 737095.502538003 1194354.7321494822) | line | [10 empty] | 6 | 2 |  |  | 148 | 149 | 1 | FALSE | FALSE | 2 | TRUE | TRUE | 148 | 149 | 723791.9734 | 1179310.2768 | 737095.5025 | 1194354.7321 | 148 | 723791.9734 | 1179310.2768 | 149 | 737095.5025 | 1194354.7321
VN | 315766014 | LINEVN0084a | 220 | 29.7527 | [5 empty] | 50 | 6 cables - 2 systems | LINESTRING (722894.1452916923 1173335.8200390919, 722907.8234440931 1173418.2907054059, 722905.7843784159 1173580.882107924, 723231.4310215745 1173658.08474998, 723596.5612110317 1173744.644712147, 723935.0249462551 1173824.8929786677, 724243.9411266302 1174073.5860251237, 724527.8226032868 1174302.1471377208, 724816.3602897997 1174534.4485953639, 725052.4290513468 1174616.998334991, 725301.5027004224 1174704.0838326376, 725528.8338407476 1174783.5700337964, 725601.1126929056 1174808.84400465, 725517.8252944173 1174981.188219986, 725329.4131826507 1175371.0500324962, 725166.0955256587 1175708.956139071, 725008.5284776217 1176035.0178769736, 724848.1123173832 1176366.9469682153, 724687.2105044585 1176699.8909377889, 724523.6371575334 1177038.3604715967, 724364.9710537929 1177366.6838753307, 724191.2058672926 1177726.2517307939, 724029.9043823003 1178060.0347894796, 723862.1922999612 1178407.0855886422, 723697.6343322855 1178747.5965614924, 723527.1874410498 1179100.316613361, 723361.9360683382 1179442.2839061304, 723201.01450544 1179775.2961205433, 723038.6755836988 1180111.2311344654, 722850.333913089 1180500.9755877426, 722694.1358930914 1180824.228105918, 722523.3406366166 1181177.6775273357, 722353.2140920724 1181529.7375562158, 722187.2617089662 1181873.1733786277, 721968.300397315 1182164.1947698018, 721733.4026124619 1182476.387935159, 721505.010686176 1182779.9395760605, 721293.7101296177 1183060.7905938462, 721086.298432583 1183336.4678206786, 720838.5897802756 1183665.695960227, 720601.945577154 1183980.2384142953, 720385.8026335323 1184267.5330382169, 720163.261426474 1184563.3277874398, 719942.7658404964 1184856.4039322245, 719713.5654643868 1185161.063068991, 719487.0509917542 1185462.1559058381, 719263.6416421377 1185759.1319618912, 719022.1581095611 1186080.121026423, 718793.6578228961 1186383.8476363355, 718582.6647516955 1186664.3334930507, 718343.6104171504 1186982.099292654, 718107.7607033511 1187295.6162353775, 717920.3618106537 1187544.7371489173, 717674.9225977791 1187665.9750016676, 717332.4723266923 1187835.1338323983, 716962.6093886301 1188017.8373194258, 716619.4538502074 1188187.3626392435, 716270.4525402435 1188359.7739606036, 715925.7685667685 1188530.047561868, 715613.7059246292 1188684.225924136, 715269.380741248 1188854.330334224, 714909.146184912 1189032.3125332955, 714549.6074251258 1189209.9483211723, 714200.8278740064 1189382.279124692, 713881.0904424409 1189540.249652471, 713810.2059977527 1189539.4661114234, 713669.5659371307 1189467.1344581305, 713361.0565562474 1189308.4820915908, 713050.930878814 1189148.993101039, 712738.185593645 1188988.1633344602, 712536.9350434165 1188884.675348604, 712264.4883625046 1188744.5729678827, 712066.8229043224 1188642.9253705665, 712020.8105803641 1188632.379273982) | line | [10 empty] | 6 | 2 |  |  | 150 | 151 | 1 | FALSE | FALSE | 2 | FALSE | FALSE | [6 empty] | 150 | 722894.1453 | 1173335.82 | 151 | 712020.8106 | 1188632.3793
VN | 315766014 | LINEVN0084b | 220 | 29.7527 | [5 empty] | 50 | 6 cables - 2 systems | LINESTRING (722894.1452916923 1173335.8200390919, 722907.8234440931 1173418.2907054059, 722905.7843784159 1173580.882107924, 723231.4310215745 1173658.08474998, 723596.5612110317 1173744.644712147, 723935.0249462551 1173824.8929786677, 724243.9411266302 1174073.5860251237, 724527.8226032868 1174302.1471377208, 724816.3602897997 1174534.4485953639, 725052.4290513468 1174616.998334991, 725301.5027004224 1174704.0838326376, 725528.8338407476 1174783.5700337964, 725601.1126929056 1174808.84400465, 725517.8252944173 1174981.188219986, 725329.4131826507 1175371.0500324962, 725166.0955256587 1175708.956139071, 725008.5284776217 1176035.0178769736, 724848.1123173832 1176366.9469682153, 724687.2105044585 1176699.8909377889, 724523.6371575334 1177038.3604715967, 724364.9710537929 1177366.6838753307, 724191.2058672926 1177726.2517307939, 724029.9043823003 1178060.0347894796, 723862.1922999612 1178407.0855886422, 723697.6343322855 1178747.5965614924, 723527.1874410498 1179100.316613361, 723361.9360683382 1179442.2839061304, 723201.01450544 1179775.2961205433, 723038.6755836988 1180111.2311344654, 722850.333913089 1180500.9755877426, 722694.1358930914 1180824.228105918, 722523.3406366166 1181177.6775273357, 722353.2140920724 1181529.7375562158, 722187.2617089662 1181873.1733786277, 721968.300397315 1182164.1947698018, 721733.4026124619 1182476.387935159, 721505.010686176 1182779.9395760605, 721293.7101296177 1183060.7905938462, 721086.298432583 1183336.4678206786, 720838.5897802756 1183665.695960227, 720601.945577154 1183980.2384142953, 720385.8026335323 1184267.5330382169, 720163.261426474 1184563.3277874398, 719942.7658404964 1184856.4039322245, 719713.5654643868 1185161.063068991, 719487.0509917542 1185462.1559058381, 719263.6416421377 1185759.1319618912, 719022.1581095611 1186080.121026423, 718793.6578228961 1186383.8476363355, 718582.6647516955 1186664.3334930507, 718343.6104171504 1186982.099292654, 718107.7607033511 1187295.6162353775, 717920.3618106537 1187544.7371489173, 717674.9225977791 1187665.9750016676, 717332.4723266923 1187835.1338323983, 716962.6093886301 1188017.8373194258, 716619.4538502074 1188187.3626392435, 716270.4525402435 1188359.7739606036, 715925.7685667685 1188530.047561868, 715613.7059246292 1188684.225924136, 715269.380741248 1188854.330334224, 714909.146184912 1189032.3125332955, 714549.6074251258 1189209.9483211723, 714200.8278740064 1189382.279124692, 713881.0904424409 1189540.249652471, 713810.2059977527 1189539.4661114234, 713669.5659371307 1189467.1344581305, 713361.0565562474 1189308.4820915908, 713050.930878814 1189148.993101039, 712738.185593645 1188988.1633344602, 712536.9350434165 1188884.675348604, 712264.4883625046 1188744.5729678827, 712066.8229043224 1188642.9253705665, 712020.8105803641 1188632.379273982) | line | [10 empty] | 6 | 2 |  |  | 150 | 151 | 1 | FALSE | FALSE | 2 | FALSE | FALSE | [6 empty] | 150 | 722894.1453 | 1173335.82 | 151 | 712020.8106 | 1188632.3793
VN | 315766017 | LINEVN0085a | 220 | 2.527 | [5 empty] | 50 | 6 cables - 2 systems | LINESTRING (711355.4067013043 1187304.4303144026, 711579.6997606625 1187355.6694655607, 711818.2597832078 1187410.186315409, 712042.7704838422 1187461.4744342316, 712266.3520590647 1187512.5702348892, 712210.1733073815 1187751.8011818742, 712147.6884632226 1188017.8317272295, 712082.3823472343 1188295.892310568, 712020.022300129 1188561.414691363, 711957.9906720879 1188610.3099226982, 711943.2510470215 1188607.4068539694) | line | [10 empty] | 6 | 2 |  |  | 152 | 153 | 1 | FALSE | FALSE | 2 | FALSE | FALSE | [6 empty] | 152 | 711355.4067 | 1187304.4303 | 153 | 711943.251 | 1188607.4069
VN | 315766017 | LINEVN0085b | 220 | 2.527 | [5 empty] | 50 | 6 cables - 2 systems | LINESTRING (711355.4067013043 1187304.4303144026, 711579.6997606625 1187355.6694655607, 711818.2597832078 1187410.186315409, 712042.7704838422 1187461.4744342316, 712266.3520590647 1187512.5702348892, 712210.1733073815 1187751.8011818742, 712147.6884632226 1188017.8317272295, 712082.3823472343 1188295.892310568, 712020.022300129 1188561.414691363, 711957.9906720879 1188610.3099226982, 711943.2510470215 1188607.4068539694) | line | [10 empty] | 6 | 2 |  |  | 152 | 153 | 1 | FALSE | FALSE | 2 | FALSE | FALSE | [6 empty] | 152 | 711355.4067 | 1187304.4303 | 153 | 711943.251 | 1188607.4069
VN | 315826781 | LINEVN0086a | 110 | 14.7192 | [5 empty] | 50 | 6 cables - 2 systems | LINESTRING (711763.9131945046 1189001.2328357855, 711467.5790574506 1188929.656015507, 711240.3987925344 1188874.7909186245, 710996.5055787349 1188815.8839932054, 710720.8906920576 1188749.3233783084, 710438.5900487051 1188681.1523655027, 710171.1989676827 1188616.5842301422, 709906.363303281 1188552.631784348, 709647.0214190955 1188490.010274872, 709501.4206902927 1188732.5119667177, 709388.5541803112 1188920.4779181732, 709223.7336334712 1189194.9543191125, 709076.9667965792 1189439.385620155, 708918.1530716771 1189703.8769828524, 708759.1314856617 1189968.732476472, 708658.8627393006 1190135.7138847336, 708382.2620909812 1190167.8584370157, 708168.7065136887 1190192.6743829402, 707956.793535638 1190217.302679457, 707684.0704991728 1190249.0010721015, 707533.6260891315 1190266.4786866365, 707226.8563751074 1190221.1930265217, 706925.0373140085 1190176.626757739, 706645.1854534596 1190135.3184060473, 706353.7156350783 1190092.2926660595, 706059.1962685287 1190048.819403307, 705764.0427547363 1190005.2454026036, 705416.2100533389 1189953.9173087105, 705233.1895774656 1189926.8991061987, 705057.4518048379 1189664.0225832758, 704882.1555075363 1189401.8139707362, 704699.539009823 1189128.6542341798, 704563.3497141385 1188924.932399396, 704500.7436184287 1188651.8863525724, 704237.7268382474 1188488.127767965, 704002.0733447277 1188341.4196234392, 703726.7290283812 1188270.5292106227, 703552.1030527843 1188149.2741721866, 703304.8685987709 1187977.5995531543, 703030.061466835 1187820.8169869606, 702759.1332023513 1187666.2509347112, 702510.6612408605 1187524.5116541437, 702313.0225223001 1187313.9830358021, 702191.5813848812 1187184.6271423397, 702047.5943315483 1187031.2632290055, 701877.2453421192 1186849.8088120355) | line | [10 empty] | 6 | 2 |  |  | 154 | 155 | 1 | FALSE | FALSE | 2 | TRUE | TRUE | 154 | 155 | 711763.9132 | 1189001.2328 | 701877.2453 | 1186849.8088 | 154 | 711763.9132 | 1189001.2328 | 155 | 701877.2453 | 1186849.8088
VN | 315826781 | LINEVN0086b | 110 | 14.7192 | [5 empty] | 50 | 6 cables - 2 systems | LINESTRING (711763.9131945046 1189001.2328357855, 711467.5790574506 1188929.656015507, 711240.3987925344 1188874.7909186245, 710996.5055787349 1188815.8839932054, 710720.8906920576 1188749.3233783084, 710438.5900487051 1188681.1523655027, 710171.1989676827 1188616.5842301422, 709906.363303281 1188552.631784348, 709647.0214190955 1188490.010274872, 709501.4206902927 1188732.5119667177, 709388.5541803112 1188920.4779181732, 709223.7336334712 1189194.9543191125, 709076.9667965792 1189439.385620155, 708918.1530716771 1189703.8769828524, 708759.1314856617 1189968.732476472, 708658.8627393006 1190135.7138847336, 708382.2620909812 1190167.8584370157, 708168.7065136887 1190192.6743829402, 707956.793535638 1190217.302679457, 707684.0704991728 1190249.0010721015, 707533.6260891315 1190266.4786866365, 707226.8563751074 1190221.1930265217, 706925.0373140085 1190176.626757739, 706645.1854534596 1190135.3184060473, 706353.7156350783 1190092.2926660595, 706059.1962685287 1190048.819403307, 705764.0427547363 1190005.2454026036, 705416.2100533389 1189953.9173087105, 705233.1895774656 1189926.8991061987, 705057.4518048379 1189664.0225832758, 704882.1555075363 1189401.8139707362, 704699.539009823 1189128.6542341798, 704563.3497141385 1188924.932399396, 704500.7436184287 1188651.8863525724, 704237.7268382474 1188488.127767965, 704002.0733447277 1188341.4196234392, 703726.7290283812 1188270.5292106227, 703552.1030527843 1188149.2741721866, 703304.8685987709 1187977.5995531543, 703030.061466835 1187820.8169869606, 702759.1332023513 1187666.2509347112, 702510.6612408605 1187524.5116541437, 702313.0225223001 1187313.9830358021, 702191.5813848812 1187184.6271423397, 702047.5943315483 1187031.2632290055, 701877.2453421192 1186849.8088120355) | line | [10 empty] | 6 | 2 |  |  | 154 | 155 | 1 | FALSE | FALSE | 2 | TRUE | TRUE | 154 | 155 | 711763.9132 | 1189001.2328 | 701877.2453 | 1186849.8088 | 154 | 711763.9132 | 1189001.2328 | 155 | 701877.2453 | 1186849.8088
VN | 315826785 | LINEVN0087a | 220 | 25.8704 | [5 empty] | 50 | 6 cables - 2 systems | LINESTRING (713393.3326346268 1190429.4024926855, 713314.4289698903 1190662.9231277914, 713194.3525759045 1191018.2878292562, 713097.3675494683 1191305.3063851993, 712982.0106467896 1191646.6950056308, 712880.9033547866 1191945.923443587, 712806.9774785929 1192164.6952465088, 712678.441613995 1192335.968327106, 712502.8115006953 1192569.9813527165, 712319.4613894771 1192814.2900799462, 712138.9821664497 1193054.7564769317, 712031.7943198862 1193403.6764299797, 711924.5410557422 1193752.817245347, 711815.7370366141 1194107.0041583905, 711713.85892464 1194438.6659083094, 711604.410511757 1194794.939720008, 711509.0019343185 1195105.5116492123, 711403.5324035055 1195448.8445497728, 711288.2145840693 1195824.2427873802, 711177.0081434838 1196186.280538751, 711071.0746077533 1196531.1262086981, 710965.1761642299 1196875.8614823534, 710856.7891591643 1197228.6903777712, 710751.1284105032 1197572.6638212712, 710654.6386959855 1197895.177293518, 710634.889537792 1198207.8760399937, 710611.1672699106 1198583.3002579492, 710587.3220953057 1198960.8257187267, 710563.2098306783 1199342.4982067395, 710541.4795738634 1199686.4380529025, 710515.3369476828 1200100.2695674647, 710496.7423207546 1200394.5111359165, 710473.102285689 1200768.8074721622, 710449.1233058231 1201148.2350084533, 710430.4541125563 1201443.8037101272, 710402.1115051513 1201892.2603070585, 710379.6982162938 1202247.1042234064, 710198.7991476709 1202381.1067085902, 709934.0290305804 1202577.2302946744, 709656.0892156666 1202783.1295515648, 709374.4616113061 1202991.7620022276, 709057.1982936629 1203226.8006616987, 708768.4157191267 1203440.7353639556, 708564.2465921938 1203733.5089017174, 708365.4766028682 1204018.5286052837, 708161.534856268 1204310.972998746, 707964.2829421543 1204593.8240860705, 707787.8434217547 1204846.8474804491, 707607.842674373 1205104.9712625705, 707400.1069289118 1205402.8706048331, 707181.12233572 1205697.469821608, 706980.6882616292 1205967.1280463415, 706791.3280153992 1206221.8767973888, 706622.3913397591 1206449.1625016697, 706402.8795076155 1206744.4914857296, 706125.2493588948 1206987.1087392932, 705917.1559110235 1207168.9601718883, 705781.2141542041 1207475.5212081966, 705638.9760498061 1207796.28130573, 705490.6748634998 1208130.6998555479, 705266.3060567479 1208433.1826177083, 705035.6236399201 1208744.189767897, 704766.3136548123 1208673.7068720653, 704421.9498833179 1208507.6315400691) | line | [10 empty] | 6 | 2 |  |  | 156 | 157 | 1 | FALSE | FALSE | 2 | TRUE | TRUE | 156 | 157 | 713393.3326 | 1190429.4025 | 704421.9499 | 1208507.6315 | 156 | 713393.3326 | 1190429.4025 | 157 | 704421.9499 | 1208507.6315
VN | 315826785 | LINEVN0087b | 220 | 25.8704 | [5 empty] | 50 | 6 cables - 2 systems | LINESTRING (713393.3326346268 1190429.4024926855, 713314.4289698903 1190662.9231277914, 713194.3525759045 1191018.2878292562, 713097.3675494683 1191305.3063851993, 712982.0106467896 1191646.6950056308, 712880.9033547866 1191945.923443587, 712806.9774785929 1192164.6952465088, 712678.441613995 1192335.968327106, 712502.8115006953 1192569.9813527165, 712319.4613894771 1192814.2900799462, 712138.9821664497 1193054.7564769317, 712031.7943198862 1193403.6764299797, 711924.5410557422 1193752.817245347, 711815.7370366141 1194107.0041583905, 711713.85892464 1194438.6659083094, 711604.410511757 1194794.939720008, 711509.0019343185 1195105.5116492123, 711403.5324035055 1195448.8445497728, 711288.2145840693 1195824.2427873802, 711177.0081434838 1196186.280538751, 711071.0746077533 1196531.1262086981, 710965.1761642299 1196875.8614823534, 710856.7891591643 1197228.6903777712, 710751.1284105032 1197572.6638212712, 710654.6386959855 1197895.177293518, 710634.889537792 1198207.8760399937, 710611.1672699106 1198583.3002579492, 710587.3220953057 1198960.8257187267, 710563.2098306783 1199342.4982067395, 710541.4795738634 1199686.4380529025, 710515.3369476828 1200100.2695674647, 710496.7423207546 1200394.5111359165, 710473.102285689 1200768.8074721622, 710449.1233058231 1201148.2350084533, 710430.4541125563 1201443.8037101272, 710402.1115051513 1201892.2603070585, 710379.6982162938 1202247.1042234064, 710198.7991476709 1202381.1067085902, 709934.0290305804 1202577.2302946744, 709656.0892156666 1202783.1295515648, 709374.4616113061 1202991.7620022276, 709057.1982936629 1203226.8006616987, 708768.4157191267 1203440.7353639556, 708564.2465921938 1203733.5089017174, 708365.4766028682 1204018.5286052837, 708161.534856268 1204310.972998746, 707964.2829421543 1204593.8240860705, 707787.8434217547 1204846.8474804491, 707607.842674373 1205104.9712625705, 707400.1069289118 1205402.8706048331, 707181.12233572 1205697.469821608, 706980.6882616292 1205967.1280463415, 706791.3280153992 1206221.8767973888, 706622.3913397591 1206449.1625016697, 706402.8795076155 1206744.4914857296, 706125.2493588948 1206987.1087392932, 705917.1559110235 1207168.9601718883, 705781.2141542041 1207475.5212081966, 705638.9760498061 1207796.28130573, 705490.6748634998 1208130.6998555479, 705266.3060567479 1208433.1826177083, 705035.6236399201 1208744.189767897, 704766.3136548123 1208673.7068720653, 704421.9498833179 1208507.6315400691) | line | [10 empty] | 6 | 2 |  |  | 156 | 157 | 1 | FALSE | FALSE | 2 | TRUE | TRUE | 156 | 157 | 713393.3326 | 1190429.4025 | 704421.9499 | 1208507.6315 | 156 | 713393.3326 | 1190429.4025 | 157 | 704421.9499 | 1208507.6315
VN | 315826787 | LINEVN0088 | 110 | 26.4269 | [5 empty] | 50 |  | LINESTRING (741347.1928462676 1196643.0294573803, 741366.1115368614 1196677.1474872848, 741410.065438395 1196711.900365274, 741462.5582951452 1196945.235642455, 741520.0309015663 1197200.7376400991, 741576.495552255 1197451.7512501413, 741648.3251604963 1197771.0714213618, 741732.8584522945 1198146.8947152586, 741794.6908375149 1198421.8161372272, 741873.4973430138 1198772.1932770482, 741932.7625212756 1199035.655439755, 741988.8685396017 1199285.1085151285, 742199.9300947846 1199494.8916467803, 742452.9398738885 1199746.366438587, 742674.2687389249 1199966.3534115402, 742919.2028964933 1200209.80735495, 743152.8289739819 1200442.0384060645, 743381.7933062281 1200669.6344957042, 743611.0260695277 1200897.4893115526, 743849.6266647315 1201134.6768444066, 744131.6473446123 1201415.0199849918, 744323.039057137 1201605.2802253182, 744542.2692915093 1201823.2113894809, 744706.532609558 1201986.5077984242, 744898.4823743082 1202177.3301714514, 745146.7607945274 1202424.1519160667, 745385.361218588 1202661.3663113303, 745627.910504784 1202902.4963895555, 745869.2726759604 1203142.469396522, 746110.9355273298 1203382.7237910966, 746349.0617176846 1203637.7601759168, 746580.0986915115 1203885.1996210103, 746829.300264293 1204119.2213052118, 747058.7420314804 1204334.6961975642, 747239.0316333382 1204366.6591721924, 747598.8786395208 1204430.4500190897, 748170.2635907511 1204531.7477486369, 748517.6901111103 1204593.3427378335, 748880.8992409506 1204657.7380856357, 749247.6028839491 1204722.7726102183, 749531.0434083341 1204773.0311420704, 749848.430820848 1204829.3135517146, 750310.6284865744 1204911.2924216941, 750907.8927725364 1205017.2295049112, 751241.8038922631 1205076.4621437395, 751566.0153876644 1205133.9759007327, 751932.7802365719 1205199.0427965287, 752274.990819507 1205259.7661948218, 752462.8189648509 1205493.119016393, 752785.6937485475 1205894.236452444, 752989.2346334717 1206147.1127135898, 753176.1747463843 1206379.3695322087, 753420.5198783426 1206682.9571023665, 753628.7090428283 1206941.6184281504, 753859.6122424579 1207228.5088240476, 754054.8052284138 1207471.0397467131, 754250.2011134885 1207713.8174894701, 754496.7138400108 1208020.1232547765, 754721.5675240752 1208299.5178751943, 754885.5499933132 1208503.272270909, 755097.9676832749 1208401.0999027577, 755337.5334899068 1208285.8810854966, 755578.9784659597 1208169.748618814, 755816.6601180312 1208055.4364844754, 756055.7597446674 1207940.4505843853, 756293.9063704787 1207825.9123850772, 756533.9539905905 1207710.4717967578, 756749.9184359994 1207606.6090393867, 756961.1163075946 1207661.68964206, 757151.5978930815 1207711.365097893, 757304.3038273442 1207751.1863028805, 757333.9477826979 1207758.9201110397) | line | [10 empty] | 3 | 1 |  |  | 158 | 159 | 1 | FALSE | FALSE | 1 | FALSE | FALSE | [6 empty] | 158 | 741347.1928 | 1196643.0295 | 159 | 757333.9478 | 1207758.9201
VN | 315889987 | LINEVN0089a | 110 | 10.8591 | [5 empty] | 50 | 6 cables - 2 systems | LINESTRING (699469.4148083297 1198000.3274779574, 699576.5251089925 1197749.8263137522, 699667.520540636 1197537.0184890472, 699767.5789420157 1197303.0138280403, 699856.3467595681 1197095.4475426895, 699968.2426021553 1196833.7579931316, 700043.236224558 1196658.3788527409, 700144.9295877767 1196420.5566920058, 700233.646018503 1196213.0899739338, 700218.2154001594 1195959.5089897458, 700204.6560408918 1195736.6601430266, 700190.1603904851 1195498.4287445846, 700175.2856381239 1195254.0222246216, 700157.5130471948 1194961.985041535, 700140.416277602 1194681.1584202421, 700123.8971065014 1194409.6943086071, 700107.6454265963 1194142.7675552105, 700091.3043412002 1193874.2252266484, 700077.1029277728 1193640.9964705543, 700067.7518643502 1193487.3145704123, 699898.1901092128 1193490.305411774, 699663.707197965 1193494.4250673035, 699452.5568742617 1193498.143418294, 699178.3789863354 1193559.742948156, 698903.3701322319 1193621.5276723837, 698641.7132280599 1193680.318416857, 698390.3635130875 1193736.7827027314, 698148.2384794583 1193765.0056044238, 697901.1013328247 1193793.8200211052, 697654.6325964784 1193822.5516411364, 697438.5913523573 1193847.7366202595, 697299.2850754282 1193863.9725876215, 697263.3342144787 1193630.3324147912, 697224.2222990424 1193376.1751111143, 697186.2578014672 1193129.458693851, 697146.8176517265 1192873.1537159246, 697108.2610353868 1192622.6729522399, 697068.250219593 1192362.659085578, 697051.473908352 1192312.093692984) | line | [10 empty] | 6 |  |  |  | 160 | 161 | 1 | FALSE | FALSE | 2 | TRUE | FALSE | 160 |  | 699469.4148 | 1198000.3275 |  |  | 160 | 699469.4148 | 1198000.3275 | 161 | 697051.4739 | 1192312.0937
VN | 315889987 | LINEVN0089b | 110 | 10.8591 | [5 empty] | 50 | 6 cables - 2 systems | LINESTRING (699469.4148083297 1198000.3274779574, 699576.5251089925 1197749.8263137522, 699667.520540636 1197537.0184890472, 699767.5789420157 1197303.0138280403, 699856.3467595681 1197095.4475426895, 699968.2426021553 1196833.7579931316, 700043.236224558 1196658.3788527409, 700144.9295877767 1196420.5566920058, 700233.646018503 1196213.0899739338, 700218.2154001594 1195959.5089897458, 700204.6560408918 1195736.6601430266, 700190.1603904851 1195498.4287445846, 700175.2856381239 1195254.0222246216, 700157.5130471948 1194961.985041535, 700140.416277602 1194681.1584202421, 700123.8971065014 1194409.6943086071, 700107.6454265963 1194142.7675552105, 700091.3043412002 1193874.2252266484, 700077.1029277728 1193640.9964705543, 700067.7518643502 1193487.3145704123, 699898.1901092128 1193490.305411774, 699663.707197965 1193494.4250673035, 699452.5568742617 1193498.143418294, 699178.3789863354 1193559.742948156, 698903.3701322319 1193621.5276723837, 698641.7132280599 1193680.318416857, 698390.3635130875 1193736.7827027314, 698148.2384794583 1193765.0056044238, 697901.1013328247 1193793.8200211052, 697654.6325964784 1193822.5516411364, 697438.5913523573 1193847.7366202595, 697299.2850754282 1193863.9725876215, 697263.3342144787 1193630.3324147912, 697224.2222990424 1193376.1751111143, 697186.2578014672 1193129.458693851, 697146.8176517265 1192873.1537159246, 697108.2610353868 1192622.6729522399, 697068.250219593 1192362.659085578, 697051.473908352 1192312.093692984) | line | [10 empty] | 6 |  |  |  | 160 | 161 | 1 | FALSE | FALSE | 2 | TRUE | FALSE | 160 |  | 699469.4148 | 1198000.3275 |  |  | 160 | 699469.4148 | 1198000.3275 | 161 | 697051.4739 | 1192312.0937
VN | 317106136 | LINEVN0090a | 110 | 28.6245 | [5 empty] | 50 | 6 cables - 2 systems | LINESTRING (708853.4732184128 1149976.3079262497, 708611.5120305275 1150119.898340428, 708376.5707992893 1150256.595837892, 708139.7709641308 1150391.2700311649, 707888.5734413329 1150534.7648171794, 707785.3290936643 1150778.3899046865, 707684.8468770888 1151019.9960509972, 707571.4589886055 1151284.5465988053, 707485.4858038025 1151488.3830258157, 707396.5929782535 1151702.6120653278, 707294.1248891558 1151958.3890047094, 707188.8080010259 1152214.6136187015, 707077.7396589946 1152475.0630894483, 706965.7196215679 1152737.398687724, 706849.8506624363 1153006.326890889, 706749.3451551752 1153253.5976369902, 706653.4827603822 1153493.7275315807, 706541.5791077157 1153752.125846609, 706444.4798847414 1154001.718145741, 706350.119785767 1154205.32823832, 706398.373298102 1154415.6297681117, 706448.8757725628 1154678.326709339, 706496.8548440159 1154914.1265164039, 706536.0670539218 1155110.535264852, 706583.0060540133 1155342.3466882224, 706631.8963298901 1155586.4717042504, 706686.3279619882 1155852.3019209255, 706736.9993504137 1156105.8524416036, 706787.2145081623 1156365.9274796122, 706832.3464192759 1156576.864933132, 706734.5762017728 1156783.3735569203, 706619.4776161169 1157031.285842791, 706503.084729543 1157281.6353609036, 706383.4036505665 1157534.609320745, 706241.6702244052 1157749.3848785232, 706084.2569237426 1157988.3164497216, 705927.776609099 1158227.1986327404, 705767.042833906 1158461.7745316103, 705612.1408891594 1158697.3701712096, 705467.3458853607 1158918.4347634003, 705310.8876517153 1159153.0814721594, 705156.4868907264 1159391.8892769492, 705009.8315482379 1159615.5323990043, 704858.2688944422 1159845.3748972372, 704695.4310512559 1160100.992966985, 704622.7532957728 1160416.1219831733, 704574.6505870948 1160632.6300560061, 704462.573690083 1160875.4630600882, 704264.4468525115 1161287.5406966459, 704170.7964063701 1161492.14047049, 704044.8364952039 1161750.6778200953, 703896.8504703382 1162064.6520206768, 703756.783279425 1162352.5657067255, 703534.0405263614 1162586.9004578856, 703329.0123641719 1162806.73842123, 703146.1530930251 1162997.403607309, 702954.6640225459 1163209.313798663, 702814.2410102173 1163442.6557177433, 702662.6091581233 1163689.0518710439, 702522.1828686639 1163921.6973892997, 702377.5183228486 1164166.0554966456, 702131.0260335824 1164349.0252916047, 701908.2041149937 1164524.5468774782, 701684.7222064049 1164697.2889609942, 701461.9252968414 1164869.3613325304, 701237.0469275254 1165042.097363427, 700998.2203301223 1165223.0495205787, 700808.1926307435 1165371.090457866, 700621.1102823049 1165513.6956424515, 700428.4905372728 1165661.9220840426, 700264.9654799167 1165784.4444348915, 700269.2965792055 1166114.627069081, 700270.4370787473 1166395.054559349, 700277.4690977386 1166856.4753958078, 700282.3897525535 1167141.6709243432, 700287.6667241526 1167373.3929113168, 700198.8593844638 1167558.9096186284, 700111.3183126329 1167737.6746887036, 700008.7471523522 1167961.729888461, 699880.3512765263 1168231.5320675645, 699788.7393745442 1168431.2258022437, 699743.367735784 1168626.3113310547, 699701.8749120558 1168828.2450139488, 699653.1149979896 1169097.528268492, 699608.615744455 1169310.1969927952, 699567.0320670783 1169529.7082347511, 699536.4053992381 1169722.9107751162, 699557.5675003115 1169971.108445506, 699587.0132875596 1170208.2701488114, 699607.0147654598 1170353.4150706092, 699689.4839401329 1170404.2425330295) | line | [10 empty] | 6 | 2 |  |  | 162 | 163 | 1 | FALSE | FALSE | 2 | TRUE | TRUE | 162 | 163 | 708853.4732 | 1149976.3079 | 699689.4839 | 1170404.2425 | 162 | 708853.4732 | 1149976.3079 | 163 | 699689.4839 | 1170404.2425
VN | 317106136 | LINEVN0090b | 110 | 28.6245 | [5 empty] | 50 | 6 cables - 2 systems | LINESTRING (708853.4732184128 1149976.3079262497, 708611.5120305275 1150119.898340428, 708376.5707992893 1150256.595837892, 708139.7709641308 1150391.2700311649, 707888.5734413329 1150534.7648171794, 707785.3290936643 1150778.3899046865, 707684.8468770888 1151019.9960509972, 707571.4589886055 1151284.5465988053, 707485.4858038025 1151488.3830258157, 707396.5929782535 1151702.6120653278, 707294.1248891558 1151958.3890047094, 707188.8080010259 1152214.6136187015, 707077.7396589946 1152475.0630894483, 706965.7196215679 1152737.398687724, 706849.8506624363 1153006.326890889, 706749.3451551752 1153253.5976369902, 706653.4827603822 1153493.7275315807, 706541.5791077157 1153752.125846609, 706444.4798847414 1154001.718145741, 706350.119785767 1154205.32823832, 706398.373298102 1154415.6297681117, 706448.8757725628 1154678.326709339, 706496.8548440159 1154914.1265164039, 706536.0670539218 1155110.535264852, 706583.0060540133 1155342.3466882224, 706631.8963298901 1155586.4717042504, 706686.3279619882 1155852.3019209255, 706736.9993504137 1156105.8524416036, 706787.2145081623 1156365.9274796122, 706832.3464192759 1156576.864933132, 706734.5762017728 1156783.3735569203, 706619.4776161169 1157031.285842791, 706503.084729543 1157281.6353609036, 706383.4036505665 1157534.609320745, 706241.6702244052 1157749.3848785232, 706084.2569237426 1157988.3164497216, 705927.776609099 1158227.1986327404, 705767.042833906 1158461.7745316103, 705612.1408891594 1158697.3701712096, 705467.3458853607 1158918.4347634003, 705310.8876517153 1159153.0814721594, 705156.4868907264 1159391.8892769492, 705009.8315482379 1159615.5323990043, 704858.2688944422 1159845.3748972372, 704695.4310512559 1160100.992966985, 704622.7532957728 1160416.1219831733, 704574.6505870948 1160632.6300560061, 704462.573690083 1160875.4630600882, 704264.4468525115 1161287.5406966459, 704170.7964063701 1161492.14047049, 704044.8364952039 1161750.6778200953, 703896.8504703382 1162064.6520206768, 703756.783279425 1162352.5657067255, 703534.0405263614 1162586.9004578856, 703329.0123641719 1162806.73842123, 703146.1530930251 1162997.403607309, 702954.6640225459 1163209.313798663, 702814.2410102173 1163442.6557177433, 702662.6091581233 1163689.0518710439, 702522.1828686639 1163921.6973892997, 702377.5183228486 1164166.0554966456, 702131.0260335824 1164349.0252916047, 701908.2041149937 1164524.5468774782, 701684.7222064049 1164697.2889609942, 701461.9252968414 1164869.3613325304, 701237.0469275254 1165042.097363427, 700998.2203301223 1165223.0495205787, 700808.1926307435 1165371.090457866, 700621.1102823049 1165513.6956424515, 700428.4905372728 1165661.9220840426, 700264.9654799167 1165784.4444348915, 700269.2965792055 1166114.627069081, 700270.4370787473 1166395.054559349, 700277.4690977386 1166856.4753958078, 700282.3897525535 1167141.6709243432, 700287.6667241526 1167373.3929113168, 700198.8593844638 1167558.9096186284, 700111.3183126329 1167737.6746887036, 700008.7471523522 1167961.729888461, 699880.3512765263 1168231.5320675645, 699788.7393745442 1168431.2258022437, 699743.367735784 1168626.3113310547, 699701.8749120558 1168828.2450139488, 699653.1149979896 1169097.528268492, 699608.615744455 1169310.1969927952, 699567.0320670783 1169529.7082347511, 699536.4053992381 1169722.9107751162, 699557.5675003115 1169971.108445506, 699587.0132875596 1170208.2701488114, 699607.0147654598 1170353.4150706092, 699689.4839401329 1170404.2425330295) | line | [10 empty] | 6 | 2 |  |  | 162 | 163 | 1 | FALSE | FALSE | 2 | TRUE | TRUE | 162 | 163 | 708853.4732 | 1149976.3079 | 699689.4839 | 1170404.2425 | 162 | 708853.4732 | 1149976.3079 | 163 | 699689.4839 | 1170404.2425
VN | 318673724 | LINEVN0091 | 500 | 89.5521 | [5 empty] | 50 |  | LINESTRING (673502.3196020073 1911004.537876139, 673595.2483063661 1910512.5410666405, 673798.7227897955 1910067.2331613973, 674035.040004344 1909480.4880069506, 674079.9687493081 1909281.026345427, 674519.4777521777 1908948.0021886984, 674818.8084125848 1908688.9614165195, 675220.99580122 1908335.8991564226, 675597.6020180976 1908008.699557902, 676023.8937727322 1907641.9560469822, 676455.6852677959 1907268.1730227368, 676845.6947943261 1906937.8319117248, 677170.1990320667 1906653.6369395358, 677538.6674715002 1906333.8898692697, 677861.6197648824 1906057.98022644, 678171.0756560524 1905785.488439311, 678498.6215282648 1905509.2618107575, 678857.2888416708 1905197.362839971, 679217.909426956 1904883.5050487202, 679538.907727073 1904608.8512007815, 679846.6412192709 1904342.5966008878, 680109.7006784196 1904112.4447115452, 680386.5404550196 1903873.8500784251, 680712.1238417604 1903591.8586319184, 681086.8677395945 1903267.9147652262, 681422.7447252697 1902977.6561440025, 681737.0649180555 1902705.9273205695, 682096.0304321556 1902396.8009839484, 682485.4955697142 1902058.819811306, 682820.2743888644 1901768.54841882, 683176.7555082797 1901461.3858635232, 683539.0463880679 1901150.528228056, 683825.893913825 1900903.4507297024, 684179.0626382942 1900595.3434463618, 684414.8671285597 1900392.530775439, 684559.5104123462 1900157.5825505524, 684758.3046148885 1899834.19016547, 684992.9946595229 1899454.675099832, 685244.7919578155 1899046.5834173332, 685480.1173962505 1898662.174966521, 685730.7564111527 1898257.12076272, 685967.7087210978 1897868.8128881746, 686161.8920761963 1897555.139406246, 686348.8794190048 1897249.4818591785, 686582.6376815019 1896868.4992515265, 686765.9864231485 1896572.307770132, 686935.0080114531 1896297.1164747328, 687248.7253128723 1895789.1943453667, 687389.3967695377 1895557.6995929235, 687617.3834427255 1895188.139343348, 687760.0566958969 1894957.372881087, 688049.145023626 1894492.6110176514, 688301.2278912708 1894080.8406594521, 688602.8137523837 1894034.079839452, 688981.1185991985 1893978.5162352803, 689407.4385859211 1893916.7357192582, 689854.2034416872 1893851.8197442328, 690229.3799476244 1893796.0392345344, 690579.2034735229 1893734.9958974489, 690983.8713686073 1893661.337406559, 691424.7207066165 1893581.6458054688, 691872.6466607485 1893501.3868521438, 692372.628028705 1893411.2610170098, 692822.4099474124 1893331.6035231978, 693302.9361525917 1893245.999936235, 693611.7308917773 1893190.8763976705, 693783.906417381 1893160.1345096147, 694243.2792443491 1893079.6002816886, 694722.2681481171 1892992.7410540183, 695195.3821527112 1892908.670575202, 695603.7484600287 1892834.4916622066, 696045.1456808371 1892633.2361088882, 696446.1610941004 1892447.5002782543, 696819.0396777451 1892278.8151195596, 697292.3185012483 1892060.9960328024, 697686.6205975714 1891878.615922427, 698051.2030889064 1891713.8341275458, 698405.9563498911 1891547.9678574493, 698717.9617550959 1891403.823146707, 699013.0847196253 1891264.634236926, 699349.7333210066 1891112.510762017, 699829.6444164511 1890894.0881582948, 700179.9753379177 1890730.8298126445, 700616.7388832748 1890532.362253538, 700976.9789436222 1890365.1607537621, 701380.2578429771 1890176.6659652106, 701745.6115843346 1890012.6474708798, 702026.1354029065 1889881.7119495543, 702123.4395066693 1889448.4676761064, 702220.6530108579 1889032.4788011685, 702315.0311630834 1888620.425067142, 702374.2402845284 1888351.1027984915, 702467.7314991448 1887947.4971744316, 702600.1820023827 1887365.8993810883, 702702.0600455906 1886918.5217207065, 702745.7326296049 1886713.490332101, 702956.0461450105 1886643.5632079726, 703396.8562355709 1886497.0165280714, 703776.4058016812 1886370.3218764414, 704084.5272832846 1886267.4828453804, 704461.7255665543 1886141.5957623476, 704900.4296048302 1885995.1795917454, 705336.5127136859 1885849.6537346067, 705683.9762252504 1885733.7100693253, 706099.6029775229 1885595.0253961848, 706479.6391534818 1885468.2261792906, 706865.3931047634 1885339.8520354563, 707210.1820945144 1885223.9495818755, 707517.9837715809 1885120.8444061787, 707622.5898693802 1884859.6416566567, 707729.5763922422 1884569.2850839614, 707842.6211758535 1884260.0723753236, 707997.8046094294 1883841.25510353, 708154.4555843953 1883423.172578674, 708321.7777255708 1882965.1164940489, 708483.2367994323 1882533.8005083217, 708630.56333245 1882147.7487982314, 708845.2764958373 1881566.19630417, 708984.3789075674 1881197.441856975, 709092.7313442363 1880906.8368816725, 709253.0302221831 1880476.0325522567, 709458.2531752113 1879925.0050272227, 709598.1429261176 1879550.7592519089, 709748.5755369463 1879150.640806541, 709907.2528690542 1878726.6080661144, 710105.2895716464 1878197.1736802647, 710269.3325715705 1877752.4417952453, 710406.0804204631 1877386.9449133128, 710555.0515630776 1876986.4826169743, 710712.8362945949 1876561.8241005507, 710840.4617786431 1876266.6361704038, 711003.7065361564 1875882.4914434964, 711136.2532975721 1875575.4106002694, 711335.7179615237 1875106.9874501384, 711504.7610720117 1874709.388042613, 711665.4737189029 1874330.1573755112, 711816.7923657867 1873983.7740845708, 712008.918508895 1873530.3674216962, 712145.8937247479 1873210.450438284, 712289.1995645977 1872873.905812818, 712520.7424154844 1872558.4246498859, 712827.9056897496 1872141.7328341599, 712951.9546852936 1871873.1483454679, 713123.8611116258 1871508.0514286335, 713279.9732702539 1871178.2935897391, 713482.336856576 1870742.7538456193, 713673.3650822974 1870339.0565853664, 713842.2597293229 1869976.8103666161, 714055.3939921729 1869523.750281531, 714263.1656712877 1869079.016116154, 714468.7319435021 1868640.204783728, 714668.7830784447 1868211.0016900746, 714851.1570487008 1867819.663952436, 715029.6783360867 1867441.9250323032, 715222.8553823429 1867029.2474312189, 715447.2084886378 1866550.5741998795, 715676.8967208485 1866070.1306127761, 715831.3142221555 1865744.2294260028, 716059.9774671688 1865268.5928671057, 716280.9598005597 1864803.8042157139, 716477.5311510041 1864392.8173853464, 716655.9675464206 1864018.007764509, 716860.5111723546 1863590.8109444804, 717005.5759316678 1863281.8983574198, 717249.7828406575 1862773.542271291, 717460.2675671634 1862332.6175955222, 717662.1269390503 1861912.149825619, 717860.4084757294 1861491.967194996, 718064.8519473327 1861064.233581315, 718270.4766410493 1860633.3031829544, 718470.2476311895 1860216.5264413967, 718671.6146882181 1859791.47630406, 718885.8803679734 1859338.5663787872, 719096.799873536 1858900.6552637576, 719219.7031487111 1858636.806409412) | line |  | Đường dây 500kV Bắc - Nam mạch 2 | [8 empty] | 3 | 1 |  |  | 164 | 165 | 1 | FALSE | FALSE | 1 | TRUE | TRUE | 164 | 165 | 673502.3196 | 1911004.5379 | 719219.7031 | 1858636.8064 | 164 | 673502.3196 | 1911004.5379 | 165 | 719219.7031 | 1858636.8064
VN | 318694102 | LINEVN0092a | 220 | 3.1081 | [5 empty] | 50 | 6 cables - 2 systems | LINESTRING (813808.3203045402 1249502.4891637191, 813988.4606597737 1249503.4409753222, 814072.8057621717 1249361.6390582868, 814051.6900504055 1249182.0210493228, 814025.1344172457 1248927.6738066575, 814023.4557319796 1248709.364714641, 814031.173419286 1248496.727932863, 814041.1916590028 1248103.3086078449, 814041.8765336813 1247802.2096462818, 814039.7606260016 1247603.7361481749, 814040.252242246 1247119.6050337683) | line | [10 empty] | 6 |  |  |  | 166 | 167 | 1 | FALSE | FALSE | 2 | FALSE | TRUE |  | 167 |  |  | 814040.2522 | 1247119.605 | 166 | 813808.3203 | 1249502.4892 | 167 | 814040.2522 | 1247119.605
VN | 318694102 | LINEVN0092b | 220 | 3.1081 | [5 empty] | 50 | 6 cables - 2 systems | LINESTRING (813808.3203045402 1249502.4891637191, 813988.4606597737 1249503.4409753222, 814072.8057621717 1249361.6390582868, 814051.6900504055 1249182.0210493228, 814025.1344172457 1248927.6738066575, 814023.4557319796 1248709.364714641, 814031.173419286 1248496.727932863, 814041.1916590028 1248103.3086078449, 814041.8765336813 1247802.2096462818, 814039.7606260016 1247603.7361481749, 814040.252242246 1247119.6050337683) | line | [10 empty] | 6 |  |  |  | 166 | 167 | 1 | FALSE | FALSE | 2 | FALSE | TRUE |  | 167 |  |  | 814040.2522 | 1247119.605 | 166 | 813808.3203 | 1249502.4892 | 167 | 814040.2522 | 1247119.605
VN | 318694112 | LINEVN0093a | 220 | 18.8575 | [5 empty] | 50 | 6 cables - 2 systems | LINESTRING (814040.0958375104 1245509.1432547153, 814286.0560340518 1245409.2790236454, 814541.7649259856 1245302.9245655322, 814972.6038310044 1245123.0187558553, 815222.1228411198 1245020.9919651994, 815579.7647240043 1244872.468492824, 815991.1984753336 1244702.390891542, 816414.2085813526 1244526.0102362272, 816891.7205134309 1244329.5574057596, 817320.972013284 1244149.959560667, 817729.489749837 1243980.9223807487, 818122.6109005087 1243818.7006273272, 818429.7759325923 1243692.6086679, 818698.0357589921 1243580.6032111552, 819159.6077640464 1243390.3293498694, 819414.0523521347 1243284.4245363432, 819923.1905169166 1243073.496783747, 820245.6264155732 1242940.3186224713, 820607.0198972048 1243086.365171182, 821098.5254459764 1243289.1218866077, 821612.335656791 1243497.270846781, 822044.7250180368 1243674.6626637848, 822539.2185584079 1243876.8119078449, 822650.0770970577 1243919.7901608334, 822864.6396236176 1243793.4690906215, 823099.1375194264 1243658.8021330454, 823521.6632950476 1243411.2249897725, 823924.252458488 1243176.238800444, 824332.4716968742 1242938.6003002578, 824850.1338210694 1242635.3401757577, 825139.9338263617 1242468.8346747975, 825498.72646377 1242259.8814166726, 825797.298988878 1242086.0283497062, 826279.0724426445 1241803.2693097475, 826601.4438947911 1241614.0953290064, 826818.3823949742 1241624.1953557646, 827319.3695764157 1241648.515813908, 827742.8782953057 1241669.4408797016, 828426.4177454249 1241702.8494682359) | line | [10 empty] | 6 |  |  |  | 168 | 139 | 1 | FALSE | FALSE | 2 | TRUE | TRUE | 168 | 139 | 814040.0958 | 1245509.1433 | 828426.4177 | 1241702.8495 | 168 | 814040.0958 | 1245509.1433 | 139 | 828426.4177 | 1241702.8495
VN | 318694112 | LINEVN0093b | 220 | 18.8575 | [5 empty] | 50 | 6 cables - 2 systems | LINESTRING (814040.0958375104 1245509.1432547153, 814286.0560340518 1245409.2790236454, 814541.7649259856 1245302.9245655322, 814972.6038310044 1245123.0187558553, 815222.1228411198 1245020.9919651994, 815579.7647240043 1244872.468492824, 815991.1984753336 1244702.390891542, 816414.2085813526 1244526.0102362272, 816891.7205134309 1244329.5574057596, 817320.972013284 1244149.959560667, 817729.489749837 1243980.9223807487, 818122.6109005087 1243818.7006273272, 818429.7759325923 1243692.6086679, 818698.0357589921 1243580.6032111552, 819159.6077640464 1243390.3293498694, 819414.0523521347 1243284.4245363432, 819923.1905169166 1243073.496783747, 820245.6264155732 1242940.3186224713, 820607.0198972048 1243086.365171182, 821098.5254459764 1243289.1218866077, 821612.335656791 1243497.270846781, 822044.7250180368 1243674.6626637848, 822539.2185584079 1243876.8119078449, 822650.0770970577 1243919.7901608334, 822864.6396236176 1243793.4690906215, 823099.1375194264 1243658.8021330454, 823521.6632950476 1243411.2249897725, 823924.252458488 1243176.238800444, 824332.4716968742 1242938.6003002578, 824850.1338210694 1242635.3401757577, 825139.9338263617 1242468.8346747975, 825498.72646377 1242259.8814166726, 825797.298988878 1242086.0283497062, 826279.0724426445 1241803.2693097475, 826601.4438947911 1241614.0953290064, 826818.3823949742 1241624.1953557646, 827319.3695764157 1241648.515813908, 827742.8782953057 1241669.4408797016, 828426.4177454249 1241702.8494682359) | line | [10 empty] | 6 |  |  |  | 168 | 139 | 1 | FALSE | FALSE | 2 | TRUE | TRUE | 168 | 139 | 814040.0958 | 1245509.1433 | 828426.4177 | 1241702.8495 | 168 | 814040.0958 | 1245509.1433 | 139 | 828426.4177 | 1241702.8495
VN | 318738937 | LINEVN0094a | 110 | 47.8989 | [5 empty] | 50 | 6 cables - 2 systems | LINESTRING (785954.5236173882 1234791.5666087256, 786123.1536076781 1234677.7556324946, 786258.445731655 1234586.4295760929, 786388.0709922083 1234499.4701548826, 786577.8876350789 1234368.3265919688, 786830.301892508 1234202.86115743, 786995.4709735401 1234091.8230185043, 787159.1574579696 1233981.7131466107, 787412.2105888943 1233811.5190376218, 787593.8916575197 1233690.357806609, 787720.1217111745 1233606.2719178386, 787843.5627510748 1233522.4604108457, 787946.9161537385 1233453.147833261, 788119.1839295636 1233337.6164124145, 788324.449861544 1233200.3413341395, 788464.8722416763 1233106.4439736903, 788596.5424813863 1233018.3908888444, 789217.1594742849 1232599.0685281577, 789450.3237738337 1232443.119533388, 789971.0350224092 1232213.8556583181, 790352.9767626189 1232044.975924271, 790578.0076116858 1231946.3423487078, 791044.9569110179 1231740.0653281603, 791193.1795522452 1231675.2477905992, 791688.3249130296 1231458.7157790835, 791873.1682201673 1231374.8591958976, 792041.8588723127 1231302.7794701564, 792163.0460497923 1231312.6275688708, 792191.2619071864 1231314.9187021942, 792479.8764118096 1231335.941504247, 792769.6211015447 1231358.9475090033, 793065.598283915 1231381.8243804239, 793291.9157940078 1231400.1881509172, 793602.8434967713 1231424.7772675913, 793925.5360765696 1231450.350669605, 794154.2002235681 1231467.978171948, 794408.4069570862 1231488.5846342614, 794671.7879531186 1231507.7379350492, 795081.5092733223 1231540.5904675042, 795360.2352897846 1231562.5681275732, 795666.5334051675 1231586.7591757274, 795937.2303240232 1231606.9529217314, 796219.3656413604 1231629.168623319, 796444.3209623239 1231647.2881410564, 796584.5096374424 1231659.496878291, 796756.7298985987 1231672.7966416627, 796933.5657790777 1231685.8518430442, 797096.103943832 1231698.776924648, 797262.1835744478 1231710.5730263803, 797598.4026511395 1231737.3268221144, 797773.133544892 1231749.9024946548, 797995.8119320639 1231767.281635465, 798299.6567400945 1231791.044163625, 798562.2059981192 1231810.6542159442, 798841.7285784702 1231833.1130134405, 799083.7313513011 1231854.508338432, 799244.2448727144 1232126.9258619077, 799378.9673819705 1232366.1845794234, 799701.4856523094 1232923.1289024616, 800017.4783403892 1233470.3880235995, 800721.7545397936 1233502.8530771313, 801164.7565176449 1233523.3468304402, 801337.119142035 1233531.317231682, 801640.1362345178 1233545.344230806, 801983.7617793976 1233563.2624188466, 802217.6151684374 1233765.5834289845, 802389.4262586588 1233915.5404738714, 802629.9937337555 1234119.456255552, 802798.5876972949 1234262.3678362493, 803023.8368310954 1234457.9413603765, 803174.5460432329 1234591.2562986119, 803445.2791316984 1234819.1651595312, 803612.5088458997 1234959.944557464, 803799.6748241005 1235120.6177713973, 803939.8461962404 1235242.8349278236, 804185.4457541052 1235452.4938035882, 804443.6213157413 1235672.8903965286, 804590.2410571433 1235794.7296157537, 804716.8715711397 1235906.7720371634, 805040.8571075194 1236186.126537438, 805246.2201495446 1236358.419564246, 805538.9889377551 1236612.3672854365, 805684.766040916 1236614.6225490628, 805974.8314632524 1236619.4087749752, 806061.8924236426 1236621.1090233072, 806327.7797682108 1236625.8130271533, 806653.7526861733 1236725.189854032, 806791.8853207645 1236766.9880532755, 807119.7832811512 1236863.7648826418, 807435.4405168768 1236957.9047757233, 807843.2349823236 1237079.5302088815, 808316.5878290997 1237218.7817374012, 808558.633773776 1237294.3514885786, 809173.6757770649 1237470.8093898813, 809507.0899846659 1237449.8293650919, 809713.0252712102 1237439.2080948623, 810003.8816725411 1237423.2822160404, 810374.821116349 1237402.8155557117, 810803.2294742889 1237291.4389599415, 811025.5975010872 1237233.279384205, 811533.6708656881 1237101.4122576246, 811859.9414618271 1237017.757408415, 812180.8117847515 1237188.5098288332, 812337.7213136938 1237274.3682268928, 812635.7413541989 1237428.1546348818, 812855.0628484595 1237548.2664370663, 813198.4905006224 1237733.277767304, 813467.1428082037 1237878.0092794944, 813731.5583208543 1238019.8239139295, 814048.0324742579 1238189.0959114681, 814209.7588568953 1238276.7621915827, 814475.6212654574 1238418.742679412, 814666.0569008833 1238523.7307771828, 814914.4005301215 1238658.2599189535, 815300.2731590425 1239583.7225407832, 815397.4051337312 1239821.3572602237, 815511.5022473421 1240115.600801003, 815616.7050218377 1240368.0190249265, 815725.0690037553 1240633.3561825173, 815889.8879360053 1241030.9873269396, 815733.5415293437 1241248.7867477615, 815600.9348230681 1241429.0329168888, 815292.9145646298 1241844.949594241, 815053.1327268104 1242169.9877145435, 814912.8007629472 1242355.1743673305, 814709.7803003829 1242639.2224306907, 814512.7459908812 1242911.6714798908, 814212.4628130613 1243310.2412069973, 814093.0816636817 1243481.9390582584, 813950.6807804159 1243677.447426853, 813815.9917586357 1243862.3809263345, 813919.0621596484 1244727.976194422, 813953.2373213666 1245010.2403485684, 813952.6775744264 1245107.5290389815) | line | [10 empty] | 6 | 2 |  |  | 169 | 170 | 1 | FALSE | FALSE | 2 | FALSE | TRUE |  | 170 |  |  | 813952.6776 | 1245107.529 | 169 | 785954.5236 | 1234791.5666 | 170 | 813952.6776 | 1245107.529
VN | 318738937 | LINEVN0094b | 110 | 47.8989 | [5 empty] | 50 | 6 cables - 2 systems | LINESTRING (785954.5236173882 1234791.5666087256, 786123.1536076781 1234677.7556324946, 786258.445731655 1234586.4295760929, 786388.0709922083 1234499.4701548826, 786577.8876350789 1234368.3265919688, 786830.301892508 1234202.86115743, 786995.4709735401 1234091.8230185043, 787159.1574579696 1233981.7131466107, 787412.2105888943 1233811.5190376218, 787593.8916575197 1233690.357806609, 787720.1217111745 1233606.2719178386, 787843.5627510748 1233522.4604108457, 787946.9161537385 1233453.147833261, 788119.1839295636 1233337.6164124145, 788324.449861544 1233200.3413341395, 788464.8722416763 1233106.4439736903, 788596.5424813863 1233018.3908888444, 789217.1594742849 1232599.0685281577, 789450.3237738337 1232443.119533388, 789971.0350224092 1232213.8556583181, 790352.9767626189 1232044.975924271, 790578.0076116858 1231946.3423487078, 791044.9569110179 1231740.0653281603, 791193.1795522452 1231675.2477905992, 791688.3249130296 1231458.7157790835, 791873.1682201673 1231374.8591958976, 792041.8588723127 1231302.7794701564, 792163.0460497923 1231312.6275688708, 792191.2619071864 1231314.9187021942, 792479.8764118096 1231335.941504247, 792769.6211015447 1231358.9475090033, 793065.598283915 1231381.8243804239, 793291.9157940078 1231400.1881509172, 793602.8434967713 1231424.7772675913, 793925.5360765696 1231450.350669605, 794154.2002235681 1231467.978171948, 794408.4069570862 1231488.5846342614, 794671.7879531186 1231507.7379350492, 795081.5092733223 1231540.5904675042, 795360.2352897846 1231562.5681275732, 795666.5334051675 1231586.7591757274, 795937.2303240232 1231606.9529217314, 796219.3656413604 1231629.168623319, 796444.3209623239 1231647.2881410564, 796584.5096374424 1231659.496878291, 796756.7298985987 1231672.7966416627, 796933.5657790777 1231685.8518430442, 797096.103943832 1231698.776924648, 797262.1835744478 1231710.5730263803, 797598.4026511395 1231737.3268221144, 797773.133544892 1231749.9024946548, 797995.8119320639 1231767.281635465, 798299.6567400945 1231791.044163625, 798562.2059981192 1231810.6542159442, 798841.7285784702 1231833.1130134405, 799083.7313513011 1231854.508338432, 799244.2448727144 1232126.9258619077, 799378.9673819705 1232366.1845794234, 799701.4856523094 1232923.1289024616, 800017.4783403892 1233470.3880235995, 800721.7545397936 1233502.8530771313, 801164.7565176449 1233523.3468304402, 801337.119142035 1233531.317231682, 801640.1362345178 1233545.344230806, 801983.7617793976 1233563.2624188466, 802217.6151684374 1233765.5834289845, 802389.4262586588 1233915.5404738714, 802629.9937337555 1234119.456255552, 802798.5876972949 1234262.3678362493, 803023.8368310954 1234457.9413603765, 803174.5460432329 1234591.2562986119, 803445.2791316984 1234819.1651595312, 803612.5088458997 1234959.944557464, 803799.6748241005 1235120.6177713973, 803939.8461962404 1235242.8349278236, 804185.4457541052 1235452.4938035882, 804443.6213157413 1235672.8903965286, 804590.2410571433 1235794.7296157537, 804716.8715711397 1235906.7720371634, 805040.8571075194 1236186.126537438, 805246.2201495446 1236358.419564246, 805538.9889377551 1236612.3672854365, 805684.766040916 1236614.6225490628, 805974.8314632524 1236619.4087749752, 806061.8924236426 1236621.1090233072, 806327.7797682108 1236625.8130271533, 806653.7526861733 1236725.189854032, 806791.8853207645 1236766.9880532755, 807119.7832811512 1236863.7648826418, 807435.4405168768 1236957.9047757233, 807843.2349823236 1237079.5302088815, 808316.5878290997 1237218.7817374012, 808558.633773776 1237294.3514885786, 809173.6757770649 1237470.8093898813, 809507.0899846659 1237449.8293650919, 809713.0252712102 1237439.2080948623, 810003.8816725411 1237423.2822160404, 810374.821116349 1237402.8155557117, 810803.2294742889 1237291.4389599415, 811025.5975010872 1237233.279384205, 811533.6708656881 1237101.4122576246, 811859.9414618271 1237017.757408415, 812180.8117847515 1237188.5098288332, 812337.7213136938 1237274.3682268928, 812635.7413541989 1237428.1546348818, 812855.0628484595 1237548.2664370663, 813198.4905006224 1237733.277767304, 813467.1428082037 1237878.0092794944, 813731.5583208543 1238019.8239139295, 814048.0324742579 1238189.0959114681, 814209.7588568953 1238276.7621915827, 814475.6212654574 1238418.742679412, 814666.0569008833 1238523.7307771828, 814914.4005301215 1238658.2599189535, 815300.2731590425 1239583.7225407832, 815397.4051337312 1239821.3572602237, 815511.5022473421 1240115.600801003, 815616.7050218377 1240368.0190249265, 815725.0690037553 1240633.3561825173, 815889.8879360053 1241030.9873269396, 815733.5415293437 1241248.7867477615, 815600.9348230681 1241429.0329168888, 815292.9145646298 1241844.949594241, 815053.1327268104 1242169.9877145435, 814912.8007629472 1242355.1743673305, 814709.7803003829 1242639.2224306907, 814512.7459908812 1242911.6714798908, 814212.4628130613 1243310.2412069973, 814093.0816636817 1243481.9390582584, 813950.6807804159 1243677.447426853, 813815.9917586357 1243862.3809263345, 813919.0621596484 1244727.976194422, 813953.2373213666 1245010.2403485684, 813952.6775744264 1245107.5290389815) | line | [10 empty] | 6 | 2 |  |  | 169 | 170 | 1 | FALSE | FALSE | 2 | FALSE | TRUE |  | 170 |  |  | 813952.6776 | 1245107.529 | 169 | 785954.5236 | 1234791.5666 | 170 | 813952.6776 | 1245107.529
VN | 318874829 | LINEVN0095 | 110 | 26.2629 | [5 empty] | 50 |  | LINESTRING (835602.2002723557 1283058.723006015, 835721.8421560264 1283100.8546828406, 835995.7852572836 1283199.6575802534, 836340.9733004569 1283323.0428596537, 836577.557030007 1283407.3507129168, 836807.509589331 1283488.9311295461, 837062.0660787341 1283580.9572749902, 837247.2963513043 1283648.5574673745, 837543.7173647506 1283753.988093089, 837765.3458820968 1283833.6814647054, 837906.0998810427 1283812.5225104755, 838067.7446635589 1283854.136325021, 838365.7929895187 1283935.220291546, 838584.7136469891 1283996.7408746337, 838782.308085834 1284050.5446011445, 839027.9494291926 1284115.5606714673, 839254.6718200913 1284176.374537481, 839502.755693812 1284245.574307315, 839652.9157470071 1284285.909175512, 840132.4812466964 1284415.7644263883, 840332.6010709803 1284471.9991010744, 840551.3521831759 1284492.8809395593, 840843.8632677679 1284522.857688506, 841179.8281609955 1284555.7955674296, 841354.345259986 1284574.2370171854, 841545.8965401084 1284594.4726992657, 841792.4579890636 1284654.8722881083, 842046.1044024392 1284720.2580429215, 842452.6332839227 1284825.3507239667, 842836.6031536183 1284924.618772444, 843191.9503180718 1285016.4880588371, 843714.1475587557 1285151.5063004117, 844030.7786211281 1285233.3893658684, 844297.9274660527 1285299.6324230486, 844592.6593324969 1285373.31644502, 844889.7463395057 1285452.1351617884, 845117.5821871811 1285510.1305352477, 845281.4228980999 1285551.8445031615, 845455.6819478773 1285595.270237321, 845612.3788539355 1285634.3151755345, 845768.3072073255 1285673.7289771386, 845917.1245808455 1285711.4696061183, 846133.9406124416 1285764.732438127, 846254.2801271994 1285795.92203622, 846432.0699675702 1285841.7855401733, 846598.6039323462 1285885.619539751, 846781.4124616504 1285932.7374907117, 846933.4551290493 1285971.92622448, 847156.4945532992 1286027.9579638862, 847372.0866982692 1286081.1393957504, 847612.6126650993 1286144.292512464, 847965.7648686867 1286230.1526170576, 848151.1394391614 1286276.101409315, 848534.6140596964 1286370.316532546, 848718.3014866107 1286415.740755273, 849009.4736629132 1286486.663678614, 849219.5366060559 1286538.0697272876, 849438.8431320562 1286591.741232584, 849697.9383308328 1286656.7058758552, 849993.0412431755 1286729.367022254, 850329.4613776564 1286812.3109679564, 850690.8002452643 1286899.6831838419, 850908.1934896222 1286955.316181944, 851161.4721147981 1287015.9427757456, 851542.3789873092 1287107.7012259758, 851785.7136805574 1287167.057852386, 851960.2658638888 1287210.8717453363, 852267.1907289771 1287285.2533870828, 852571.8413768574 1287361.7833311432, 852750.676912141 1287405.2080367282, 852889.8815590672 1287438.8679680773, 853227.5584960887 1287520.1563293145, 853513.198513963 1287587.1323654992, 853691.0252848307 1287631.7921421211, 853829.1366517819 1287667.4157827569, 853966.6877035692 1287699.5117463083, 854163.1158418059 1287745.350821354, 854322.5935885502 1287784.7876649206, 854510.3098370321 1287829.5659651903, 854691.2595052035 1287873.138327694, 854866.5785834084 1287917.3672485068, 855179.1591019682 1287991.2261917654, 855438.307554501 1288052.5467286075, 855713.3592600698 1288120.8750324722, 855931.1703196312 1288174.6257650726, 856095.9873312234 1288214.8210645306, 856289.5511232833 1288259.811767247, 856483.7038198507 1288306.7377824627, 856607.2283247265 1288339.2946045315, 856705.5695448502 1288361.9369376719, 856793.4139712392 1288383.063059813) | line |  | DL - ĐD | [8 empty] | 3 |  |  |  | 171 | 172 | 1 | FALSE | FALSE | 1 | TRUE | TRUE | 171 | 172 | 835602.2003 | 1283058.723 | 856793.414 | 1288383.0631 | 171 | 835602.2003 | 1283058.723 | 172 | 856793.414 | 1288383.0631
VN | 318874841 | LINEVN0096a | 220 | 21.8499 | [5 empty] | 50 | 6 cables - 2 systems | LINESTRING (866002.4703718168 1270060.8236316661, 865979.3171677928 1270109.74447552, 865934.5956526431 1270376.288338846, 865878.1509208987 1270591.3116752538, 865820.2086575001 1270812.0550763267, 865763.3213302934 1271154.1533880255, 865708.8626542116 1271431.3163617724, 865646.3665506071 1271749.4459419192, 865587.8668826704 1272047.163724061, 865513.7284349503 1272411.899841212, 865467.5663223246 1272645.65065756, 865414.4697782977 1272895.1155228734, 865392.9685952025 1272992.6919469878, 865339.2935653467 1273292.7249399738, 865285.8233137962 1273531.197329137, 865245.9345994282 1273734.804342294, 865216.5519414896 1273874.057915138, 865159.3119583442 1274052.7287326849, 865119.3045472971 1274185.0795080627, 865053.5974455777 1274374.196201755, 864907.3282311871 1274805.8216326793, 864794.7503776068 1275138.1298980445, 864673.4469266217 1275503.1444498727, 864612.0369021394 1275680.9463947462, 864489.722983835 1276051.3318868587, 864106.0209234543 1276067.2399370214, 863820.4932365639 1276080.7951409, 863395.4419061856 1276100.228868259, 863023.612535935 1276115.7118862972, 862832.703933674 1276124.6264844944, 862450.6855690959 1276141.0832874584, 861905.293147206 1276158.5209414153, 861571.9585746091 1276177.2244812178, 860933.345043205 1276222.0877274775, 860659.0640956755 1276239.810254075, 860304.0462403016 1276265.7638624154, 859821.0342848487 1276294.843663542, 859599.2568668247 1276314.0436374752, 859227.3759366712 1276342.2293810586, 858971.7457812019 1276349.5477086494, 858645.2301053342 1276375.7803138548, 858209.9809667468 1276405.9306485523, 858071.7319492628 1276415.6985606914, 857681.3831431924 1276445.3626384304, 857409.0011116934 1276752.6074281975, 857118.8596527039 1277083.2189401684, 856789.1274050836 1277461.9897416595, 856568.0381867322 1277434.7983553857, 856090.9038344459 1277389.5468079783, 855786.4709519835 1277343.069732809, 855726.9131641896 1277338.3152876617, 855272.7447653834 1277288.6094118143, 853945.3865052094 1277148.3825385773, 853621.8582970047 1277112.9197834, 853472.6396918531 1277096.9653456106, 852969.4051856477 1277041.2129410072) | line | [10 empty] | 6 |  |  |  | 173 | 174 | 1 | FALSE | FALSE | 2 | FALSE | TRUE |  | 174 |  |  | 852969.4052 | 1277041.2129 | 173 | 866002.4704 | 1270060.8236 | 174 | 852969.4052 | 1277041.2129
VN | 318874841 | LINEVN0096b | 220 | 21.8499 | [5 empty] | 50 | 6 cables - 2 systems | LINESTRING (866002.4703718168 1270060.8236316661, 865979.3171677928 1270109.74447552, 865934.5956526431 1270376.288338846, 865878.1509208987 1270591.3116752538, 865820.2086575001 1270812.0550763267, 865763.3213302934 1271154.1533880255, 865708.8626542116 1271431.3163617724, 865646.3665506071 1271749.4459419192, 865587.8668826704 1272047.163724061, 865513.7284349503 1272411.899841212, 865467.5663223246 1272645.65065756, 865414.4697782977 1272895.1155228734, 865392.9685952025 1272992.6919469878, 865339.2935653467 1273292.7249399738, 865285.8233137962 1273531.197329137, 865245.9345994282 1273734.804342294, 865216.5519414896 1273874.057915138, 865159.3119583442 1274052.7287326849, 865119.3045472971 1274185.0795080627, 865053.5974455777 1274374.196201755, 864907.3282311871 1274805.8216326793, 864794.7503776068 1275138.1298980445, 864673.4469266217 1275503.1444498727, 864612.0369021394 1275680.9463947462, 864489.722983835 1276051.3318868587, 864106.0209234543 1276067.2399370214, 863820.4932365639 1276080.7951409, 863395.4419061856 1276100.228868259, 863023.612535935 1276115.7118862972, 862832.703933674 1276124.6264844944, 862450.6855690959 1276141.0832874584, 861905.293147206 1276158.5209414153, 861571.9585746091 1276177.2244812178, 860933.345043205 1276222.0877274775, 860659.0640956755 1276239.810254075, 860304.0462403016 1276265.7638624154, 859821.0342848487 1276294.843663542, 859599.2568668247 1276314.0436374752, 859227.3759366712 1276342.2293810586, 858971.7457812019 1276349.5477086494, 858645.2301053342 1276375.7803138548, 858209.9809667468 1276405.9306485523, 858071.7319492628 1276415.6985606914, 857681.3831431924 1276445.3626384304, 857409.0011116934 1276752.6074281975, 857118.8596527039 1277083.2189401684, 856789.1274050836 1277461.9897416595, 856568.0381867322 1277434.7983553857, 856090.9038344459 1277389.5468079783, 855786.4709519835 1277343.069732809, 855726.9131641896 1277338.3152876617, 855272.7447653834 1277288.6094118143, 853945.3865052094 1277148.3825385773, 853621.8582970047 1277112.9197834, 853472.6396918531 1277096.9653456106, 852969.4051856477 1277041.2129410072) | line | [10 empty] | 6 |  |  |  | 173 | 174 | 1 | FALSE | FALSE | 2 | FALSE | TRUE |  | 174 |  |  | 852969.4052 | 1277041.2129 | 173 | 866002.4704 | 1270060.8236 | 174 | 852969.4052 | 1277041.2129
VN | 400100604 | LINEVN0097a | 500 | 0.30187 | [5 empty] | 50 | 6 cables - 2 systems | LINESTRING (683831.660529913 1221269.004778677, 684063.524415524 1221171.439227202) | line | [10 empty] | 6 | 1 |  |  | 175 | 176 | 1 | FALSE | FALSE | 2 | TRUE | TRUE | 175 | 176 | 683831.6605 | 1221269.0048 | 684063.5244 | 1221171.4392 | 175 | 683831.6605 | 1221269.0048 | 176 | 684063.5244 | 1221171.4392
VN | 400100604 | LINEVN0097b | 500 | 0.30187 | [5 empty] | 50 | 6 cables - 2 systems | LINESTRING (683831.660529913 1221269.004778677, 684063.524415524 1221171.439227202) | line | [10 empty] | 6 | 1 |  |  | 175 | 176 | 1 | FALSE | FALSE | 2 | TRUE | TRUE | 175 | 176 | 683831.6605 | 1221269.0048 | 684063.5244 | 1221171.4392 | 175 | 683831.6605 | 1221269.0048 | 176 | 684063.5244 | 1221171.4392
VN | 400102295 | LINEVN0098a | 500 | 1.8749 | [5 empty] | 50 | 6 cables - 2 systems | LINESTRING (631830.5983171323 1150849.1836633624, 632221.9589226993 1150860.227378915, 632624.928725963 1150867.3607275472, 633013.3839178489 1150882.516309222, 633392.410265581 1150889.843338637) | line | [10 empty] | 6 | 2 |  |  | 177 | 178 | 1 | FALSE | FALSE | 2 | TRUE | TRUE | 177 | 178 | 631830.5983 | 1150849.1837 | 633392.4103 | 1150889.8433 | 177 | 631830.5983 | 1150849.1837 | 178 | 633392.4103 | 1150889.8433
VN | 400102295 | LINEVN0098b | 500 | 1.8749 | [5 empty] | 50 | 6 cables - 2 systems | LINESTRING (631830.5983171323 1150849.1836633624, 632221.9589226993 1150860.227378915, 632624.928725963 1150867.3607275472, 633013.3839178489 1150882.516309222, 633392.410265581 1150889.843338637) | line | [10 empty] | 6 | 2 |  |  | 177 | 178 | 1 | FALSE | FALSE | 2 | TRUE | TRUE | 177 | 178 | 631830.5983 | 1150849.1837 | 633392.4103 | 1150889.8433 | 177 | 631830.5983 | 1150849.1837 | 178 | 633392.4103 | 1150889.8433
VN | 400102296 | LINEVN0099a | 500 | 7.6652 | [5 empty] | 50 | 6 cables - 2 systems | LINESTRING (650133.4383275642 1157308.0394839146, 650572.7211642409 1157453.1896707774, 651351.7713126751 1157708.9185816997, 651760.1092287217 1157844.4490297874, 652168.7777331419 1157978.8912705388, 652577.7570276094 1158111.780706225, 652983.6296125222 1158246.088377262, 653393.3009781229 1158379.743496984, 653802.4900856599 1158515.4146922627, 654221.274305698 1158654.0539632868, 654618.5025474149 1158780.4249550346, 654994.5358879161 1158906.8604425783, 655375.382910643 1159030.977378364, 655765.5773666564 1159159.620504189, 656201.2575554121 1159303.8482308937) | line |  | Đường dây 500kV Nhà Bè - Ô Môn | [8 empty] | 6 |  |  |  | 110 | 179 | 1 | FALSE | FALSE | 2 | TRUE | TRUE | 110 | 179 | 650133.4383 | 1157308.0395 | 656201.2576 | 1159303.8482 | 110 | 650133.4383 | 1157308.0395 | 179 | 656201.2576 | 1159303.8482
VN | 400102296 | LINEVN0099b | 500 | 7.6652 | [5 empty] | 50 | 6 cables - 2 systems | LINESTRING (650133.4383275642 1157308.0394839146, 650572.7211642409 1157453.1896707774, 651351.7713126751 1157708.9185816997, 651760.1092287217 1157844.4490297874, 652168.7777331419 1157978.8912705388, 652577.7570276094 1158111.780706225, 652983.6296125222 1158246.088377262, 653393.3009781229 1158379.743496984, 653802.4900856599 1158515.4146922627, 654221.274305698 1158654.0539632868, 654618.5025474149 1158780.4249550346, 654994.5358879161 1158906.8604425783, 655375.382910643 1159030.977378364, 655765.5773666564 1159159.620504189, 656201.2575554121 1159303.8482308937) | line |  | Đường dây 500kV Nhà Bè - Ô Môn | [8 empty] | 6 |  |  |  | 110 | 179 | 1 | FALSE | FALSE | 2 | TRUE | TRUE | 110 | 179 | 650133.4383 | 1157308.0395 | 656201.2576 | 1159303.8482 | 110 | 650133.4383 | 1157308.0395 | 179 | 656201.2576 | 1159303.8482
VN | 400102297 | LINEVN0100 | 500 | 0.93473 | [5 empty] | 50 |  | LINESTRING (610221.4264131425 1146319.6395244612, 610602.4148826827 1146320.8908817477, 610959.2302951753 1146497.089812066) | line | [10 empty] | 3 |  |  |  | 180 | 181 | 1 | FALSE | FALSE | 1 | TRUE | TRUE | 180 | 181 | 610221.4264 | 1146319.6395 | 610959.2303 | 1146497.0898 | 180 | 610221.4264 | 1146319.6395 | 181 | 610959.2303 | 1146497.0898
VN | 400102298 | LINEVN0101a | 500 | 23.3945 | [5 empty] | 50 | 9 cables - 3 systems | LINESTRING (659417.4920867612 1174978.523050284, 659643.0325495224 1175320.1312689665, 659876.7271897859 1175676.3687405316, 660125.0442353542 1176060.6050918777, 660370.3070098528 1176427.7302671499, 660580.0663286673 1176752.063032494, 660956.5599960877 1176940.4479669882, 661354.4493317179 1177135.940737772, 661581.8647182293 1177248.9001984033, 661793.0045373484 1177353.7759455647, 662239.7596042553 1177576.3354748827, 662691.7884190886 1177797.7435704465, 663138.2488278924 1178017.981447855, 663586.43487339 1178242.3046780261, 663980.4916551895 1178435.170688886, 664348.4685008628 1178617.7175001777, 664688.3553308726 1178784.9681498597, 664935.734632209 1178903.3816613515, 665245.1679039281 1179055.182454575, 665693.9945063896 1179266.555491434, 666195.4758244728 1179508.3784874347, 666599.4712744919 1179701.6157052086, 666947.8542556174 1179868.0492478982, 667316.7128492922 1180043.6358504698, 667721.8676461955 1180239.0841374057, 668122.0529710904 1180429.8345456996, 668535.0989443366 1180629.5584292323, 668950.2133072899 1180826.0907732132, 669363.1005143961 1181025.2281470138, 669716.8796484054 1181192.8937698114, 669956.6014831542 1181311.58729369, 669873.4262615467 1181687.8263034576, 669771.8145883589 1182143.268312246, 669674.5392920593 1182582.9814098154, 669578.4361837212 1183022.7004216746, 669473.5958598282 1183507.8358765112, 669391.5837795031 1183886.9787859493, 669612.7351477381 1184194.466655413, 669899.4310990046 1184594.7010432137, 670161.6580769441 1184958.657129075, 670427.59531969 1185325.3559358746, 670681.1285473517 1185682.1616821734, 670891.184018228 1185972.6932101606, 671036.8623509855 1186175.1414299782, 671399.996553286 1186110.733341973, 671864.3837982374 1186028.3628139384, 672278.3044280695 1185954.400842872, 672507.2096883697 1185915.056433798) | line | [10 empty] | 9 |  |  |  | 182 | 183 | 1 | FALSE | FALSE | 3 | TRUE | TRUE | 182 | 183 | 659417.4921 | 1174978.5231 | 672507.2097 | 1185915.0564 | 182 | 659417.4921 | 1174978.5231 | 183 | 672507.2097 | 1185915.0564
VN | 400102298 | LINEVN0101b | 500 | 23.3945 | [5 empty] | 50 | 9 cables - 3 systems | LINESTRING (659417.4920867612 1174978.523050284, 659643.0325495224 1175320.1312689665, 659876.7271897859 1175676.3687405316, 660125.0442353542 1176060.6050918777, 660370.3070098528 1176427.7302671499, 660580.0663286673 1176752.063032494, 660956.5599960877 1176940.4479669882, 661354.4493317179 1177135.940737772, 661581.8647182293 1177248.9001984033, 661793.0045373484 1177353.7759455647, 662239.7596042553 1177576.3354748827, 662691.7884190886 1177797.7435704465, 663138.2488278924 1178017.981447855, 663586.43487339 1178242.3046780261, 663980.4916551895 1178435.170688886, 664348.4685008628 1178617.7175001777, 664688.3553308726 1178784.9681498597, 664935.734632209 1178903.3816613515, 665245.1679039281 1179055.182454575, 665693.9945063896 1179266.555491434, 666195.4758244728 1179508.3784874347, 666599.4712744919 1179701.6157052086, 666947.8542556174 1179868.0492478982, 667316.7128492922 1180043.6358504698, 667721.8676461955 1180239.0841374057, 668122.0529710904 1180429.8345456996, 668535.0989443366 1180629.5584292323, 668950.2133072899 1180826.0907732132, 669363.1005143961 1181025.2281470138, 669716.8796484054 1181192.8937698114, 669956.6014831542 1181311.58729369, 669873.4262615467 1181687.8263034576, 669771.8145883589 1182143.268312246, 669674.5392920593 1182582.9814098154, 669578.4361837212 1183022.7004216746, 669473.5958598282 1183507.8358765112, 669391.5837795031 1183886.9787859493, 669612.7351477381 1184194.466655413, 669899.4310990046 1184594.7010432137, 670161.6580769441 1184958.657129075, 670427.59531969 1185325.3559358746, 670681.1285473517 1185682.1616821734, 670891.184018228 1185972.6932101606, 671036.8623509855 1186175.1414299782, 671399.996553286 1186110.733341973, 671864.3837982374 1186028.3628139384, 672278.3044280695 1185954.400842872, 672507.2096883697 1185915.056433798) | line | [10 empty] | 9 |  |  |  | 182 | 183 | 1 | FALSE | FALSE | 3 | TRUE | TRUE | 182 | 183 | 659417.4921 | 1174978.5231 | 672507.2097 | 1185915.0564 | 182 | 659417.4921 | 1174978.5231 | 183 | 672507.2097 | 1185915.0564
VN | 400102298 | LINEVN0101c | 500 | 23.3945 | [5 empty] | 50 | 9 cables - 3 systems | LINESTRING (659417.4920867612 1174978.523050284, 659643.0325495224 1175320.1312689665, 659876.7271897859 1175676.3687405316, 660125.0442353542 1176060.6050918777, 660370.3070098528 1176427.7302671499, 660580.0663286673 1176752.063032494, 660956.5599960877 1176940.4479669882, 661354.4493317179 1177135.940737772, 661581.8647182293 1177248.9001984033, 661793.0045373484 1177353.7759455647, 662239.7596042553 1177576.3354748827, 662691.7884190886 1177797.7435704465, 663138.2488278924 1178017.981447855, 663586.43487339 1178242.3046780261, 663980.4916551895 1178435.170688886, 664348.4685008628 1178617.7175001777, 664688.3553308726 1178784.9681498597, 664935.734632209 1178903.3816613515, 665245.1679039281 1179055.182454575, 665693.9945063896 1179266.555491434, 666195.4758244728 1179508.3784874347, 666599.4712744919 1179701.6157052086, 666947.8542556174 1179868.0492478982, 667316.7128492922 1180043.6358504698, 667721.8676461955 1180239.0841374057, 668122.0529710904 1180429.8345456996, 668535.0989443366 1180629.5584292323, 668950.2133072899 1180826.0907732132, 669363.1005143961 1181025.2281470138, 669716.8796484054 1181192.8937698114, 669956.6014831542 1181311.58729369, 669873.4262615467 1181687.8263034576, 669771.8145883589 1182143.268312246, 669674.5392920593 1182582.9814098154, 669578.4361837212 1183022.7004216746, 669473.5958598282 1183507.8358765112, 669391.5837795031 1183886.9787859493, 669612.7351477381 1184194.466655413, 669899.4310990046 1184594.7010432137, 670161.6580769441 1184958.657129075, 670427.59531969 1185325.3559358746, 670681.1285473517 1185682.1616821734, 670891.184018228 1185972.6932101606, 671036.8623509855 1186175.1414299782, 671399.996553286 1186110.733341973, 671864.3837982374 1186028.3628139384, 672278.3044280695 1185954.400842872, 672507.2096883697 1185915.056433798) | line | [10 empty] | 9 |  |  |  | 182 | 183 | 1 | FALSE | FALSE | 3 | TRUE | TRUE | 182 | 183 | 659417.4921 | 1174978.5231 | 672507.2097 | 1185915.0564 | 182 | 659417.4921 | 1174978.5231 | 183 | 672507.2097 | 1185915.0564
VN | 400102299 | LINEVN0102 | 500 | 0.92668 | [5 empty] | 50 |  | LINESTRING (610959.2302951753 1146497.089812066, 610599.8673293127 1146337.0390173066, 610221.4264131425 1146319.6395244612) | line | [10 empty] | 3 |  |  |  | 181 | 180 | 1 | FALSE | FALSE | 1 | TRUE | TRUE | 181 | 180 | 610959.2303 | 1146497.0898 | 610221.4264 | 1146319.6395 | 181 | 610959.2303 | 1146497.0898 | 180 | 610221.4264 | 1146319.6395
VN | 400102300 | LINEVN0103a | 500 | 14.4543 | [5 empty] | 50 | 6 cables - 2 systems | LINESTRING (610959.2302951753 1146497.089812066, 611369.3458819385 1146688.6351879744, 611767.1152422046 1146881.1414913004, 612166.2159903065 1147070.3395663614, 612595.316543079 1147271.5385030012, 612978.1922835723 1147454.6675110173, 613389.0439071088 1147645.887518739, 613794.1512482421 1147838.1003845138, 614203.4737190346 1148032.3891449354, 614599.1122868734 1148218.3442723374, 615014.6795197536 1148412.1664692091, 615423.0752384008 1148604.8644710633, 615828.5514849338 1148798.5090586308, 616237.9457525986 1148991.3315098593, 616604.2812714817 1149153.6369849683, 616941.6642024376 1149323.369075782, 617359.100369952 1149520.7671397126, 617763.1133073069 1149714.000379398, 618167.1550463558 1149910.434838705, 618573.4891044124 1150101.198195517, 618980.7803884024 1150295.774241884, 619387.4679278565 1150489.612561245, 619791.6913278664 1150685.6925482783, 620216.7538233083 1150885.2006997098, 620605.8476892546 1151072.5577159582, 621010.1088790172 1151266.7846194, 621419.0262361681 1151458.8323499414, 621840.655069457 1151661.7344411917) | line | [10 empty] | 6 |  |  |  | 181 | 184 | 1 | FALSE | FALSE | 2 | TRUE | TRUE | 181 | 184 | 610959.2303 | 1146497.0898 | 621840.6551 | 1151661.7344 | 181 | 610959.2303 | 1146497.0898 | 184 | 621840.6551 | 1151661.7344
VN | 400102300 | LINEVN0103b | 500 | 14.4543 | [5 empty] | 50 | 6 cables - 2 systems | LINESTRING (610959.2302951753 1146497.089812066, 611369.3458819385 1146688.6351879744, 611767.1152422046 1146881.1414913004, 612166.2159903065 1147070.3395663614, 612595.316543079 1147271.5385030012, 612978.1922835723 1147454.6675110173, 613389.0439071088 1147645.887518739, 613794.1512482421 1147838.1003845138, 614203.4737190346 1148032.3891449354, 614599.1122868734 1148218.3442723374, 615014.6795197536 1148412.1664692091, 615423.0752384008 1148604.8644710633, 615828.5514849338 1148798.5090586308, 616237.9457525986 1148991.3315098593, 616604.2812714817 1149153.6369849683, 616941.6642024376 1149323.369075782, 617359.100369952 1149520.7671397126, 617763.1133073069 1149714.000379398, 618167.1550463558 1149910.434838705, 618573.4891044124 1150101.198195517, 618980.7803884024 1150295.774241884, 619387.4679278565 1150489.612561245, 619791.6913278664 1150685.6925482783, 620216.7538233083 1150885.2006997098, 620605.8476892546 1151072.5577159582, 621010.1088790172 1151266.7846194, 621419.0262361681 1151458.8323499414, 621840.655069457 1151661.7344411917) | line | [10 empty] | 6 |  |  |  | 181 | 184 | 1 | FALSE | FALSE | 2 | TRUE | TRUE | 181 | 184 | 610959.2303 | 1146497.0898 | 621840.6551 | 1151661.7344 | 181 | 610959.2303 | 1146497.0898 | 184 | 621840.6551 | 1151661.7344
VN | 400102301 | LINEVN0104 | 500 | 0.68037 | [5 empty] | 50 |  | LINESTRING (625919.4868521605 1152266.5263888969, 626211.2825320275 1152295.2237200935, 626433.4948627839 1152135.3145278688) | line | [10 empty] | 3 |  |  |  | 185 | 186 | 1 | FALSE | FALSE | 1 | TRUE | TRUE | 185 | 186 | 625919.4869 | 1152266.5264 | 626433.4949 | 1152135.3145 | 185 | 625919.4869 | 1152266.5264 | 186 | 626433.4949 | 1152135.3145
VN | 400102302 | LINEVN0105 | 500 | 0.91263 | [5 empty] | 50 |  | LINESTRING (656852.2542738089 1159670.508308961, 656570.5927553155 1159430.415929461, 656201.2575554121 1159303.8482308937) | line | [10 empty] | 3 |  |  |  | 111 | 179 | 1 | FALSE | FALSE | 1 | TRUE | TRUE | 111 | 179 | 656852.2543 | 1159670.5083 | 656201.2576 | 1159303.8482 | 111 | 656852.2543 | 1159670.5083 | 179 | 656201.2576 | 1159303.8482
VN | 400102303 | LINEVN0106 | 500 | 0.69852 | [5 empty] | 50 |  | LINESTRING (626433.4948627839 1152135.3145278688, 626217.749960685 1152313.9367946868, 625919.4868521605 1152266.5263888969) | line | [10 empty] | 3 |  |  |  | 186 | 185 | 1 | FALSE | FALSE | 1 | TRUE | TRUE | 186 | 185 | 626433.4949 | 1152135.3145 | 625919.4869 | 1152266.5264 | 186 | 626433.4949 | 1152135.3145 | 185 | 625919.4869 | 1152266.5264
VN | 400102304 | LINEVN0107 | 500 | 0.73818 | [5 empty] | 50 |  | LINESTRING (641295.2932104897 1149899.3778380926, 641605.5707376471 1149866.5227905675, 641838.1487050147 1150060.9459249836) | line | [10 empty] | 3 |  |  |  | 114 | 187 | 1 | FALSE | FALSE | 1 | TRUE | TRUE | 114 | 187 | 641295.2932 | 1149899.3778 | 641838.1487 | 1150060.9459 | 114 | 641295.2932 | 1149899.3778 | 187 | 641838.1487 | 1150060.9459
VN | 400102305 | LINEVN0108 | 500 | 0.69868 | [5 empty] | 50 |  | LINESTRING (628013.0783111295 1150922.0165130203, 628246.2659914857 1150756.5064742698, 628542.5482055394 1150756.8171977098) | line | [10 empty] | 3 |  |  |  | 188 | 189 | 1 | FALSE | FALSE | 1 | TRUE | TRUE | 188 | 189 | 628013.0783 | 1150922.0165 | 628542.5482 | 1150756.8172 | 188 | 628013.0783 | 1150922.0165 | 189 | 628542.5482 | 1150756.8172
VN | 400102306 | LINEVN0109 | 500 | 0.75831 | [5 empty] | 50 |  | LINESTRING (641295.2932104897 1149899.3778380926, 641613.0046953269 1149847.7741323235, 641838.1487050147 1150060.9459249836) | line | [10 empty] | 3 |  |  |  | 114 | 187 | 1 | FALSE | FALSE | 1 | TRUE | TRUE | 114 | 187 | 641295.2932 | 1149899.3778 | 641838.1487 | 1150060.9459 | 114 | 641295.2932 | 1149899.3778 | 187 | 641838.1487 | 1150060.9459
VN | 400102307 | LINEVN0110 | 500 | 0.83774 | [5 empty] | 50 |  | LINESTRING (621840.655069457 1151661.7344411917, 622150.9043466912 1151798.4722787237, 622505.8562038221 1151852.7068523264) | line | [10 empty] | 3 |  |  |  | 184 | 190 | 1 | FALSE | FALSE | 1 | TRUE | TRUE | 184 | 190 | 621840.6551 | 1151661.7344 | 622505.8562 | 1151852.7069 | 184 | 621840.6551 | 1151661.7344 | 190 | 622505.8562 | 1151852.7069
VN | 400102308 | LINEVN0111 | 500 | 0.9182 | [5 empty] | 50 |  | LINESTRING (656201.2575554121 1159303.8482308937, 656575.3694794922 1159419.8751959673, 656852.2542738089 1159670.508308961) | line | [10 empty] | 3 |  |  |  | 179 | 111 | 1 | FALSE | FALSE | 1 | TRUE | TRUE | 179 | 111 | 656201.2576 | 1159303.8482 | 656852.2543 | 1159670.5083 | 179 | 656201.2576 | 1159303.8482 | 111 | 656852.2543 | 1159670.5083
VN | 400102309 | LINEVN0112 | 500 | 0.71408 | [5 empty] | 50 |  | LINESTRING (628542.5482055394 1150756.8171977098, 628240.6739029938 1150738.1058323237, 628013.0783111295 1150922.0165130203) | line | [10 empty] | 3 |  |  |  | 189 | 188 | 1 | FALSE | FALSE | 1 | TRUE | TRUE | 189 | 188 | 628542.5482 | 1150756.8172 | 628013.0783 | 1150922.0165 | 189 | 628542.5482 | 1150756.8172 | 188 | 628013.0783 | 1150922.0165
VN | 400102310 | LINEVN0113 | 500 | 0.58654 | [5 empty] | 50 |  | LINESTRING (633879.83949072 1150867.323568208, 633637.6354477268 1150892.8215561656, 633392.410265581 1150889.843338637) | line | [10 empty] | 3 |  |  |  | 113 | 178 | 1 | FALSE | FALSE | 1 | TRUE | TRUE | 113 | 178 | 633879.8395 | 1150867.3236 | 633392.4103 | 1150889.8433 | 113 | 633879.8395 | 1150867.3236 | 178 | 633392.4103 | 1150889.8433
VN | 400102311 | LINEVN0114 | 500 | 0.58972 | [5 empty] | 50 |  | LINESTRING (633392.410265581 1150889.843338637, 633637.9830780608 1150907.7416947216, 633879.83949072 1150867.323568208) | line | [10 empty] | 3 |  |  |  | 178 | 113 | 1 | FALSE | FALSE | 1 | TRUE | TRUE | 178 | 113 | 633392.4103 | 1150889.8433 | 633879.8395 | 1150867.3236 | 178 | 633392.4103 | 1150889.8433 | 113 | 633879.8395 | 1150867.3236
VN | 400102312 | LINEVN0115 | 500 | 0.84556 | [5 empty] | 50 |  | LINESTRING (621840.655069457 1151661.7344411917, 622145.8536781035 1151818.2385842307, 622505.8562038221 1151852.7068523264) | line | [10 empty] | 3 |  |  |  | 184 | 190 | 1 | FALSE | FALSE | 1 | TRUE | TRUE | 184 | 190 | 621840.6551 | 1151661.7344 | 622505.8562 | 1151852.7069 | 184 | 621840.6551 | 1151661.7344 | 190 | 622505.8562 | 1151852.7069
VN | 400102313 | LINEVN0116 | 500 | 0.87412 | [5 empty] | 50 |  | LINESTRING (649515.0874185306 1156965.353826053, 649741.4655920523 1157190.3520394845, 650133.4383275642 1157308.0394839146) | line | [10 empty] | 3 |  |  |  | 109 | 110 | 1 | FALSE | FALSE | 1 | TRUE | TRUE | 109 | 110 | 649515.0874 | 1156965.3538 | 650133.4383 | 1157308.0395 | 109 | 649515.0874 | 1156965.3538 | 110 | 650133.4383 | 1157308.0395
VN | 400102314 | LINEVN0117a | 500 | 2.5639 | [5 empty] | 50 | 6 cables - 2 systems | LINESTRING (647924.10390428 1155539.4447167502, 648266.5722658597 1155843.9385795102, 648574.7495749439 1156130.3944592983, 648890.3557090488 1156409.0223092132, 649197.1727676182 1156686.200123621, 649515.0874185306 1156965.353826053) | line | [10 empty] | 6 |  |  |  | 191 | 109 | 1 | FALSE | FALSE | 2 | TRUE | TRUE | 191 | 109 | 647924.1039 | 1155539.4447 | 649515.0874 | 1156965.3538 | 191 | 647924.1039 | 1155539.4447 | 109 | 649515.0874 | 1156965.3538
VN | 400102314 | LINEVN0117b | 500 | 2.5639 | [5 empty] | 50 | 6 cables - 2 systems | LINESTRING (647924.10390428 1155539.4447167502, 648266.5722658597 1155843.9385795102, 648574.7495749439 1156130.3944592983, 648890.3557090488 1156409.0223092132, 649197.1727676182 1156686.200123621, 649515.0874185306 1156965.353826053) | line | [10 empty] | 6 |  |  |  | 191 | 109 | 1 | FALSE | FALSE | 2 | TRUE | TRUE | 191 | 109 | 647924.1039 | 1155539.4447 | 649515.0874 | 1156965.3538 | 191 | 647924.1039 | 1155539.4447 | 109 | 649515.0874 | 1156965.3538
VN | 400102315 | LINEVN0118 | 500 | 2.8803 | [5 empty] | 50 |  | LINESTRING (662409.2340950097 1164558.0760916474, 662664.2088674153 1164772.5191529074, 662866.5383419663 1164988.7274435093, 663162.7012354651 1165295.5821494258, 663456.9533257866 1165600.3738566663, 663791.8965814984 1165945.446768751, 664098.1450372178 1166261.3525566221) | line | [10 empty] | 3 |  |  |  | 112 | 192 | 1 | FALSE | FALSE | 1 | TRUE | TRUE | 112 | 192 | 662409.2341 | 1164558.0761 | 664098.145 | 1166261.3526 | 112 | 662409.2341 | 1164558.0761 | 192 | 664098.145 | 1166261.3526
VN | 400102316 | LINEVN0119a | 500 | 2.3901 | [5 empty] | 50 | 6 cables - 2 systems | LINESTRING (626433.4948627839 1152135.3145278688, 626750.6635062563 1151892.6790079847, 627069.4919986088 1151646.4578549801, 627385.3909465232 1151403.2806623946, 627713.1798545794 1151152.2314384214, 628013.0783111295 1150922.0165130203) | line | [10 empty] | 6 |  |  |  | 186 | 188 | 1 | FALSE | FALSE | 2 | TRUE | TRUE | 186 | 188 | 626433.4949 | 1152135.3145 | 628013.0783 | 1150922.0165 | 186 | 626433.4949 | 1152135.3145 | 188 | 628013.0783 | 1150922.0165
VN | 400102316 | LINEVN0119b | 500 | 2.3901 | [5 empty] | 50 | 6 cables - 2 systems | LINESTRING (626433.4948627839 1152135.3145278688, 626750.6635062563 1151892.6790079847, 627069.4919986088 1151646.4578549801, 627385.3909465232 1151403.2806623946, 627713.1798545794 1151152.2314384214, 628013.0783111295 1150922.0165130203) | line | [10 empty] | 6 |  |  |  | 186 | 188 | 1 | FALSE | FALSE | 2 | TRUE | TRUE | 186 | 188 | 626433.4949 | 1152135.3145 | 628013.0783 | 1150922.0165 | 186 | 626433.4949 | 1152135.3145 | 188 | 628013.0783 | 1150922.0165
VN | 400102317 | LINEVN0120a | 500 | 3.1899 | [5 empty] | 50 | 6 cables - 2 systems | LINESTRING (641838.1487050147 1150060.9459249836, 642172.363241598 1150364.236201024, 642533.48512852 1150691.109206183, 642877.4102437928 1150996.9693596931, 643054.4479325648 1151158.5151945392, 643200.7910213592 1151292.0543754098, 643497.257721121 1151560.1571053474, 643812.3995319384 1151840.9704469847) | line | [10 empty] | 6 |  |  |  | 187 | 193 | 1 | FALSE | FALSE | 2 | TRUE | TRUE | 187 | 193 | 641838.1487 | 1150060.9459 | 643812.3995 | 1151840.9704 | 187 | 641838.1487 | 1150060.9459 | 193 | 643812.3995 | 1151840.9704
VN | 400102317 | LINEVN0120b | 500 | 3.1899 | [5 empty] | 50 | 6 cables - 2 systems | LINESTRING (641838.1487050147 1150060.9459249836, 642172.363241598 1150364.236201024, 642533.48512852 1150691.109206183, 642877.4102437928 1150996.9693596931, 643054.4479325648 1151158.5151945392, 643200.7910213592 1151292.0543754098, 643497.257721121 1151560.1571053474, 643812.3995319384 1151840.9704469847) | line | [10 empty] | 6 |  |  |  | 187 | 193 | 1 | FALSE | FALSE | 2 | TRUE | TRUE | 187 | 193 | 641838.1487 | 1150060.9459 | 643812.3995 | 1151840.9704 | 187 | 641838.1487 | 1150060.9459 | 193 | 643812.3995 | 1151840.9704
VN | 400102318 | LINEVN0121a | 500 | 4.1264 | [5 empty] | 50 | 6 cables - 2 systems | LINESTRING (622505.8562038221 1151852.7068523264, 622903.3971032836 1151899.4766090687, 623302.8951778453 1151949.8410449622, 623695.1258298821 1151996.50170152, 624153.3250393647 1152052.228002947, 624606.7153266064 1152105.5324100594, 625047.2814777336 1152162.9990021847, 625494.9146309871 1152215.5646816469, 625919.4868521605 1152266.5263888969) | line | [10 empty] | 6 |  |  |  | 190 | 185 | 1 | FALSE | FALSE | 2 | TRUE | TRUE | 190 | 185 | 622505.8562 | 1151852.7069 | 625919.4869 | 1152266.5264 | 190 | 622505.8562 | 1151852.7069 | 185 | 625919.4869 | 1152266.5264
VN | 400102318 | LINEVN0121b | 500 | 4.1264 | [5 empty] | 50 | 6 cables - 2 systems | LINESTRING (622505.8562038221 1151852.7068523264, 622903.3971032836 1151899.4766090687, 623302.8951778453 1151949.8410449622, 623695.1258298821 1151996.50170152, 624153.3250393647 1152052.228002947, 624606.7153266064 1152105.5324100594, 625047.2814777336 1152162.9990021847, 625494.9146309871 1152215.5646816469, 625919.4868521605 1152266.5263888969) | line | [10 empty] | 6 |  |  |  | 190 | 185 | 1 | FALSE | FALSE | 2 | TRUE | TRUE | 190 | 185 | 622505.8562 | 1151852.7069 | 625919.4869 | 1152266.5264 | 190 | 622505.8562 | 1151852.7069 | 185 | 625919.4869 | 1152266.5264
VN | 400103394 | LINEVN0122a | 500 | 0.091643 | [5 empty] | 50 | 6 cables - 2 systems | LINESTRING (687919.3943024649 1183166.938239236, 687926.3054338573 1183090.8823587215) | line | [10 empty] | 6 |  |  |  | 194 | 195 | 1 | FALSE | FALSE | 2 | FALSE | TRUE |  | 195 |  |  | 687926.3054 | 1183090.8824 | 194 | 687919.3943 | 1183166.9382 | 195 | 687926.3054 | 1183090.8824
VN | 400103394 | LINEVN0122b | 500 | 0.091643 | [5 empty] | 50 | 6 cables - 2 systems | LINESTRING (687919.3943024649 1183166.938239236, 687926.3054338573 1183090.8823587215) | line | [10 empty] | 6 |  |  |  | 194 | 195 | 1 | FALSE | FALSE | 2 | FALSE | TRUE |  | 195 |  |  | 687926.3054 | 1183090.8824 | 194 | 687919.3943 | 1183166.9382 | 195 | 687926.3054 | 1183090.8824
VN | 400103395 | LINEVN0123 | 500 | 1.3102 | [5 empty] | 50 |  | LINESTRING (687863.533514654 1181099.6033884524, 687964.2181086788 1180819.0821344017, 688127.7627636895 1180461.5109274432, 688227.145232109 1180073.4395283605) | line | [10 empty] | 3 |  |  |  | 196 | 197 | 1 | FALSE | FALSE | 1 | TRUE | TRUE | 196 | 197 | 687863.5335 | 1181099.6034 | 688227.1452 | 1180073.4395 | 196 | 687863.5335 | 1181099.6034 | 197 | 688227.1452 | 1180073.4395
VN | 400103396 | LINEVN0124 | 500 | 1.3143 | [5 empty] | 50 |  | LINESTRING (687863.533514654 1181099.6033884524, 687979.914382852 1180825.7290521122, 688146.2994205046 1180472.8970985662, 688227.145232109 1180073.4395283605) | line | [10 empty] | 3 |  |  |  | 196 | 197 | 1 | FALSE | FALSE | 1 | TRUE | TRUE | 196 | 197 | 687863.5335 | 1181099.6034 | 688227.1452 | 1180073.4395 | 196 | 687863.5335 | 1181099.6034 | 197 | 688227.1452 | 1180073.4395
VN | 400103397 | LINEVN0125a | 500 | 2.7762 | [5 empty] | 50 | 6 cables - 2 systems | LINESTRING (687926.3054338573 1183090.8823587215, 687707.4766574156 1182837.2668725774, 687488.1908003464 1182584.58002908, 687336.8713752802 1182413.4104555277, 687472.2588765633 1182078.5798496765, 687592.5702340737 1181763.8203232964, 687724.3908810124 1181437.6537494014, 687863.533514654 1181099.6033884524) | line | [10 empty] | 6 |  |  |  | 195 | 196 | 1 | FALSE | FALSE | 2 | TRUE | TRUE | 195 | 196 | 687926.3054 | 1183090.8824 | 687863.5335 | 1181099.6034 | 195 | 687926.3054 | 1183090.8824 | 196 | 687863.5335 | 1181099.6034
VN | 400103397 | LINEVN0125b | 500 | 2.7762 | [5 empty] | 50 | 6 cables - 2 systems | LINESTRING (687926.3054338573 1183090.8823587215, 687707.4766574156 1182837.2668725774, 687488.1908003464 1182584.58002908, 687336.8713752802 1182413.4104555277, 687472.2588765633 1182078.5798496765, 687592.5702340737 1181763.8203232964, 687724.3908810124 1181437.6537494014, 687863.533514654 1181099.6033884524) | line | [10 empty] | 6 |  |  |  | 195 | 196 | 1 | FALSE | FALSE | 2 | TRUE | TRUE | 195 | 196 | 687926.3054 | 1183090.8824 | 687863.5335 | 1181099.6034 | 195 | 687926.3054 | 1183090.8824 | 196 | 687863.5335 | 1181099.6034
VN | 400152691 | LINEVN0126 | 110 | 0.039911 | [5 empty] | 50 |  | LINESTRING (688001.7565068894 1183606.054323075, 688033.6557492961 1183596.6415050516) | line | [10 empty] | 3 |  |  |  | 198 | 81 | 1 | FALSE | FALSE | 1 | FALSE | TRUE |  | 81 |  |  | 688033.6557 | 1183596.6415 | 198 | 688001.7565 | 1183606.0543 | 81 | 688033.6557 | 1183596.6415
VN | 400152692 | LINEVN0127 |  | 0.15696 | [6 empty] | multiple vlevels | LINESTRING (681185.7385340225 1183743.3495169126, 681102.4379219378 1183844.1921289316) | line | [14 empty] | 78 | 83 | 0 | FALSE | FALSE | 1 | TRUE | TRUE | 78 | 83 | 681185.7385 | 1183743.3495 | 681102.4379 | 1183844.1921 | 78 | 681185.7385 | 1183743.3495 | 83 | 681102.4379 | 1183844.1921
VN | 400152693 | LINEVN0128 | 110 | 0.041775 | [5 empty] | 50 |  | LINESTRING (688033.6557492961 1183596.6415050516, 688001.4338621448 1183583.4642417594) | line | [10 empty] | 3 |  |  |  | 81 | 199 | 1 | FALSE | FALSE | 1 | TRUE | FALSE | 81 |  | 688033.6557 | 1183596.6415 |  |  | 81 | 688033.6557 | 1183596.6415 | 199 | 688001.4339 | 1183583.4642
VN | 400202720 | LINEVN0129a | 220 | 3.908 | [5 empty] | 50 | 6 cables - 2 systems | LINESTRING (701072.894303934 1180460.2880494916, 700826.9110132497 1180657.222110638, 700627.578111624 1180816.8106125307, 700506.6337100947 1180913.6314296369, 700190.176259547 1181166.9902207097, 699878.0661454818 1181416.881152348, 699561.0797954005 1181670.67257691, 699289.0717517413 1181888.457716618, 699016.6825842368 1182106.551969576, 698741.274020937 1182327.063802568, 698530.660929386 1182495.6993844279) | line | [10 empty] | 6 | 2 |  |  | 45 | 200 | 1 | FALSE | FALSE | 2 | TRUE | TRUE | 45 | 200 | 701072.8943 | 1180460.288 | 698530.6609 | 1182495.6994 | 45 | 701072.8943 | 1180460.288 | 200 | 698530.6609 | 1182495.6994
VN | 400202720 | LINEVN0129b | 220 | 3.908 | [5 empty] | 50 | 6 cables - 2 systems | LINESTRING (701072.894303934 1180460.2880494916, 700826.9110132497 1180657.222110638, 700627.578111624 1180816.8106125307, 700506.6337100947 1180913.6314296369, 700190.176259547 1181166.9902207097, 699878.0661454818 1181416.881152348, 699561.0797954005 1181670.67257691, 699289.0717517413 1181888.457716618, 699016.6825842368 1182106.551969576, 698741.274020937 1182327.063802568, 698530.660929386 1182495.6993844279) | line | [10 empty] | 6 | 2 |  |  | 45 | 200 | 1 | FALSE | FALSE | 2 | TRUE | TRUE | 45 | 200 | 701072.8943 | 1180460.288 | 698530.6609 | 1182495.6994 | 45 | 701072.8943 | 1180460.288 | 200 | 698530.6609 | 1182495.6994
VN | 400202725 | LINEVN0130 | 500 | 0.10482 | [5 empty] | 50 |  | LINESTRING (687867.9525409245 1183332.0925898117, 687846.2464627764 1183416.7053772013) | line | [10 empty] | 3 |  |  |  | 201 | 202 | 1 | FALSE | FALSE | 1 | FALSE | TRUE |  | 202 |  |  | 687846.2465 | 1183416.7054 | 201 | 687867.9525 | 1183332.0926 | 202 | 687846.2465 | 1183416.7054
VN | 400202726 | LINEVN0131a | 220 | 10.5715 | [5 empty] | 50 | 12 cables - 4 systems | LINESTRING (717005.5692616078 1178633.2310689883, 717377.4277168249 1178481.5114080093, 717742.9796287994 1178332.5869460849, 718104.5304862146 1178185.2885468015, 718495.7328597576 1178025.926096728, 718831.4069323664 1177889.1880759231, 719435.0512692136 1177643.295383014, 719903.2648807121 1177592.8467710642, 720561.8217257883 1177521.8905312463, 721078.0104671399 1177466.2818927695, 721215.5240483081 1177145.6002995812, 721367.3872001366 1176791.4450681838, 721498.4703917059 1176485.7795133342, 721645.614932452 1176142.6464317201, 721789.9167411292 1175806.1442371213, 721935.7435745152 1175466.0785402854, 722081.1392088135 1175127.0390877514, 722260.468803195 1174859.6714638292, 722480.3873895092 1174531.7854042351, 722697.8559209249 1174207.5792750483, 722730.0500860178 1173991.3047291518, 722788.1759749629 1173600.8676530248, 722818.7672460477 1173395.425080327, 722827.6287276475 1173335.9045290835) | line | [10 empty] | 12 | 2 |  |  | 29 | 203 | 1 | FALSE | FALSE | 4 | TRUE | FALSE | 29 |  | 717005.5693 | 1178633.2311 |  |  | 29 | 717005.5693 | 1178633.2311 | 203 | 722827.6287 | 1173335.9045
VN | 400202726 | LINEVN0131b | 220 | 10.5715 | [5 empty] | 50 | 12 cables - 4 systems | LINESTRING (717005.5692616078 1178633.2310689883, 717377.4277168249 1178481.5114080093, 717742.9796287994 1178332.5869460849, 718104.5304862146 1178185.2885468015, 718495.7328597576 1178025.926096728, 718831.4069323664 1177889.1880759231, 719435.0512692136 1177643.295383014, 719903.2648807121 1177592.8467710642, 720561.8217257883 1177521.8905312463, 721078.0104671399 1177466.2818927695, 721215.5240483081 1177145.6002995812, 721367.3872001366 1176791.4450681838, 721498.4703917059 1176485.7795133342, 721645.614932452 1176142.6464317201, 721789.9167411292 1175806.1442371213, 721935.7435745152 1175466.0785402854, 722081.1392088135 1175127.0390877514, 722260.468803195 1174859.6714638292, 722480.3873895092 1174531.7854042351, 722697.8559209249 1174207.5792750483, 722730.0500860178 1173991.3047291518, 722788.1759749629 1173600.8676530248, 722818.7672460477 1173395.425080327, 722827.6287276475 1173335.9045290835) | line | [10 empty] | 12 | 2 |  |  | 29 | 203 | 1 | FALSE | FALSE | 4 | TRUE | FALSE | 29 |  | 717005.5693 | 1178633.2311 |  |  | 29 | 717005.5693 | 1178633.2311 | 203 | 722827.6287 | 1173335.9045
VN | 400202726 | LINEVN0131c | 220 | 10.5715 | [5 empty] | 50 | 12 cables - 4 systems | LINESTRING (717005.5692616078 1178633.2310689883, 717377.4277168249 1178481.5114080093, 717742.9796287994 1178332.5869460849, 718104.5304862146 1178185.2885468015, 718495.7328597576 1178025.926096728, 718831.4069323664 1177889.1880759231, 719435.0512692136 1177643.295383014, 719903.2648807121 1177592.8467710642, 720561.8217257883 1177521.8905312463, 721078.0104671399 1177466.2818927695, 721215.5240483081 1177145.6002995812, 721367.3872001366 1176791.4450681838, 721498.4703917059 1176485.7795133342, 721645.614932452 1176142.6464317201, 721789.9167411292 1175806.1442371213, 721935.7435745152 1175466.0785402854, 722081.1392088135 1175127.0390877514, 722260.468803195 1174859.6714638292, 722480.3873895092 1174531.7854042351, 722697.8559209249 1174207.5792750483, 722730.0500860178 1173991.3047291518, 722788.1759749629 1173600.8676530248, 722818.7672460477 1173395.425080327, 722827.6287276475 1173335.9045290835) | line | [10 empty] | 12 | 2 |  |  | 29 | 203 | 1 | FALSE | FALSE | 4 | TRUE | FALSE | 29 |  | 717005.5693 | 1178633.2311 |  |  | 29 | 717005.5693 | 1178633.2311 | 203 | 722827.6287 | 1173335.9045
VN | 400202726 | LINEVN0131d | 220 | 10.5715 | [5 empty] | 50 | 12 cables - 4 systems | LINESTRING (717005.5692616078 1178633.2310689883, 717377.4277168249 1178481.5114080093, 717742.9796287994 1178332.5869460849, 718104.5304862146 1178185.2885468015, 718495.7328597576 1178025.926096728, 718831.4069323664 1177889.1880759231, 719435.0512692136 1177643.295383014, 719903.2648807121 1177592.8467710642, 720561.8217257883 1177521.8905312463, 721078.0104671399 1177466.2818927695, 721215.5240483081 1177145.6002995812, 721367.3872001366 1176791.4450681838, 721498.4703917059 1176485.7795133342, 721645.614932452 1176142.6464317201, 721789.9167411292 1175806.1442371213, 721935.7435745152 1175466.0785402854, 722081.1392088135 1175127.0390877514, 722260.468803195 1174859.6714638292, 722480.3873895092 1174531.7854042351, 722697.8559209249 1174207.5792750483, 722730.0500860178 1173991.3047291518, 722788.1759749629 1173600.8676530248, 722818.7672460477 1173395.425080327, 722827.6287276475 1173335.9045290835) | line | [10 empty] | 12 | 2 |  |  | 29 | 203 | 1 | FALSE | FALSE | 4 | TRUE | FALSE | 29 |  | 717005.5693 | 1178633.2311 |  |  | 29 | 717005.5693 | 1178633.2311 | 203 | 722827.6287 | 1173335.9045
VN | 400202727 | LINEVN0132a | 220 | 12.384 | [5 empty] | 50 | 12 cables - 4 systems | LINESTRING (698530.660929386 1182495.6993844279, 698525.7792666039 1182832.797712572, 698520.5920252387 1183190.1385173108, 698515.5801522508 1183536.1746222263, 698510.3996838417 1183894.0355178225, 698505.2999274129 1184245.5249931964, 698500.0720346393 1184605.6756498946, 698494.8767246631 1184963.9127593262, 698489.9526341031 1185303.8763949142, 698484.2254251288 1185698.3399467738, 698478.5826242929 1186087.6489752107, 698473.5493281283 1186434.714228817, 698468.4817452804 1186783.792700111, 698463.481601689 1187128.7674614117, 698458.6360295208 1187462.2935640533, 698454.5814221973 1187741.4414182922, 698449.7283525474 1188076.0848793075, 698340.782529901 1188317.2555294493, 698197.3007773224 1188634.8519832534, 698054.4308280437 1188951.1137025713, 697908.3601196741 1189274.4477737506, 697777.5091282667 1189564.1092584473, 697475.1493224845 1189911.9891428475, 696856.9904563309 1190623.2288954828, 696542.876861951 1190984.6518342108, 696646.603543994 1191325.892542912, 696748.0097944865 1191659.4983960562, 696848.1579927212 1191988.982364189, 696944.3656415375 1192134.4431400045) | line | [10 empty] | 12 | 2 |  |  | 200 | 204 | 1 | FALSE | FALSE | 4 | TRUE | TRUE | 200 | 204 | 698530.6609 | 1182495.6994 | 696944.3656 | 1192134.4431 | 200 | 698530.6609 | 1182495.6994 | 204 | 696944.3656 | 1192134.4431
VN | 400202727 | LINEVN0132b | 220 | 12.384 | [5 empty] | 50 | 12 cables - 4 systems | LINESTRING (698530.660929386 1182495.6993844279, 698525.7792666039 1182832.797712572, 698520.5920252387 1183190.1385173108, 698515.5801522508 1183536.1746222263, 698510.3996838417 1183894.0355178225, 698505.2999274129 1184245.5249931964, 698500.0720346393 1184605.6756498946, 698494.8767246631 1184963.9127593262, 698489.9526341031 1185303.8763949142, 698484.2254251288 1185698.3399467738, 698478.5826242929 1186087.6489752107, 698473.5493281283 1186434.714228817, 698468.4817452804 1186783.792700111, 698463.481601689 1187128.7674614117, 698458.6360295208 1187462.2935640533, 698454.5814221973 1187741.4414182922, 698449.7283525474 1188076.0848793075, 698340.782529901 1188317.2555294493, 698197.3007773224 1188634.8519832534, 698054.4308280437 1188951.1137025713, 697908.3601196741 1189274.4477737506, 697777.5091282667 1189564.1092584473, 697475.1493224845 1189911.9891428475, 696856.9904563309 1190623.2288954828, 696542.876861951 1190984.6518342108, 696646.603543994 1191325.892542912, 696748.0097944865 1191659.4983960562, 696848.1579927212 1191988.982364189, 696944.3656415375 1192134.4431400045) | line | [10 empty] | 12 | 2 |  |  | 200 | 204 | 1 | FALSE | FALSE | 4 | TRUE | TRUE | 200 | 204 | 698530.6609 | 1182495.6994 | 696944.3656 | 1192134.4431 | 200 | 698530.6609 | 1182495.6994 | 204 | 696944.3656 | 1192134.4431
VN | 400202727 | LINEVN0132c | 220 | 12.384 | [5 empty] | 50 | 12 cables - 4 systems | LINESTRING (698530.660929386 1182495.6993844279, 698525.7792666039 1182832.797712572, 698520.5920252387 1183190.1385173108, 698515.5801522508 1183536.1746222263, 698510.3996838417 1183894.0355178225, 698505.2999274129 1184245.5249931964, 698500.0720346393 1184605.6756498946, 698494.8767246631 1184963.9127593262, 698489.9526341031 1185303.8763949142, 698484.2254251288 1185698.3399467738, 698478.5826242929 1186087.6489752107, 698473.5493281283 1186434.714228817, 698468.4817452804 1186783.792700111, 698463.481601689 1187128.7674614117, 698458.6360295208 1187462.2935640533, 698454.5814221973 1187741.4414182922, 698449.7283525474 1188076.0848793075, 698340.782529901 1188317.2555294493, 698197.3007773224 1188634.8519832534, 698054.4308280437 1188951.1137025713, 697908.3601196741 1189274.4477737506, 697777.5091282667 1189564.1092584473, 697475.1493224845 1189911.9891428475, 696856.9904563309 1190623.2288954828, 696542.876861951 1190984.6518342108, 696646.603543994 1191325.892542912, 696748.0097944865 1191659.4983960562, 696848.1579927212 1191988.982364189, 696944.3656415375 1192134.4431400045) | line | [10 empty] | 12 | 2 |  |  | 200 | 204 | 1 | FALSE | FALSE | 4 | TRUE | TRUE | 200 | 204 | 698530.6609 | 1182495.6994 | 696944.3656 | 1192134.4431 | 200 | 698530.6609 | 1182495.6994 | 204 | 696944.3656 | 1192134.4431
VN | 400202727 | LINEVN0132d | 220 | 12.384 | [5 empty] | 50 | 12 cables - 4 systems | LINESTRING (698530.660929386 1182495.6993844279, 698525.7792666039 1182832.797712572, 698520.5920252387 1183190.1385173108, 698515.5801522508 1183536.1746222263, 698510.3996838417 1183894.0355178225, 698505.2999274129 1184245.5249931964, 698500.0720346393 1184605.6756498946, 698494.8767246631 1184963.9127593262, 698489.9526341031 1185303.8763949142, 698484.2254251288 1185698.3399467738, 698478.5826242929 1186087.6489752107, 698473.5493281283 1186434.714228817, 698468.4817452804 1186783.792700111, 698463.481601689 1187128.7674614117, 698458.6360295208 1187462.2935640533, 698454.5814221973 1187741.4414182922, 698449.7283525474 1188076.0848793075, 698340.782529901 1188317.2555294493, 698197.3007773224 1188634.8519832534, 698054.4308280437 1188951.1137025713, 697908.3601196741 1189274.4477737506, 697777.5091282667 1189564.1092584473, 697475.1493224845 1189911.9891428475, 696856.9904563309 1190623.2288954828, 696542.876861951 1190984.6518342108, 696646.603543994 1191325.892542912, 696748.0097944865 1191659.4983960562, 696848.1579927212 1191988.982364189, 696944.3656415375 1192134.4431400045) | line | [10 empty] | 12 | 2 |  |  | 200 | 204 | 1 | FALSE | FALSE | 4 | TRUE | TRUE | 200 | 204 | 698530.6609 | 1182495.6994 | 696944.3656 | 1192134.4431 | 200 | 698530.6609 | 1182495.6994 | 204 | 696944.3656 | 1192134.4431
VN | 400202728 | LINEVN0133 | 500 | 0.3255 | [5 empty] | 50 |  | LINESTRING (687851.8848504574 1183152.6355129187, 687833.4961838624 1183173.9046104837, 687846.2464627764 1183416.7053772013) | line | [10 empty] | 3 |  |  |  | 205 | 202 | 1 | FALSE | FALSE | 1 | FALSE | TRUE |  | 202 |  |  | 687846.2465 | 1183416.7054 | 205 | 687851.8849 | 1183152.6355 | 202 | 687846.2465 | 1183416.7054
VN | 400202729 | LINEVN0134a | 220 | 0.48411 | [5 empty] | 50 | 6 cables - 2 systems | LINESTRING (698530.660929386 1182495.6993844279, 698536.8511840315 1182445.8664276754, 698307.90139536 1182176.9105999877) | line | [10 empty] | 6 | 2 |  |  | 200 | 42 | 1 | FALSE | FALSE | 2 | TRUE | TRUE | 200 | 42 | 698530.6609 | 1182495.6994 | 698307.9014 | 1182176.9106 | 200 | 698530.6609 | 1182495.6994 | 42 | 698307.9014 | 1182176.9106
VN | 400202729 | LINEVN0134b | 220 | 0.48411 | [5 empty] | 50 | 6 cables - 2 systems | LINESTRING (698530.660929386 1182495.6993844279, 698536.8511840315 1182445.8664276754, 698307.90139536 1182176.9105999877) | line | [10 empty] | 6 | 2 |  |  | 200 | 42 | 1 | FALSE | FALSE | 2 | TRUE | TRUE | 200 | 42 | 698530.6609 | 1182495.6994 | 698307.9014 | 1182176.9106 | 200 | 698530.6609 | 1182495.6994 | 42 | 698307.9014 | 1182176.9106
VN | 400202730 | LINEVN0135a | 500 | 0.64288 | [5 empty] | 50 | 6 cables - 2 systems | LINESTRING (687846.2464627764 1183416.7053772013, 687681.3856820383 1183409.3720021974, 687311.682376316 1183382.0854186276) | line | [10 empty] | 6 |  |  |  | 202 | 84 | 1 | FALSE | FALSE | 2 | TRUE | TRUE | 202 | 84 | 687846.2465 | 1183416.7054 | 687311.6824 | 1183382.0854 | 202 | 687846.2465 | 1183416.7054 | 84 | 687311.6824 | 1183382.0854
VN | 400202730 | LINEVN0135b | 500 | 0.64288 | [5 empty] | 50 | 6 cables - 2 systems | LINESTRING (687846.2464627764 1183416.7053772013, 687681.3856820383 1183409.3720021974, 687311.682376316 1183382.0854186276) | line | [10 empty] | 6 |  |  |  | 202 | 84 | 1 | FALSE | FALSE | 2 | TRUE | TRUE | 202 | 84 | 687846.2465 | 1183416.7054 | 687311.6824 | 1183382.0854 | 202 | 687846.2465 | 1183416.7054 | 84 | 687311.6824 | 1183382.0854
VN | 400202731 | LINEVN0136a | 220 | 0.49011 | [5 empty] | 50 | 6 cables - 2 systems | LINESTRING (687628.545432201 1183200.673388088, 687816.271921522 1183495.022195341, 687875.2828605464 1183500.9812549818) | line | [10 empty] | 6 |  |  |  | 47 | 206 | 1 | FALSE | FALSE | 2 | TRUE | FALSE | 47 |  | 687628.5454 | 1183200.6734 |  |  | 47 | 687628.5454 | 1183200.6734 | 206 | 687875.2829 | 1183500.9813
VN | 400202731 | LINEVN0136b | 220 | 0.49011 | [5 empty] | 50 | 6 cables - 2 systems | LINESTRING (687628.545432201 1183200.673388088, 687816.271921522 1183495.022195341, 687875.2828605464 1183500.9812549818) | line | [10 empty] | 6 |  |  |  | 47 | 206 | 1 | FALSE | FALSE | 2 | TRUE | FALSE | 47 |  | 687628.5454 | 1183200.6734 |  |  | 47 | 687628.5454 | 1183200.6734 | 206 | 687875.2829 | 1183500.9813
VN | 400202732 | LINEVN0137a | 220 | 0.44868 | [5 empty] | 50 | 6 cables - 2 systems | LINESTRING (687628.545432201 1183200.673388088, 687818.9306380166 1183453.709991832, 687876.1362446785 1183451.8603966306) | line | [10 empty] | 6 |  |  |  | 47 | 207 | 1 | FALSE | FALSE | 2 | TRUE | FALSE | 47 |  | 687628.5454 | 1183200.6734 |  |  | 47 | 687628.5454 | 1183200.6734 | 207 | 687876.1362 | 1183451.8604
VN | 400202732 | LINEVN0137b | 220 | 0.44868 | [5 empty] | 50 | 6 cables - 2 systems | LINESTRING (687628.545432201 1183200.673388088, 687818.9306380166 1183453.709991832, 687876.1362446785 1183451.8603966306) | line | [10 empty] | 6 |  |  |  | 47 | 207 | 1 | FALSE | FALSE | 2 | TRUE | FALSE | 47 |  | 687628.5454 | 1183200.6734 |  |  | 47 | 687628.5454 | 1183200.6734 | 207 | 687876.1362 | 1183451.8604
VN | 400202733 | LINEVN0138a | 220 | 0.41086 | [5 empty] | 50 | 6 cables - 2 systems | LINESTRING (701027.1254239345 1177696.839323619, 701187.3412636821 1177438.218406938, 701198.2056664785 1177401.6437629089) | line | [10 empty] | 6 | 2 |  |  | 43 | 208 | 1 | FALSE | FALSE | 2 | TRUE | FALSE | 43 |  | 701027.1254 | 1177696.8393 |  |  | 43 | 701027.1254 | 1177696.8393 | 208 | 701198.2057 | 1177401.6438
VN | 400202733 | LINEVN0138b | 220 | 0.41086 | [5 empty] | 50 | 6 cables - 2 systems | LINESTRING (701027.1254239345 1177696.839323619, 701187.3412636821 1177438.218406938, 701198.2056664785 1177401.6437629089) | line | [10 empty] | 6 | 2 |  |  | 43 | 208 | 1 | FALSE | FALSE | 2 | TRUE | FALSE | 43 |  | 701027.1254 | 1177696.8393 |  |  | 43 | 701027.1254 | 1177696.8393 | 208 | 701198.2057 | 1177401.6438
VN | 400262883 | LINEVN0139 | 110 | 0.2927 | [5 empty] | 50 |  | LINESTRING (688212.6430747672 1183558.2484409967, 688193.9876420655 1183588.0998581653, 688130.538626485 1183556.0094909351, 688015.5156222025 1183530.147208008, 688000.2470187808 1183517.6728499131) | line | [10 empty] | 3 |  |  |  | 95 | 209 | 1 | FALSE | FALSE | 1 | TRUE | FALSE | 95 |  | 688212.6431 | 1183558.2484 |  |  | 95 | 688212.6431 | 1183558.2484 | 209 | 688000.247 | 1183517.6728
VN | 400262884 | LINEVN0140 | 110 | 0.31052 | [5 empty] | 50 |  | LINESTRING (688000.4930935514 1183540.2625033618, 688015.5156222025 1183530.147208008, 688124.4397983154 1183570.6656144117, 688194.9194953511 1183601.4788374351, 688212.5823730726 1183557.3631540104) | line | [10 empty] | 3 |  |  |  | 210 | 211 | 1 | FALSE | FALSE | 1 | FALSE | FALSE | [6 empty] | 210 | 688000.4931 | 1183540.2625 | 211 | 688212.5824 | 1183557.3632
VN | 400262885 | LINEVN0141 | 110 | 2.0952 | [5 empty] | 50 |  | LINESTRING (689604.1846088403 1180039.1591691195, 689655.2167794218 1180007.653245073, 689907.5078997012 1179860.6947057443, 690622.1674029265 1179438.0972055094, 690894.4793673069 1179275.7485107824, 691062.5566832771 1179095.1031031779) | line | [10 empty] | 3 |  |  |  | 96 | 102 | 1 | FALSE | FALSE | 1 | TRUE | TRUE | 96 | 102 | 689604.1846 | 1180039.1592 | 691062.5567 | 1179095.1031 | 96 | 689604.1846 | 1180039.1592 | 102 | 691062.5567 | 1179095.1031
VN | 400298472 | LINEVN0142a | 110 | 6.4526 | [5 empty] | 50 | 6 cables - 2 systems | LINESTRING (698488.2170245021 1208460.0604812573, 698693.4730247825 1208248.0743350529, 698907.3015046522 1208027.2463255448, 699154.6323782367 1208002.0865872111, 699359.6279781653 1207981.2309409326, 699927.0814552444 1207967.4576624245, 700219.4990495493 1208040.2067037758, 700526.4017534548 1208116.5644171883, 700832.1682697234 1208192.6306829934, 701019.2082219201 1208239.1698715156, 701223.4314511681 1208248.4781458918, 701436.8905296916 1208258.1980344171, 701801.2177591588 1208256.273445917, 702034.2485079168 1208255.0429626124, 702134.9657884723 1208157.9857998118, 702235.067850628 1208061.5114099793, 702393.140613744 1207909.1600813565, 702517.5167434539 1207789.3044009896, 702672.2486280226 1207640.1859794138, 702817.8204748911 1207499.8842290374, 703027.2937326415 1207298.0234664122, 703255.9986664392 1207256.6378317212) | line | [10 empty] | 6 | 2 |  |  | 212 | 213 | 1 | FALSE | FALSE | 2 | TRUE | TRUE | 212 | 213 | 698488.217 | 1208460.0605 | 703255.9987 | 1207256.6378 | 212 | 698488.217 | 1208460.0605 | 213 | 703255.9987 | 1207256.6378
VN | 400298472 | LINEVN0142b | 110 | 6.4526 | [5 empty] | 50 | 6 cables - 2 systems | LINESTRING (698488.2170245021 1208460.0604812573, 698693.4730247825 1208248.0743350529, 698907.3015046522 1208027.2463255448, 699154.6323782367 1208002.0865872111, 699359.6279781653 1207981.2309409326, 699927.0814552444 1207967.4576624245, 700219.4990495493 1208040.2067037758, 700526.4017534548 1208116.5644171883, 700832.1682697234 1208192.6306829934, 701019.2082219201 1208239.1698715156, 701223.4314511681 1208248.4781458918, 701436.8905296916 1208258.1980344171, 701801.2177591588 1208256.273445917, 702034.2485079168 1208255.0429626124, 702134.9657884723 1208157.9857998118, 702235.067850628 1208061.5114099793, 702393.140613744 1207909.1600813565, 702517.5167434539 1207789.3044009896, 702672.2486280226 1207640.1859794138, 702817.8204748911 1207499.8842290374, 703027.2937326415 1207298.0234664122, 703255.9986664392 1207256.6378317212) | line | [10 empty] | 6 | 2 |  |  | 212 | 213 | 1 | FALSE | FALSE | 2 | TRUE | TRUE | 212 | 213 | 698488.217 | 1208460.0605 | 703255.9987 | 1207256.6378 | 212 | 698488.217 | 1208460.0605 | 213 | 703255.9987 | 1207256.6378
VN | 400298477 | LINEVN0143a | 110 | 30.2746 | [5 empty] | 50 | 6 cables - 2 systems | LINESTRING (723066.256709594 1173214.9910913876, 723138.3182443515 1173227.3237798177, 723253.1477024893 1173260.8145305053, 723259.9686597732 1173552.5460207444, 723510.8386498755 1173622.6668704904, 723768.0664358768 1173694.5796687957, 723970.295272152 1173751.1078102274, 724135.7958283578 1173883.282511852, 724373.5373861688 1174073.1571848933, 724576.9249673099 1174235.6010254056, 724821.5864445243 1174431.013237888, 725047.6134998513 1174507.7984758408, 725359.9461347825 1174613.9015272437, 725564.1409607519 1174683.2769306619, 725593.315139771 1174755.098737732, 725551.4959960693 1174840.4786152593, 725452.9908424272 1175041.5214804779, 725348.3285552242 1175255.1697167894, 725225.8708443753 1175505.1337146389, 725115.8189333734 1175729.766136397, 725001.773964229 1175962.5705955615, 724892.4345769577 1176185.758566734, 724783.1962874305 1176408.7370932882, 724678.8962727189 1176621.6359696235, 724576.8050945684 1176830.0354706238, 724476.3015513439 1177035.1817048183, 724360.3226524764 1177271.9238110362, 724254.018983761 1177488.9366553833, 724137.8651817049 1177726.0429345665, 724026.1724783482 1177954.040021211, 723911.1196062539 1178188.9078279492, 723796.6449545044 1178422.5957301783, 723681.7945890443 1178657.0336093358, 723567.9660737226 1178889.3983362261, 723477.3235567674 1179074.429989018, 723401.7794002333 1179228.6599094009, 723310.8389343326 1179414.2982406311, 723192.5444042725 1179655.7726411086, 723082.6150991804 1179880.186508655, 722973.2971183908 1180103.3542942267, 722864.4905719534 1180325.485551406, 722748.8635787884 1180561.523504481, 722631.729425492 1180800.63846378, 722528.2287057353 1181011.940282502, 722413.3155221104 1181246.5339124834, 722298.5812351793 1181480.752665759, 722183.8259675805 1181715.0377804525, 722065.1529631057 1181959.5534124812, 721893.474915815 1182184.14905122, 721727.0749444661 1182401.8317455724, 721572.6855513882 1182603.7946069355, 721417.5804342405 1182806.7046344907, 721257.024737327 1183016.7596966238, 721091.736245901 1183232.990927028, 720933.0165569579 1183440.6358768633, 720778.8127085664 1183642.3695503923, 720614.8763684626 1183856.8517426432, 720439.9940587572 1184085.6456460152, 720299.2268620959 1184269.7995638154, 720133.7181588577 1184486.3416493854, 719983.1983103058 1184683.2664880985, 719838.9263646189 1184872.023187675, 719705.5812551278 1185046.4908067647, 719576.7732199702 1185215.0028318109, 719443.9934893856 1185388.7334261327, 719303.8104565883 1185572.1299890564, 719204.5255070212 1185702.0347689253, 719104.3695418575 1185833.073594707, 718925.3132778071 1186067.3542590025, 718757.2723053505 1186287.2136704628, 718596.4390996795 1186497.6498927455, 718425.7980369776 1186720.9119685174, 718260.6542978 1186936.985645647, 718098.4035291831 1187149.2837076085, 717927.812895876 1187372.4810964277, 717783.4524346848 1187561.3747395894, 717656.2514732073 1187727.8101289063, 717435.7860393325 1187836.4326217356, 717201.2957270205 1187951.9578217762, 716973.2277655187 1188064.3284645847, 716723.8476954794 1188187.1949566596, 716478.0036675163 1188308.3266501713, 716233.3909052319 1188428.848187165, 716086.062285905 1188501.4392142235, 715962.6487897444 1188562.247025958, 715732.4392111253 1188675.6839594266, 715501.9460524786 1188789.264192176, 715265.7259879159 1188905.6523143027, 715028.9699113648 1189022.3260164086, 714829.529185341 1189120.5979855447, 714606.1545093325 1189230.6663941436, 714380.652409399 1189341.7955851387, 714173.8193192175 1189443.7187144444, 713933.5382995256 1189562.1242819487, 713881.0926031227 1189587.9769867226, 713770.2533857407 1189429.6512705146, 713550.3370645177 1189317.0095839743, 713325.534302625 1189201.871444031, 713101.7007877163 1189087.2169713802, 712880.6356484751 1188973.9868649282, 712677.8996261515 1188870.1566570655, 712501.6824378595 1188779.9043689962, 712321.2770260458 1188687.5136238672, 712160.1284778549 1188604.9702501812, 711966.8865347699 1188506.0176333007, 711803.9125416512 1188471.5787347213, 711629.0078023149 1188434.6205566805) | line | [10 empty] | 6 | 2 |  |  | 214 | 215 | 1 | FALSE | FALSE | 2 | FALSE | TRUE |  | 215 |  |  | 711629.0078 | 1188434.6206 | 214 | 723066.2567 | 1173214.9911 | 215 | 711629.0078 | 1188434.6206
VN | 400298477 | LINEVN0143b | 110 | 30.2746 | [5 empty] | 50 | 6 cables - 2 systems | LINESTRING (723066.256709594 1173214.9910913876, 723138.3182443515 1173227.3237798177, 723253.1477024893 1173260.8145305053, 723259.9686597732 1173552.5460207444, 723510.8386498755 1173622.6668704904, 723768.0664358768 1173694.5796687957, 723970.295272152 1173751.1078102274, 724135.7958283578 1173883.282511852, 724373.5373861688 1174073.1571848933, 724576.9249673099 1174235.6010254056, 724821.5864445243 1174431.013237888, 725047.6134998513 1174507.7984758408, 725359.9461347825 1174613.9015272437, 725564.1409607519 1174683.2769306619, 725593.315139771 1174755.098737732, 725551.4959960693 1174840.4786152593, 725452.9908424272 1175041.5214804779, 725348.3285552242 1175255.1697167894, 725225.8708443753 1175505.1337146389, 725115.8189333734 1175729.766136397, 725001.773964229 1175962.5705955615, 724892.4345769577 1176185.758566734, 724783.1962874305 1176408.7370932882, 724678.8962727189 1176621.6359696235, 724576.8050945684 1176830.0354706238, 724476.3015513439 1177035.1817048183, 724360.3226524764 1177271.9238110362, 724254.018983761 1177488.9366553833, 724137.8651817049 1177726.0429345665, 724026.1724783482 1177954.040021211, 723911.1196062539 1178188.9078279492, 723796.6449545044 1178422.5957301783, 723681.7945890443 1178657.0336093358, 723567.9660737226 1178889.3983362261, 723477.3235567674 1179074.429989018, 723401.7794002333 1179228.6599094009, 723310.8389343326 1179414.2982406311, 723192.5444042725 1179655.7726411086, 723082.6150991804 1179880.186508655, 722973.2971183908 1180103.3542942267, 722864.4905719534 1180325.485551406, 722748.8635787884 1180561.523504481, 722631.729425492 1180800.63846378, 722528.2287057353 1181011.940282502, 722413.3155221104 1181246.5339124834, 722298.5812351793 1181480.752665759, 722183.8259675805 1181715.0377804525, 722065.1529631057 1181959.5534124812, 721893.474915815 1182184.14905122, 721727.0749444661 1182401.8317455724, 721572.6855513882 1182603.7946069355, 721417.5804342405 1182806.7046344907, 721257.024737327 1183016.7596966238, 721091.736245901 1183232.990927028, 720933.0165569579 1183440.6358768633, 720778.8127085664 1183642.3695503923, 720614.8763684626 1183856.8517426432, 720439.9940587572 1184085.6456460152, 720299.2268620959 1184269.7995638154, 720133.7181588577 1184486.3416493854, 719983.1983103058 1184683.2664880985, 719838.9263646189 1184872.023187675, 719705.5812551278 1185046.4908067647, 719576.7732199702 1185215.0028318109, 719443.9934893856 1185388.7334261327, 719303.8104565883 1185572.1299890564, 719204.5255070212 1185702.0347689253, 719104.3695418575 1185833.073594707, 718925.3132778071 1186067.3542590025, 718757.2723053505 1186287.2136704628, 718596.4390996795 1186497.6498927455, 718425.7980369776 1186720.9119685174, 718260.6542978 1186936.985645647, 718098.4035291831 1187149.2837076085, 717927.812895876 1187372.4810964277, 717783.4524346848 1187561.3747395894, 717656.2514732073 1187727.8101289063, 717435.7860393325 1187836.4326217356, 717201.2957270205 1187951.9578217762, 716973.2277655187 1188064.3284645847, 716723.8476954794 1188187.1949566596, 716478.0036675163 1188308.3266501713, 716233.3909052319 1188428.848187165, 716086.062285905 1188501.4392142235, 715962.6487897444 1188562.247025958, 715732.4392111253 1188675.6839594266, 715501.9460524786 1188789.264192176, 715265.7259879159 1188905.6523143027, 715028.9699113648 1189022.3260164086, 714829.529185341 1189120.5979855447, 714606.1545093325 1189230.6663941436, 714380.652409399 1189341.7955851387, 714173.8193192175 1189443.7187144444, 713933.5382995256 1189562.1242819487, 713881.0926031227 1189587.9769867226, 713770.2533857407 1189429.6512705146, 713550.3370645177 1189317.0095839743, 713325.534302625 1189201.871444031, 713101.7007877163 1189087.2169713802, 712880.6356484751 1188973.9868649282, 712677.8996261515 1188870.1566570655, 712501.6824378595 1188779.9043689962, 712321.2770260458 1188687.5136238672, 712160.1284778549 1188604.9702501812, 711966.8865347699 1188506.0176333007, 711803.9125416512 1188471.5787347213, 711629.0078023149 1188434.6205566805) | line | [10 empty] | 6 | 2 |  |  | 214 | 215 | 1 | FALSE | FALSE | 2 | FALSE | TRUE |  | 215 |  |  | 711629.0078 | 1188434.6206 | 214 | 723066.2567 | 1173214.9911 | 215 | 711629.0078 | 1188434.6206
VN | 400298482 | LINEVN0144 | 110 | 1.8047 | [5 empty] | 50 |  | LINESTRING (703255.9986664392 1207256.6378317212, 703471.7861360913 1207322.8158165095, 703615.8397751058 1207493.7170461458, 703751.3065406989 1207654.4326341685, 703904.224571947 1207835.866873964, 704109.8001450435 1208057.099867626, 704290.2738452029 1208251.3186155085, 704297.6940672852 1208290.7374304817) | line | [10 empty] | 3 | 1 |  |  | 213 | 216 | 1 | FALSE | FALSE | 1 | TRUE | FALSE | 213 |  | 703255.9987 | 1207256.6378 |  |  | 213 | 703255.9987 | 1207256.6378 | 216 | 704297.6941 | 1208290.7374
VN | 400383531 | LINEVN0145a | 220 | 0.62505 | [5 empty] | 50 | 6 cables - 2 systems | LINESTRING (787169.6748571654 1324470.957944559, 787216.5467866552 1324463.3580600938, 787290.5556427645 1324672.5828363274, 787092.7975875544 1324827.9036729035) | line |  | Đường dây 220kV Đăk Nông - Bình Long 2 | [8 empty] | 6 |  |  |  | 217 | 121 | 1 | FALSE | FALSE | 2 | FALSE | TRUE |  | 121 |  |  | 787092.7976 | 1324827.9037 | 217 | 787169.6749 | 1324470.9579 | 121 | 787092.7976 | 1324827.9037
VN | 400383531 | LINEVN0145b | 220 | 0.62505 | [5 empty] | 50 | 6 cables - 2 systems | LINESTRING (787169.6748571654 1324470.957944559, 787216.5467866552 1324463.3580600938, 787290.5556427645 1324672.5828363274, 787092.7975875544 1324827.9036729035) | line |  | Đường dây 220kV Đăk Nông - Bình Long 2 | [8 empty] | 6 |  |  |  | 217 | 121 | 1 | FALSE | FALSE | 2 | FALSE | TRUE |  | 121 |  |  | 787092.7976 | 1324827.9037 | 217 | 787169.6749 | 1324470.9579 | 121 | 787092.7976 | 1324827.9037
VN | 400383534 | LINEVN0146a | 220 | 0.18217 | [5 empty] | 50 | 6 cables - 2 systems | LINESTRING (789407.2602363185 1322233.186964482, 789502.9112141125 1322282.5141646618, 789536.3134124831 1322311.4394745966) | line | [10 empty] | 6 |  |  |  | 218 | 219 | 1 | FALSE | FALSE | 2 | FALSE | FALSE | [6 empty] | 218 | 789407.2602 | 1322233.187 | 219 | 789536.3134 | 1322311.4395
VN | 400383534 | LINEVN0146b | 220 | 0.18217 | [5 empty] | 50 | 6 cables - 2 systems | LINESTRING (789407.2602363185 1322233.186964482, 789502.9112141125 1322282.5141646618, 789536.3134124831 1322311.4394745966) | line | [10 empty] | 6 |  |  |  | 218 | 219 | 1 | FALSE | FALSE | 2 | FALSE | FALSE | [6 empty] | 218 | 789407.2602 | 1322233.187 | 219 | 789536.3134 | 1322311.4395
VN | 400383536 | LINEVN0147 | 220 | 0.8812 | [5 empty] | 50 |  | LINESTRING (786429.4923680855 1325056.0171551926, 786732.3877800431 1325031.6079303522, 786872.8932956827 1325015.4588387127, 787092.7975875544 1324827.9036729035) | line |  | Đường dây 220kV Đăk Nông - Bình Long 2 | [8 empty] | 3 |  |  |  | 122 | 121 | 1 | FALSE | FALSE | 1 | TRUE | TRUE | 122 | 121 | 786429.4924 | 1325056.0172 | 787092.7976 | 1324827.9037 | 122 | 786429.4924 | 1325056.0172 | 121 | 787092.7976 | 1324827.9037
VN | 400383538 | LINEVN0148 | 220 | 0.47663 | [5 empty] | 50 |  | LINESTRING (789599.778416991 1322340.2221696738, 789619.3700834095 1322309.1163555265, 789673.269410816 1322213.9144687185, 789697.7254730257 1322111.1012526443, 789725.1304808706 1322042.8097703941, 789716.7060515473 1322006.419927593, 789705.7711437156 1321973.7918097214) | line | [10 empty] | 3 |  |  |  | 220 | 221 | 1 | FALSE | FALSE | 1 | FALSE | FALSE | [6 empty] | 220 | 789599.7784 | 1322340.2222 | 221 | 789705.7711 | 1321973.7918
VN | 400383540 | LINEVN0149 | 220 | 0.44364 | [5 empty] | 50 |  | LINESTRING (789691.3136104161 1321971.9701821872, 789700.3171118309 1322008.2216695864, 789691.9899177882 1322038.7937617481, 789663.7747739495 1322099.5278917565, 789609.5559543374 1322174.668358431, 789577.5091045103 1322268.9180892645, 789555.8273246505 1322304.2878259306) | line | [10 empty] | 3 |  |  |  | 222 | 223 | 1 | FALSE | FALSE | 1 | FALSE | FALSE | [6 empty] | 222 | 789691.3136 | 1321971.9702 | 223 | 789555.8273 | 1322304.2878
VN | 400404498 | LINEVN0150a | 220 | 80.1515 | [5 empty] | 50 | 6 cables - 2 systems | LINESTRING (785293.7407901967 1324349.98835022, 785209.2641970832 1324266.2217618688, 785030.7866287462 1324089.2235815867, 784594.9381952479 1323657.022078805, 784119.2654605131 1323185.3459074406, 783779.3652852058 1322848.3006367777, 783278.9816849402 1322352.1580742165, 782995.9503690364 1322071.5271014706, 782678.4545055914 1321756.727061333, 782354.7963639826 1321435.8414609306, 782212.5708695261 1321294.8277993556, 782076.4564052264 1321159.8828342145, 781702.9476640907 1320970.1635134954, 781301.7178444059 1320766.3659739806, 780959.3030496652 1320592.4557899, 780352.9743648563 1320284.5080289843, 780114.2412990814 1320163.265591319, 779824.3118956098 1320016.0145404337, 779085.9438086343 1319641.046690287, 778879.4548615153 1319500.9431543741, 778441.4603269538 1319203.7637241383, 778200.2918839797 1319040.1350855327, 777941.3993232369 1318864.4800785054, 777420.90859986 1318511.3496697843, 777179.1127360875 1318347.2941925542, 776884.6125440293 1318147.5044062098, 776553.2703455406 1317876.9623167256, 776134.056289489 1317534.6724074376, 775929.6068271404 1317367.7503620852, 775440.9038828049 1316968.743724787, 775066.0936675863 1316662.7516907451, 774635.0530808053 1316310.8525392036, 774278.6334027551 1316019.883576997, 774130.7142969395 1315965.2819698947, 773680.5771559437 1315799.1222551973, 773440.3402133177 1315710.4515633895, 773298.5465092212 1315658.1126065718, 772942.0016367869 1315526.5250227656, 772517.5281502712 1315369.8587790185, 772205.1328610459 1315254.5727376412, 771525.4147419168 1315003.729343471, 771098.1922480518 1314846.076392772, 770740.7095709781 1314714.16727852, 770199.3311462696 1314514.4018027645, 770003.2461495696 1314442.0613288197, 769512.073637495 1314438.0650160604, 769157.437560698 1314435.189547549, 768923.2593326543 1314433.2984958824, 768413.1785260164 1314429.174335301, 768148.8342461092 1314425.3397400803, 767935.4342857995 1314422.2456441133, 767199.1797960354 1314411.5829208884, 766763.0200401605 1314405.2719131145, 766219.9826586831 1314397.4303743562, 765717.1383413969 1314393.2602908562, 765481.7886383252 1314391.3081208349, 765195.4171942193 1314388.9333455998, 764520.9837599092 1314391.759777169, 763864.747159157 1314394.5271786472, 763313.8378879805 1314396.851423958, 762920.3932392213 1314398.5261459728, 762315.9319921834 1314401.1010968292, 762176.0185467824 1314336.395777463, 761661.0802372285 1314098.2659733472, 761161.7153672299 1313867.3528539117, 760868.9596469217 1313731.9786857634, 760363.4829819541 1313498.2507054985, 760061.123247129 1313358.4538744495, 759800.2048595599 1313237.8079423008, 759497.710501879 1313097.9613043675, 759064.084354968 1312897.4782235546, 758812.1713993476 1312781.0142017608, 758375.8992362971 1312579.324980472, 758061.5044451328 1312433.9932320656, 757849.1848564155 1312335.837511584, 757683.6775938761 1312054.7088128515, 757511.9200425952 1311753.087622327, 757323.4774694218 1311422.1759085008, 757072.6323870829 1310981.704801476, 756837.9566317389 1310569.6283219936, 756674.5163072412 1310282.6279807782, 756455.1686836592 1309897.4906609773, 756256.1617547601 1309548.0638172305, 756031.2588532933 1309153.190359985, 755850.9344879801 1308836.5731871736, 755692.9953623726 1308559.278864337, 755347.0774258645 1308449.9328995796, 755092.427517581 1308369.4328262631, 754801.0358897385 1308277.3282946344, 754471.3146425744 1308173.1092100034, 753843.3567438853 1307974.6290274533, 753330.2714053583 1307812.4771542023, 752973.9571195376 1307699.8767523498, 752438.1284615806 1307530.5476244674, 751832.9428891416 1307339.3191153114, 751400.4280380177 1307202.6593188448, 751065.660445489 1306982.4835869647, 750809.9163751568 1306814.2897030304, 750387.1225468118 1306536.22897913, 750123.4340230278 1306362.8090328919, 749886.7984033506 1306207.1873494305, 749502.6158959237 1305954.546480898, 749353.9534520305 1305856.7863654762, 748787.6206997896 1305484.3673677149, 748601.4862620342 1305361.9822461542, 748460.2791398762 1305125.8912013036, 748290.9520535634 1304842.8057388293, 748029.2421911503 1304405.291872068, 747826.9788885929 1304067.153461838, 747538.2424879442 1303584.4647180655, 747330.9109689385 1303237.8804113904, 747160.6894187181 1302953.3265894554, 747005.1922040379 1302693.405258202, 746770.7356568603 1302497.5086427398, 746373.8381445068 1302165.8944635496, 746037.617915118 1301884.9826238262, 745754.5289225592 1301648.4684897584, 745458.2974048178 1301400.985434752, 745118.5190643016 1301117.1260059006, 744830.4013187152 1300876.4332053298, 744557.0645524276 1300648.0901375327, 744173.0405357988 1300576.6155016737, 743825.4573105742 1300511.9207915051, 743447.7901380745 1300441.635226502, 743142.7226460073 1300384.8559057494, 742655.1294015467 1300294.1327021047, 742238.0779080705 1300216.5242599589, 741805.335634623 1300136.020504079, 741478.859220701 1300075.283270682, 741118.9341866875 1300008.3220241081, 740657.7058331054 1299922.5322189422, 740434.3371919901 1299880.9861146412, 739905.1434223885 1299782.5581693037, 739463.0420832909 1299700.3455784065, 739052.0201431945 1299528.0965838823, 738650.8086508164 1299359.9804016345, 738216.0421686807 1299177.7885417072, 737821.7684439371 1299012.5827193945, 737270.3815621682 1298781.5547063749, 737026.3631161093 1298679.3250368896, 736615.2536952372 1298507.0800235504, 736124.5346693536 1298301.4967422313, 735786.8605897898 1298160.03875334, 735578.616010977 1298072.792332078, 735220.9932442138 1298140.5697007487, 734798.3332888073 1298220.6781169216, 734446.5687314924 1298287.3468106815, 734102.6468161072 1298352.5409891747, 733694.1693463579 1298429.9721796955, 733169.5312604042 1298529.4417185471, 732818.9236245397 1298595.9152213284, 732477.3595793294 1298660.6794656168, 732191.0174893574 1298714.9658845693, 731939.9502107239 1298514.0463097617, 731490.8390870593 1298154.6630583869, 731118.3912224203 1297856.6356812618, 730796.9335305048 1297599.4186259846, 730610.8286357699 1297450.5101694434, 730164.0615708516 1297093.0287808343, 729866.8363618437 1296855.2151252262, 729572.99951728 1296620.1193538047, 729236.2221846881 1296350.67069135, 728971.296888724 1296138.7249465454, 728773.760581157 1295980.6835378504) | line | [10 empty] | 6 | 2 |  |  | 224 | 225 | 1 | FALSE | FALSE | 2 | TRUE | TRUE | 224 | 225 | 785293.7408 | 1324349.9884 | 728773.7606 | 1295980.6835 | 224 | 785293.7408 | 1324349.9884 | 225 | 728773.7606 | 1295980.6835
VN | 400404498 | LINEVN0150b | 220 | 80.1515 | [5 empty] | 50 | 6 cables - 2 systems | LINESTRING (785293.7407901967 1324349.98835022, 785209.2641970832 1324266.2217618688, 785030.7866287462 1324089.2235815867, 784594.9381952479 1323657.022078805, 784119.2654605131 1323185.3459074406, 783779.3652852058 1322848.3006367777, 783278.9816849402 1322352.1580742165, 782995.9503690364 1322071.5271014706, 782678.4545055914 1321756.727061333, 782354.7963639826 1321435.8414609306, 782212.5708695261 1321294.8277993556, 782076.4564052264 1321159.8828342145, 781702.9476640907 1320970.1635134954, 781301.7178444059 1320766.3659739806, 780959.3030496652 1320592.4557899, 780352.9743648563 1320284.5080289843, 780114.2412990814 1320163.265591319, 779824.3118956098 1320016.0145404337, 779085.9438086343 1319641.046690287, 778879.4548615153 1319500.9431543741, 778441.4603269538 1319203.7637241383, 778200.2918839797 1319040.1350855327, 777941.3993232369 1318864.4800785054, 777420.90859986 1318511.3496697843, 777179.1127360875 1318347.2941925542, 776884.6125440293 1318147.5044062098, 776553.2703455406 1317876.9623167256, 776134.056289489 1317534.6724074376, 775929.6068271404 1317367.7503620852, 775440.9038828049 1316968.743724787, 775066.0936675863 1316662.7516907451, 774635.0530808053 1316310.8525392036, 774278.6334027551 1316019.883576997, 774130.7142969395 1315965.2819698947, 773680.5771559437 1315799.1222551973, 773440.3402133177 1315710.4515633895, 773298.5465092212 1315658.1126065718, 772942.0016367869 1315526.5250227656, 772517.5281502712 1315369.8587790185, 772205.1328610459 1315254.5727376412, 771525.4147419168 1315003.729343471, 771098.1922480518 1314846.076392772, 770740.7095709781 1314714.16727852, 770199.3311462696 1314514.4018027645, 770003.2461495696 1314442.0613288197, 769512.073637495 1314438.0650160604, 769157.437560698 1314435.189547549, 768923.2593326543 1314433.2984958824, 768413.1785260164 1314429.174335301, 768148.8342461092 1314425.3397400803, 767935.4342857995 1314422.2456441133, 767199.1797960354 1314411.5829208884, 766763.0200401605 1314405.2719131145, 766219.9826586831 1314397.4303743562, 765717.1383413969 1314393.2602908562, 765481.7886383252 1314391.3081208349, 765195.4171942193 1314388.9333455998, 764520.9837599092 1314391.759777169, 763864.747159157 1314394.5271786472, 763313.8378879805 1314396.851423958, 762920.3932392213 1314398.5261459728, 762315.9319921834 1314401.1010968292, 762176.0185467824 1314336.395777463, 761661.0802372285 1314098.2659733472, 761161.7153672299 1313867.3528539117, 760868.9596469217 1313731.9786857634, 760363.4829819541 1313498.2507054985, 760061.123247129 1313358.4538744495, 759800.2048595599 1313237.8079423008, 759497.710501879 1313097.9613043675, 759064.084354968 1312897.4782235546, 758812.1713993476 1312781.0142017608, 758375.8992362971 1312579.324980472, 758061.5044451328 1312433.9932320656, 757849.1848564155 1312335.837511584, 757683.6775938761 1312054.7088128515, 757511.9200425952 1311753.087622327, 757323.4774694218 1311422.1759085008, 757072.6323870829 1310981.704801476, 756837.9566317389 1310569.6283219936, 756674.5163072412 1310282.6279807782, 756455.1686836592 1309897.4906609773, 756256.1617547601 1309548.0638172305, 756031.2588532933 1309153.190359985, 755850.9344879801 1308836.5731871736, 755692.9953623726 1308559.278864337, 755347.0774258645 1308449.9328995796, 755092.427517581 1308369.4328262631, 754801.0358897385 1308277.3282946344, 754471.3146425744 1308173.1092100034, 753843.3567438853 1307974.6290274533, 753330.2714053583 1307812.4771542023, 752973.9571195376 1307699.8767523498, 752438.1284615806 1307530.5476244674, 751832.9428891416 1307339.3191153114, 751400.4280380177 1307202.6593188448, 751065.660445489 1306982.4835869647, 750809.9163751568 1306814.2897030304, 750387.1225468118 1306536.22897913, 750123.4340230278 1306362.8090328919, 749886.7984033506 1306207.1873494305, 749502.6158959237 1305954.546480898, 749353.9534520305 1305856.7863654762, 748787.6206997896 1305484.3673677149, 748601.4862620342 1305361.9822461542, 748460.2791398762 1305125.8912013036, 748290.9520535634 1304842.8057388293, 748029.2421911503 1304405.291872068, 747826.9788885929 1304067.153461838, 747538.2424879442 1303584.4647180655, 747330.9109689385 1303237.8804113904, 747160.6894187181 1302953.3265894554, 747005.1922040379 1302693.405258202, 746770.7356568603 1302497.5086427398, 746373.8381445068 1302165.8944635496, 746037.617915118 1301884.9826238262, 745754.5289225592 1301648.4684897584, 745458.2974048178 1301400.985434752, 745118.5190643016 1301117.1260059006, 744830.4013187152 1300876.4332053298, 744557.0645524276 1300648.0901375327, 744173.0405357988 1300576.6155016737, 743825.4573105742 1300511.9207915051, 743447.7901380745 1300441.635226502, 743142.7226460073 1300384.8559057494, 742655.1294015467 1300294.1327021047, 742238.0779080705 1300216.5242599589, 741805.335634623 1300136.020504079, 741478.859220701 1300075.283270682, 741118.9341866875 1300008.3220241081, 740657.7058331054 1299922.5322189422, 740434.3371919901 1299880.9861146412, 739905.1434223885 1299782.5581693037, 739463.0420832909 1299700.3455784065, 739052.0201431945 1299528.0965838823, 738650.8086508164 1299359.9804016345, 738216.0421686807 1299177.7885417072, 737821.7684439371 1299012.5827193945, 737270.3815621682 1298781.5547063749, 737026.3631161093 1298679.3250368896, 736615.2536952372 1298507.0800235504, 736124.5346693536 1298301.4967422313, 735786.8605897898 1298160.03875334, 735578.616010977 1298072.792332078, 735220.9932442138 1298140.5697007487, 734798.3332888073 1298220.6781169216, 734446.5687314924 1298287.3468106815, 734102.6468161072 1298352.5409891747, 733694.1693463579 1298429.9721796955, 733169.5312604042 1298529.4417185471, 732818.9236245397 1298595.9152213284, 732477.3595793294 1298660.6794656168, 732191.0174893574 1298714.9658845693, 731939.9502107239 1298514.0463097617, 731490.8390870593 1298154.6630583869, 731118.3912224203 1297856.6356812618, 730796.9335305048 1297599.4186259846, 730610.8286357699 1297450.5101694434, 730164.0615708516 1297093.0287808343, 729866.8363618437 1296855.2151252262, 729572.99951728 1296620.1193538047, 729236.2221846881 1296350.67069135, 728971.296888724 1296138.7249465454, 728773.760581157 1295980.6835378504) | line | [10 empty] | 6 | 2 |  |  | 224 | 225 | 1 | FALSE | FALSE | 2 | TRUE | TRUE | 224 | 225 | 785293.7408 | 1324349.9884 | 728773.7606 | 1295980.6835 | 224 | 785293.7408 | 1324349.9884 | 225 | 728773.7606 | 1295980.6835
VN | 400413517 | LINEVN0151 | 220 | 4.601 | [5 empty] | 50 |  | LINESTRING (814256.566470013 1414152.153035158, 814122.3318852686 1414115.8733888632, 813725.8895909368 1414008.7252429137, 813410.5786342875 1413923.5034768358, 813042.4344303705 1413824.011680134, 812757.3077676871 1413746.9514515232, 812434.7661517749 1413659.790267026, 811991.3778014441 1413539.9792704608, 811595.3049833713 1413432.9574790613, 811257.882034662 1413341.7933421545, 810855.6730391936 1413233.1208889035, 810721.2024064709 1413148.880474858, 810621.2959918526 1413087.7761464594, 810589.1350892461 1413102.8225930445) | line | [10 empty] | 3 | 1 |  |  | 11 | 226 | 1 | FALSE | FALSE | 1 | TRUE | FALSE | 11 |  | 814256.5665 | 1414152.153 |  |  | 11 | 814256.5665 | 1414152.153 | 226 | 810589.1351 | 1413102.8226
VN | 400417524 | LINEVN0152a | 220 | 5.7003 | [5 empty] | 50 | 6 cables - 2 systems | LINESTRING (820805.4789965369 1399181.1423252083, 820999.0356461875 1399479.7114410524, 821204.2669723806 1399783.0324155288, 821397.0020179937 1400067.8773731214, 821597.2832464718 1400363.8832762938, 821803.6989009231 1400667.9671189429, 821986.5491015175 1400937.348444404, 822142.2207822497 1401166.6813551413, 822347.810901907 1401469.5668068153, 822551.6744035317 1401769.921581143, 822806.5765069586 1402137.6762750838, 823108.5274819196 1402583.8611033615, 823329.3222935137 1402910.1198636512, 823467.9616346473 1403114.9982977263) | line | [10 empty] | 6 | 2 |  |  | 227 | 12 | 1 | FALSE | FALSE | 2 | TRUE | TRUE | 227 | 12 | 820805.479 | 1399181.1423 | 823467.9616 | 1403114.9983 | 227 | 820805.479 | 1399181.1423 | 12 | 823467.9616 | 1403114.9983
VN | 400417524 | LINEVN0152b | 220 | 5.7003 | [5 empty] | 50 | 6 cables - 2 systems | LINESTRING (820805.4789965369 1399181.1423252083, 820999.0356461875 1399479.7114410524, 821204.2669723806 1399783.0324155288, 821397.0020179937 1400067.8773731214, 821597.2832464718 1400363.8832762938, 821803.6989009231 1400667.9671189429, 821986.5491015175 1400937.348444404, 822142.2207822497 1401166.6813551413, 822347.810901907 1401469.5668068153, 822551.6744035317 1401769.921581143, 822806.5765069586 1402137.6762750838, 823108.5274819196 1402583.8611033615, 823329.3222935137 1402910.1198636512, 823467.9616346473 1403114.9982977263) | line | [10 empty] | 6 | 2 |  |  | 227 | 12 | 1 | FALSE | FALSE | 2 | TRUE | TRUE | 227 | 12 | 820805.479 | 1399181.1423 | 823467.9616 | 1403114.9983 | 227 | 820805.479 | 1399181.1423 | 12 | 823467.9616 | 1403114.9983
VN | 400474242 | LINEVN0153a | 110 | 1.8254 | [5 empty] | 50 | 6 cables - 2 systems | LINESTRING (868305.0148872281 1300137.314607532, 868052.698724218 1299950.817279614, 867803.0289152581 1299998.487446658, 867574.6383098213 1300044.9080386774, 867369.4967245851 1300068.6795497395, 867335.3233538462 1299943.6775116266, 867293.2099907276 1299796.2384783437, 867356.6435060947 1299574.386436513) | line | [10 empty] | 6 | 2 |  |  | 228 | 229 | 1 | FALSE | FALSE | 2 | TRUE | TRUE | 228 | 229 | 868305.0149 | 1300137.3146 | 867356.6435 | 1299574.3864 | 228 | 868305.0149 | 1300137.3146 | 229 | 867356.6435 | 1299574.3864
VN | 400474242 | LINEVN0153b | 110 | 1.8254 | [5 empty] | 50 | 6 cables - 2 systems | LINESTRING (868305.0148872281 1300137.314607532, 868052.698724218 1299950.817279614, 867803.0289152581 1299998.487446658, 867574.6383098213 1300044.9080386774, 867369.4967245851 1300068.6795497395, 867335.3233538462 1299943.6775116266, 867293.2099907276 1299796.2384783437, 867356.6435060947 1299574.386436513) | line | [10 empty] | 6 | 2 |  |  | 228 | 229 | 1 | FALSE | FALSE | 2 | TRUE | TRUE | 228 | 229 | 868305.0149 | 1300137.3146 | 867356.6435 | 1299574.3864 | 228 | 868305.0149 | 1300137.3146 | 229 | 867356.6435 | 1299574.3864
VN | 400474245 | LINEVN0154 | 110 | 0.28187 | [5 empty] | 50 |  | LINESTRING (867466.6503462407 1299558.756486417, 867700.1527949448 1299533.2421121986) | line | [10 empty] | 3 | 1 |  |  | 230 | 231 | 1 | FALSE | FALSE | 1 | TRUE | FALSE | 230 |  | 867466.6503 | 1299558.7565 |  |  | 230 | 867466.6503 | 1299558.7565 | 231 | 867700.1528 | 1299533.2421
VN | 400482072 | LINEVN0155 | 220 | 0.77478 | [5 empty] | 50 |  | LINESTRING (866066.900256699 1270049.4125711932, 866070.2620230728 1270106.8722926297, 866385.1303265018 1270252.5562834132, 866464.4644504356 1270384.2183951011, 866383.8436206654 1270418.0688934743) | line | [10 empty] | 3 |  |  |  | 232 | 233 | 1 | FALSE | FALSE | 1 | FALSE | FALSE | [6 empty] | 232 | 866066.9003 | 1270049.4126 | 233 | 866383.8436 | 1270418.0689
VN | 400482073 | LINEVN0156 | 220 | 0.82654 | [5 empty] | 50 |  | LINESTRING (866088.8984896408 1270052.7260998806, 866083.6119621445 1270092.905379408, 866409.7089148676 1270242.5862074285, 866497.7273225388 1270396.8351454102, 866392.7950037274 1270435.5635025853) | line | [10 empty] | 3 |  |  |  | 234 | 235 | 1 | FALSE | FALSE | 1 | FALSE | FALSE | [6 empty] | 234 | 866088.8985 | 1270052.7261 | 235 | 866392.795 | 1270435.5635
VN | 400539088 | LINEVN0157 | 110 | 0.17233 | [5 empty] | 50 |  | LINESTRING (678431.780195748 1223916.7697140453, 678404.3782720782 1223966.4191212521, 678355.5999923749 1224002.9209680604, 678329.6927722009 1224001.0867758845) | line | [14 empty] | 236 | 237 | 1 | FALSE | FALSE | 1 | TRUE | FALSE | 236 |  | 678431.7802 | 1223916.7697 |  |  | 236 | 678431.7802 | 1223916.7697 | 237 | 678329.6928 | 1224001.0868
VN | 400539090 | LINEVN0158 | 110 | 0.3149 | [5 empty] | 50 |  | LINESTRING (678431.780195748 1223916.7697140453, 678393.9460308019 1223948.0107958817, 678329.6927722009 1224001.0867758845, 678200.0036490019 1223991.9263549948) | line | [14 empty] | 236 | 238 | 1 | FALSE | FALSE | 1 | TRUE | TRUE | 236 | 238 | 678431.7802 | 1223916.7697 | 678200.0036 | 1223991.9264 | 236 | 678431.7802 | 1223916.7697 | 238 | 678200.0036 | 1223991.9264
VN | 400539092 | LINEVN0159 | 110 | 3.2449 | [5 empty] | 50 |  | LINESTRING (683680.8232312044 1221400.0248649188, 683863.2614921075 1221636.1494862454, 684101.033499282 1221943.9035723368, 684331.4026049185 1222242.0719005805, 684632.1663631143 1222233.9377503805, 684697.8695162539 1222077.938023741, 684743.8465396927 1221968.773557119, 684834.1840946673 1221754.3072243049, 684647.3406309179 1221374.6890042492, 684513.4738238857 1221102.6833463975, 684491.1210053674 1221057.269648948, 684451.4554950454 1221070.496979039) | line | [10 empty] | 3 |  |  |  | 239 | 240 | 1 | FALSE | FALSE | 1 | TRUE | FALSE | 239 |  | 683680.8232 | 1221400.0249 |  |  | 239 | 683680.8232 | 1221400.0249 | 240 | 684451.4555 | 1221070.497
VN | 400542739 | LINEVN0160a | 220 | 1.657 | [5 empty] | 50 | 6 cables - 2 systems | LINESTRING (680619.6236805335 1201470.1451968646, 680506.4842933798 1201513.5220794668, 680261.4701096341 1201402.0515904333, 679940.5232854479 1201259.3654266708, 679693.8219785655 1201149.9258991657, 679406.3803084734 1201020.0259110902, 679357.5302822909 1200997.1635506933) | line | [10 empty] | 6 |  |  |  | 241 | 242 | 1 | FALSE | FALSE | 2 | TRUE | FALSE | 241 |  | 680619.6237 | 1201470.1452 |  |  | 241 | 680619.6237 | 1201470.1452 | 242 | 679357.5303 | 1200997.1636
VN | 400542739 | LINEVN0160b | 220 | 1.657 | [5 empty] | 50 | 6 cables - 2 systems | LINESTRING (680619.6236805335 1201470.1451968646, 680506.4842933798 1201513.5220794668, 680261.4701096341 1201402.0515904333, 679940.5232854479 1201259.3654266708, 679693.8219785655 1201149.9258991657, 679406.3803084734 1201020.0259110902, 679357.5302822909 1200997.1635506933) | line | [10 empty] | 6 |  |  |  | 241 | 242 | 1 | FALSE | FALSE | 2 | TRUE | FALSE | 241 |  | 680619.6237 | 1201470.1452 |  |  | 241 | 680619.6237 | 1201470.1452 | 242 | 679357.5303 | 1200997.1636
VN | 400542744 | LINEVN0161 | 110 | 0.3894 | [5 empty] | 50 |  | LINESTRING (711763.9131945046 1189001.2328357855, 711855.9648471627 1188712.675988017, 711877.0487237585 1188717.4444802618) | line | [10 empty] | 3 | 1 |  |  | 154 | 243 | 1 | FALSE | FALSE | 1 | TRUE | FALSE | 154 |  | 711763.9132 | 1189001.2328 |  |  | 154 | 711763.9132 | 1189001.2328 | 243 | 711877.0487 | 1188717.4445
VN | 400542745 | LINEVN0162 | 110 | 0.47995 | [5 empty] | 50 |  | LINESTRING (711763.9131945046 1189001.2328357855, 711846.385619734 1188654.7880736047, 711889.2562226937 1188663.9090774907) | line | [10 empty] | 3 | 1 |  |  | 154 | 244 | 1 | FALSE | FALSE | 1 | TRUE | FALSE | 154 |  | 711763.9132 | 1189001.2328 |  |  | 154 | 711763.9132 | 1189001.2328 | 244 | 711889.2562 | 1188663.9091
VN | 400546022 | LINEVN0163 | 110 | 5.4582 | [5 empty] | 50 |  | LINESTRING (707047.9558565929 1211202.951886849, 707027.8921597383 1211189.527968059, 706796.8810276325 1211184.7582986008, 706602.4573869884 1211044.431534282, 706640.1500053608 1210844.2050267975, 706443.1151717443 1210596.695486671, 706234.7214741008 1210476.286316547, 705957.558261917 1210316.142151622, 705787.4634722769 1210126.4999292667, 705747.1717197591 1209876.7886499523, 705713.6015693478 1209823.5985127937, 705786.0438213045 1209572.4995850755, 705835.2890622162 1209401.7836400166, 705842.9957608674 1209237.1698199043, 705895.586929627 1209085.7354374023, 705801.4045171897 1208941.3178788698, 705673.9049170318 1208911.5603037416, 705536.0230047691 1208879.39326376, 705365.5209100493 1208839.600647743, 705179.538179819 1208796.1947450356, 705105.4363889282 1208753.7503397192, 704974.972722583 1208699.3953899152, 704837.6540864389 1208667.898811831, 704727.9725038428 1208574.8761594759, 704702.6103054545 1208511.0295677264, 704554.6526805633 1208345.4409772933, 704572.6337239253 1208328.3937396077) | line | [10 empty] | 3 | 1 |  |  | 245 | 246 | 1 | FALSE | FALSE | 1 | FALSE | FALSE | [6 empty] | 245 | 707047.9559 | 1211202.9519 | 246 | 704572.6337 | 1208328.3937
VN | 400546030 | LINEVN0164 | 110 | 53.1007 | [5 empty] | 50 |  | LINESTRING (744678.7111342463 1210325.4871244314, 744836.352120389 1210419.4083004345, 744897.1329435637 1210455.6234190294, 744884.1562839713 1210645.123638803, 744871.6581708008 1210827.6008055932, 744859.6391063369 1211002.9885303252, 744847.1773428379 1211184.9680134533, 744834.9132224827 1211363.883813265, 744824.4376441822 1211516.9417133892, 744642.5464685463 1211586.8855351838, 744472.0716121228 1211652.444469492, 744337.477430287 1211652.6298163245, 744178.8053026114 1211652.8585238107, 743999.3138425166 1211653.121880427, 743816.3017194197 1211653.3822830261, 743627.6939533261 1211657.7297210642, 743463.5165422568 1211658.773179444, 743284.8832392829 1211659.9209223094, 743107.7592592136 1211661.047572287, 742919.6677420975 1211662.2492000055, 742750.0637414377 1211654.9239464598, 742574.5321788179 1211655.1910299915, 742386.7979925792 1211655.4688376498, 742205.8327979845 1211755.3191680862, 742107.2956890932 1211683.522052307, 741872.9256043066 1211512.7885264608, 741681.1775124841 1211373.0981420153, 741469.7104853714 1211375.5089878237, 741261.7429830289 1211377.8914809255, 741069.2254669775 1211487.9426660081, 740913.3391398424 1211577.0726450742, 740737.5556415322 1211588.1031461072, 740577.0218225014 1211598.172602281, 740403.6893432833 1211609.0456924103, 740232.9277785916 1211619.7724408875, 740069.9772248198 1211629.992652163, 739861.344274617 1211656.6779049342, 739665.8572450886 1211681.5236539626, 739503.3764093856 1211681.4261907581, 739330.3443666957 1211681.3192507825, 739152.0313616768 1211681.2080695727, 738987.506383804 1211681.1093690114, 738790.1138663598 1211680.9834302329, 738599.8068231505 1211680.865737201, 738510.0493103625 1211680.813179882, 738407.9910170807 1211680.760350942, 738227.6125043993 1211680.6502782535, 738049.6068340659 1211680.5472751502, 737870.7156655362 1211680.4499021336, 737685.9531866678 1211680.3443247655, 737508.8228568612 1211680.2394895365, 737322.6940247775 1211680.137158027, 737139.2333161863 1211680.0329553627, 737095.3612562828 1211695.9052099087, 737008.3846216905 1211727.378767011, 736837.951047901 1211789.0350487686, 736675.1371272007 1211847.9363417348, 736512.5430703333 1211906.7735128175, 736332.4320669367 1211971.9365125375, 736233.6063902024 1212088.560008424, 736148.3224857802 1212189.2255784671, 736091.4890117621 1212256.291928094, 735908.4118200252 1212255.1897685758, 735729.5660227677 1212254.1078601216, 735560.6586204609 1212253.0980327772, 735391.1610710425 1212252.0737876135, 735220.6249604201 1212251.0540596754, 735051.5431166748 1212250.0455981777, 734879.247186641 1212249.004009293, 734709.6408823872 1212247.9935621216, 734540.8001344106 1212246.9783779045, 734373.6431593322 1212245.9871113962, 734206.0163000637 1212244.9822860763, 734024.279837376 1212218.594962235, 733865.054109741 1212195.4888597557, 733713.2555473859 1212173.4542508621, 733547.8040446831 1212149.4314569456, 733379.5126177808 1212125.0021441963, 733227.768425086 1212102.9813478054, 733070.5848423478 1212080.170384332, 732889.5467810415 1212053.8941973194, 732749.7236810238 1211952.4601304382, 732604.5261078163 1211847.1272922126, 732461.4379871087 1211743.3260327368, 732323.9729633805 1211643.603844984, 732184.429455646 1211542.3740191355, 732030.8741276172 1211430.9774303169, 731899.32441783 1211335.5480251422, 731757.6789344046 1211232.8009501165, 731623.1471177232 1211135.2054562215, 731472.5471621184 1211025.9574135412, 731306.923353833 1210964.9792665923, 731149.2384940486 1210906.9124146232, 730966.8736254158 1210839.7554208436, 730791.2805770582 1210775.1033293945, 730628.0432637744 1210714.9977678661, 730454.4886198073 1210651.0922515714, 730286.0155679237 1210589.0599892184, 730115.5571751514 1210526.295660555, 729938.2929890548 1210461.0285543306, 729759.926765302 1210395.3565369889, 729566.651560619 1210324.193419765, 729411.9486289714 1210380.618838967, 729276.0126872369 1210430.204762714, 729099.4864058212 1210494.5899491112, 728926.6112009455 1210557.6403732358, 728756.7073173958 1210619.616815449, 728583.0006502955 1210682.9728227423, 728409.963413467 1210746.0908384656, 728235.9843643258 1210809.546110085, 728047.0768047229 1210878.4532009424, 727896.0084446301 1210933.5600270303, 727796.8859222785 1210969.7191300814, 727708.2425715324 1211002.056236191, 727528.983524997 1211067.4476933016, 727364.0186842686 1211127.616662688, 727200.7754052039 1211187.167545901, 727012.892509426 1211255.7106142978, 726822.8732503015 1211325.025463101, 726637.2523929167 1211390.8420002358, 726447.6100657956 1211458.0922845153, 726281.7629841876 1211516.887886352, 726187.7920138673 1211550.2098336155, 726093.7445209355 1211583.5646803137, 725980.2435218862 1211623.8010312638, 725808.8089359285 1211684.585118934, 725720.4506356763 1211715.9108775193, 725529.870444244 1211783.4912321754, 725363.1287326046 1211842.6055721766, 725191.9051285165 1211903.327497129, 725026.0745839698 1211962.117618866, 724858.2938662324 1212021.6143183976, 724684.0587177672 1212083.40225467, 724510.0875087787 1212145.0821474616, 724334.8785700339 1212207.2190970494, 724156.4922864109 1212270.4748266693, 723968.9119966282 1212336.9880798412, 723778.5050997445 1212404.5120063575, 723577.5016165046 1212475.7930897584, 723388.2035594161 1212542.9281967657, 723165.5731311641 1212564.8294820806, 723008.944543654 1212580.2311439468, 722890.332706264 1212591.9079059325, 722797.2660404225 1212601.0583724545, 722717.7322063067 1212608.884471736, 722635.7916389614 1212616.948947468, 722551.0068328818 1212625.2820504706, 722460.4894545933 1212634.1961987137, 722368.9110772039 1212643.2029933913, 722284.8375737849 1212651.475177572, 722202.9521544259 1212659.5299976359, 722101.1014380277 1212669.5524254325, 722000.946519129 1212679.4095718751, 721810.1218981848 1212698.1929159225, 721720.469607781 1212707.0152756746, 721599.7262955448 1212718.903427575, 721501.8912779758 1212728.5231848164, 721403.651511843 1212738.19581834, 721319.2178944065 1212746.5122069693, 721180.6871015679 1212760.1409553303, 721025.3748642771 1212775.4277725883, 720794.8564492045 1212799.0949155574, 720608.645812518 1212818.214643202, 720440.6726473691 1212835.4549912333, 720220.778555884 1212858.0354633532, 720011.3218209448 1212879.536492059, 719802.0953231823 1212901.0182112672, 719591.4142893762 1212922.6574579042, 719328.1458527629 1212949.689528326, 719081.1238542829 1212975.061590015, 718764.7660453405 1213007.564082598, 718597.7920700395 1213024.709470287, 718411.0502400516 1213043.8929291829, 718223.9149828667 1213063.119051403, 718031.4634816183 1213082.8862767445, 717881.1680846049 1213010.0756064646, 717731.5694845094 1212937.6133347377, 717572.5332836949 1212860.5643866572, 717425.5380424252 1212789.360112344, 717279.4576835562 1212718.5941394407, 717128.0805416433 1212645.2714571164, 716972.7035119052 1212569.9981416257, 716819.4508893809 1212495.7575467268, 716669.9463835381 1212423.3458472851, 716518.1201630402 1212349.8022463394, 716364.7349651116 1212275.5079595002, 716181.0642752994 1212186.5443688668, 716032.2766974482 1212114.472703945, 715863.6871396014 1212032.812595511, 715734.7796929994 1211964.8225810486, 715539.9576435422 1211862.0823352598, 715408.3897453173 1211804.5315385628, 715243.0926122868 1211732.2343940192, 715013.6011926266 1211621.084205099, 714899.5197857977 1211565.82946338, 714738.1181808712 1211487.6638167554, 714510.2476857922 1211377.30277765, 714327.3748710217 1211288.7437964343, 714119.903719364 1211188.2656250976, 713917.3248858056 1211090.1551527942, 713672.9275716846 1210971.8053713255, 713440.8114239919 1210859.4008992976, 713244.4849186257 1210764.3229291262, 713072.0035607573 1210680.8068808198, 712897.1395123816 1210639.3950292962, 712705.4752972447 1210594.014640224, 712420.358088418 1210526.5037591225, 712209.0986727362 1210476.4753101047, 711946.0635087264 1210414.2001846533, 711818.934009192 1210384.098432758, 711432.8942570976 1210292.7044584616, 711237.0684034842 1210246.3441278439, 710959.2393700831 1210180.5752611053, 710689.7824271147 1210116.7874323144, 710459.154113638 1210062.1888874713, 710231.0578746317 1210008.1945839128, 709956.8068552888 1209943.2763582638, 709702.2373447542 1209883.021653674, 709438.9995807958 1209820.722658057, 709152.0398576071 1209752.799237102, 708929.3008033265 1209700.087730934, 708684.0406106769 1209642.0467565507, 708439.8606277346 1209584.257970738, 708207.9611586765 1209529.380801696, 707973.4412497359 1209473.8804079276, 707735.2746306546 1209417.5291263151, 707529.93371231 1209368.9422353036, 707325.7059085544 1209320.6181719403, 707093.4984128852 1209265.6701048291, 706897.6100797672 1209219.3262193545, 706705.9134117607 1209173.9723308706, 706468.8357001862 1209117.881148982, 706286.1008641194 1209074.6547516536, 706005.0604714243 1209008.1697687574, 705969.5810587195 1208999.7727924413, 705793.1006956596 1208958.0265678125, 705626.9364588577 1208918.71310299, 705390.7733759969 1208862.8461924705, 705072.7225068308 1208787.621057657, 704833.5530193184 1208750.9229399543, 704630.6031670476 1208481.4766940947, 704547.305571977 1208370.176440164, 704356.7537272916 1208172.4087308608, 704333.5946250627 1208248.8761699554, 704340.829563648 1208281.125085575) | line | [10 empty] | 3 | 1 |  |  | 247 | 248 | 1 | FALSE | FALSE | 1 | FALSE | FALSE | [6 empty] | 247 | 744678.7111 | 1210325.4871 | 248 | 704340.8296 | 1208281.1251
VN | 400552547 | LINEVN0165a | 220 | 4.6227 | [5 empty] | 50 | 6 cables - 2 systems | LINESTRING (685464.7488385875 1201251.691182334, 685188.537853424 1201267.561783581, 684808.1694363297 1201285.1780728255, 684324.7291670048 1201306.0982574264, 683780.9546870268 1201327.2667692818, 683307.0519012772 1201348.3206767137, 682819.2121955074 1201368.9505681854, 682424.8219292216 1201384.6250215226, 682010.1629213449 1201405.956155323, 681850.6091517136 1201408.7990683622, 681623.7201812598 1201468.3304132386) | line | [10 empty] | 6 |  |  |  | 249 | 250 | 1 | FALSE | FALSE | 2 | TRUE | TRUE | 249 | 250 | 685464.7488 | 1201251.6912 | 681623.7202 | 1201468.3304 | 249 | 685464.7488 | 1201251.6912 | 250 | 681623.7202 | 1201468.3304
VN | 400552547 | LINEVN0165b | 220 | 4.6227 | [5 empty] | 50 | 6 cables - 2 systems | LINESTRING (685464.7488385875 1201251.691182334, 685188.537853424 1201267.561783581, 684808.1694363297 1201285.1780728255, 684324.7291670048 1201306.0982574264, 683780.9546870268 1201327.2667692818, 683307.0519012772 1201348.3206767137, 682819.2121955074 1201368.9505681854, 682424.8219292216 1201384.6250215226, 682010.1629213449 1201405.956155323, 681850.6091517136 1201408.7990683622, 681623.7201812598 1201468.3304132386) | line | [10 empty] | 6 |  |  |  | 249 | 250 | 1 | FALSE | FALSE | 2 | TRUE | TRUE | 249 | 250 | 685464.7488 | 1201251.6912 | 681623.7202 | 1201468.3304 | 249 | 685464.7488 | 1201251.6912 | 250 | 681623.7202 | 1201468.3304
VN | 400552550 | LINEVN0166a | 110 | 0.20775 | [5 empty] | 50 | 6 cables - 2 systems | LINESTRING (692444.2473107291 1197683.8389315095, 692441.9802690889 1197799.9344561484, 692441.2797283212 1197836.0262974428, 692440.8746681259 1197856.9314749585) | line | [10 empty] | 6 |  |  |  | 251 | 252 | 1 | FALSE | FALSE | 2 | TRUE | FALSE | 251 |  | 692444.2473 | 1197683.8389 |  |  | 251 | 692444.2473 | 1197683.8389 | 252 | 692440.8747 | 1197856.9315
VN | 400552550 | LINEVN0166b | 110 | 0.20775 | [5 empty] | 50 | 6 cables - 2 systems | LINESTRING (692444.2473107291 1197683.8389315095, 692441.9802690889 1197799.9344561484, 692441.2797283212 1197836.0262974428, 692440.8746681259 1197856.9314749585) | line | [10 empty] | 6 |  |  |  | 251 | 252 | 1 | FALSE | FALSE | 2 | TRUE | FALSE | 251 |  | 692444.2473 | 1197683.8389 |  |  | 251 | 692444.2473 | 1197683.8389 | 252 | 692440.8747 | 1197856.9315
VN | 400552551 | LINEVN0167a | 220 | 10.0404 | [5 empty] | 50 | 6 cables - 2 systems | LINESTRING (692466.5096063239 1197981.6175550455, 692495.5438412318 1198034.629331061, 692720.3943037732 1198232.85841461, 692666.1692520261 1198468.3464683457, 692229.1093147583 1198657.5836984057, 691757.7399799807 1198856.2965548967, 691294.1552025258 1199054.484682228, 690904.4985230309 1199220.3142683925, 690723.6431443997 1199298.18333058, 690599.5947354618 1199351.5994697337, 690407.8211284673 1199432.5380539624, 690091.4500782496 1199569.7241183475, 689544.4258014702 1199803.662805003, 689197.9332287267 1199951.1824586962, 688998.2249508271 1200036.662609799, 688720.7652494768 1200154.0588279518, 688372.1479250712 1200303.675643246, 688016.700883368 1200455.0822180395, 687613.1073695333 1200628.7313682258, 687255.5995390158 1200782.4674219384, 686882.8202363383 1200942.0169160403, 686591.5495977579 1201066.552158294, 686251.3926168339 1201212.8176014165, 685934.9600544367 1201237.1291645635, 685557.4230992675 1201252.4962374745, 685464.7488385875 1201251.691182334) | line | [10 empty] | 6 |  |  |  | 253 | 249 | 1 | FALSE | FALSE | 2 | FALSE | TRUE |  | 249 |  |  | 685464.7488 | 1201251.6912 | 253 | 692466.5096 | 1197981.6176 | 249 | 685464.7488 | 1201251.6912
VN | 400552551 | LINEVN0167b | 220 | 10.0404 | [5 empty] | 50 | 6 cables - 2 systems | LINESTRING (692466.5096063239 1197981.6175550455, 692495.5438412318 1198034.629331061, 692720.3943037732 1198232.85841461, 692666.1692520261 1198468.3464683457, 692229.1093147583 1198657.5836984057, 691757.7399799807 1198856.2965548967, 691294.1552025258 1199054.484682228, 690904.4985230309 1199220.3142683925, 690723.6431443997 1199298.18333058, 690599.5947354618 1199351.5994697337, 690407.8211284673 1199432.5380539624, 690091.4500782496 1199569.7241183475, 689544.4258014702 1199803.662805003, 689197.9332287267 1199951.1824586962, 688998.2249508271 1200036.662609799, 688720.7652494768 1200154.0588279518, 688372.1479250712 1200303.675643246, 688016.700883368 1200455.0822180395, 687613.1073695333 1200628.7313682258, 687255.5995390158 1200782.4674219384, 686882.8202363383 1200942.0169160403, 686591.5495977579 1201066.552158294, 686251.3926168339 1201212.8176014165, 685934.9600544367 1201237.1291645635, 685557.4230992675 1201252.4962374745, 685464.7488385875 1201251.691182334) | line | [10 empty] | 6 |  |  |  | 253 | 249 | 1 | FALSE | FALSE | 2 | FALSE | TRUE |  | 249 |  |  | 685464.7488 | 1201251.6912 | 253 | 692466.5096 | 1197981.6176 | 249 | 685464.7488 | 1201251.6912
VN | 400552552 | LINEVN0168 | 220 | 1.2049 | [5 empty] | 50 |  | LINESTRING (681623.7201812598 1201468.3304132386, 681311.3819335788 1201470.053248327, 680957.7620229467 1201470.9678368066, 680619.6236805335 1201470.1451968646) | line | [14 empty] | 250 | 241 | 1 | FALSE | FALSE | 1 | TRUE | TRUE | 250 | 241 | 681623.7202 | 1201468.3304 | 680619.6237 | 1201470.1452 | 250 | 681623.7202 | 1201468.3304 | 241 | 680619.6237 | 1201470.1452
VN | 400552553 | LINEVN0169 | 220 | 1.576 | [5 empty] | 50 |  | LINESTRING (679381.0740296731 1200941.949891001, 679447.8807851686 1200986.5344935416, 679867.735876143 1201107.8928181084, 680242.5344456902 1201298.921500077, 680577.3295182919 1201468.455126616) | line | [14 empty] | 254 | 255 | 1 | FALSE | FALSE | 1 | FALSE | FALSE | [6 empty] | 254 | 679381.074 | 1200941.9499 | 255 | 680577.3295 | 1201468.4551
VN | 400552554 | LINEVN0170 | 220 | 1.6678 | [5 empty] | 50 | multiple vlevels | LINESTRING (696857.3042865028 1192133.7431532408, 696543.0513352713 1192127.6824488472, 696161.2771278181 1192116.4280479224, 695823.1706024671 1192106.4621615224, 695515.2856387986 1192283.8172333918) | line | [10 empty] | 3 |  |  |  | 256 | 257 | 2 | FALSE | FALSE | 1 | TRUE | TRUE | 256 | 257 | 696857.3043 | 1192133.7432 | 695515.2856 | 1192283.8172 | 256 | 696857.3043 | 1192133.7432 | 257 | 695515.2856 | 1192283.8172
VN | 400552554 | LINEVN0171 | 110 | 1.6678 | [5 empty] | 50 | multiple vlevels | LINESTRING (696857.3042865028 1192133.7431532408, 696543.0513352713 1192127.6824488472, 696161.2771278181 1192116.4280479224, 695823.1706024671 1192106.4621615224, 695515.2856387986 1192283.8172333918) | line | [10 empty] | 3 |  |  |  | 256 | 257 | 2 | FALSE | FALSE | 1 | TRUE | TRUE | 256 | 257 | 696857.3043 | 1192133.7432 | 695515.2856 | 1192283.8172 | 256 | 696857.3043 | 1192133.7432 | 257 | 695515.2856 | 1192283.8172
VN | 400552555 | LINEVN0172a | 220 | 0.65633 | [5 empty] | 50 | 6 cables - 2 systems | LINESTRING (692416.6458274304 1197399.6029108106, 692582.055179984 1197665.818204255, 692531.2948415619 1197744.6748382885, 692457.6004233743 1197786.0088849575, 692475.2217298044 1197838.368396352) | line | [10 empty] | 6 |  |  |  | 41 | 258 | 1 | FALSE | FALSE | 2 | TRUE | FALSE | 41 |  | 692416.6458 | 1197399.6029 |  |  | 41 | 692416.6458 | 1197399.6029 | 258 | 692475.2217 | 1197838.3684
VN | 400552555 | LINEVN0172b | 220 | 0.65633 | [5 empty] | 50 | 6 cables - 2 systems | LINESTRING (692416.6458274304 1197399.6029108106, 692582.055179984 1197665.818204255, 692531.2948415619 1197744.6748382885, 692457.6004233743 1197786.0088849575, 692475.2217298044 1197838.368396352) | line | [10 empty] | 6 |  |  |  | 41 | 258 | 1 | FALSE | FALSE | 2 | TRUE | FALSE | 41 |  | 692416.6458 | 1197399.6029 |  |  | 41 | 692416.6458 | 1197399.6029 | 258 | 692475.2217 | 1197838.3684
VN | 400564893 | LINEVN0173 | 500 | 3.9608 | [5 empty] | 50 |  | LINESTRING (600383.6328630114 2312161.256666359, 600486.5918909401 2312297.501246364, 600805.7096217857 2312717.226093629, 601037.8544193077 2313020.231311647, 601279.5107516239 2313339.712976876, 601496.6105947413 2313625.555142951, 601705.1404315993 2313898.3203545227, 601924.4424363518 2314185.5659825746, 602127.6953403042 2314451.6416349034, 602381.9750088549 2314788.176507058) | line | [10 empty] | 3 |  |  |  | 259 | 260 | 1 | FALSE | FALSE | 1 | TRUE | TRUE | 259 | 260 | 600383.6329 | 2312161.2567 | 602381.975 | 2314788.1765 | 259 | 600383.6329 | 2312161.2567 | 260 | 602381.975 | 2314788.1765
VN | 400564894 | LINEVN0174a | 500 | 0.81503 | [5 empty] | 50 | 6 cables - 2 systems | LINESTRING (593669.8338595887 2310513.5860960567, 593127.0451061068 2310105.32351161) | line | [10 empty] | 6 |  |  |  | 261 | 262 | 1 | FALSE | FALSE | 2 | TRUE | TRUE | 261 | 262 | 593669.8339 | 2310513.5861 | 593127.0451 | 2310105.3235 | 261 | 593669.8339 | 2310513.5861 | 262 | 593127.0451 | 2310105.3235
VN | 400564894 | LINEVN0174b | 500 | 0.81503 | [5 empty] | 50 | 6 cables - 2 systems | LINESTRING (593669.8338595887 2310513.5860960567, 593127.0451061068 2310105.32351161) | line | [10 empty] | 6 |  |  |  | 261 | 262 | 1 | FALSE | FALSE | 2 | TRUE | TRUE | 261 | 262 | 593669.8339 | 2310513.5861 | 593127.0451 | 2310105.3235 | 261 | 593669.8339 | 2310513.5861 | 262 | 593127.0451 | 2310105.3235
VN | 400564895 | LINEVN0175a | 500 | 0.38842 | [5 empty] | 50 | 6 cables - 2 systems | LINESTRING (606193.7827191993 2319597.279687297, 606268.870847511 2319912.130162359) | line | [10 empty] | 6 |  |  |  | 263 | 264 | 1 | FALSE | FALSE | 2 | TRUE | TRUE | 263 | 264 | 606193.7827 | 2319597.2797 | 606268.8708 | 2319912.1302 | 263 | 606193.7827 | 2319597.2797 | 264 | 606268.8708 | 2319912.1302
VN | 400564895 | LINEVN0175b | 500 | 0.38842 | [5 empty] | 50 | 6 cables - 2 systems | LINESTRING (606193.7827191993 2319597.279687297, 606268.870847511 2319912.130162359) | line | [10 empty] | 6 |  |  |  | 263 | 264 | 1 | FALSE | FALSE | 2 | TRUE | TRUE | 263 | 264 | 606193.7827 | 2319597.2797 | 606268.8708 | 2319912.1302 | 263 | 606193.7827 | 2319597.2797 | 264 | 606268.8708 | 2319912.1302
VN | 400564896 | LINEVN0176 | 500 | 0.99682 | [5 empty] | 50 |  | LINESTRING (599811.6014903727 2311578.1809035726, 600085.3574439262 2311752.0485002743, 600383.6328630114 2312161.256666359) | line | [10 empty] | 3 |  |  |  | 265 | 259 | 1 | FALSE | FALSE | 1 | TRUE | TRUE | 265 | 259 | 599811.6015 | 2311578.1809 | 600383.6329 | 2312161.2567 | 265 | 599811.6015 | 2311578.1809 | 259 | 600383.6329 | 2312161.2567
VN | 400564897 | LINEVN0177 | 500 | 0.94311 | [5 empty] | 50 |  | LINESTRING (602381.9750088549 2314788.176507058, 602618.0103944689 2315116.9771409947, 602755.5613132361 2315472.4701038306) | line | [10 empty] | 3 |  |  |  | 260 | 266 | 1 | FALSE | FALSE | 1 | TRUE | TRUE | 260 | 266 | 602381.975 | 2314788.1765 | 602755.5613 | 2315472.4701 | 260 | 602381.975 | 2314788.1765 | 266 | 602755.5613 | 2315472.4701
VN | 400564898 | LINEVN0178 | 500 | 0.84527 | [5 empty] | 50 |  | LINESTRING (597975.9217130287 2310638.3083270025, 598315.665523613 2310573.858948975, 598616.7060237176 2310768.692602877) | line | [10 empty] | 3 |  |  |  | 267 | 268 | 1 | FALSE | FALSE | 1 | TRUE | TRUE | 267 | 268 | 597975.9217 | 2310638.3083 | 598616.706 | 2310768.6926 | 267 | 597975.9217 | 2310638.3083 | 268 | 598616.706 | 2310768.6926
VN | 400564899 | LINEVN0179 | 500 | 0.95936 | [5 empty] | 50 |  | LINESTRING (605754.7232537622 2318984.0282574133, 606095.3064113804 2319232.381605387, 606193.7827191993 2319597.279687297) | line | [10 empty] | 3 |  |  |  | 269 | 263 | 1 | FALSE | FALSE | 1 | TRUE | TRUE | 269 | 263 | 605754.7233 | 2318984.0283 | 606193.7827 | 2319597.2797 | 269 | 605754.7233 | 2318984.0283 | 263 | 606193.7827 | 2319597.2797
VN | 400564900 | LINEVN0180 | 500 | 0.9517 | [5 empty] | 50 |  | LINESTRING (602381.9750088549 2314788.176507058, 602638.3039963935 2315106.0110806306, 602755.5613132361 2315472.4701038306) | line | [10 empty] | 3 |  |  |  | 260 | 266 | 1 | FALSE | FALSE | 1 | TRUE | TRUE | 260 | 266 | 602381.975 | 2314788.1765 | 602755.5613 | 2315472.4701 | 260 | 602381.975 | 2314788.1765 | 266 | 602755.5613 | 2315472.4701
VN | 400564901 | LINEVN0181 | 500 | 0.98773 | [5 empty] | 50 |  | LINESTRING (599811.6014903727 2311578.1809035726, 600067.8253924634 2311768.723608348, 600383.6328630114 2312161.256666359) | line | [10 empty] | 3 |  |  |  | 265 | 259 | 1 | FALSE | FALSE | 1 | TRUE | TRUE | 265 | 259 | 599811.6015 | 2311578.1809 | 600383.6329 | 2312161.2567 | 265 | 599811.6015 | 2311578.1809 | 259 | 600383.6329 | 2312161.2567
VN | 400564902 | LINEVN0182 | 500 | 0.87886 | [5 empty] | 50 |  | LINESTRING (592469.6725514635 2309811.7015441186, 592857.3614906977 2309911.663014645, 593127.0451061068 2310105.32351161) | line | [10 empty] | 3 |  |  |  | 270 | 262 | 1 | FALSE | FALSE | 1 | TRUE | TRUE | 270 | 262 | 592469.6726 | 2309811.7015 | 593127.0451 | 2310105.3235 | 270 | 592469.6726 | 2309811.7015 | 262 | 593127.0451 | 2310105.3235
VN | 400564903 | LINEVN0183 | 500 | 0.86492 | [5 empty] | 50 |  | LINESTRING (596039.1296931435 2311072.4297604477, 595674.3983764908 2311143.035190633, 595330.9038574073 2311079.8178571756) | line | [10 empty] | 3 |  |  |  | 271 | 272 | 1 | FALSE | FALSE | 1 | TRUE | TRUE | 271 | 272 | 596039.1297 | 2311072.4298 | 595330.9039 | 2311079.8179 | 271 | 596039.1297 | 2311072.4298 | 272 | 595330.9039 | 2311079.8179
VN | 400564904 | LINEVN0184 | 500 | 0.98089 | [5 empty] | 50 |  | LINESTRING (605754.7232537622 2318984.0282574133, 606115.1979451466 2319217.2553563383, 606193.7827191993 2319597.279687297) | line | [10 empty] | 3 |  |  |  | 269 | 263 | 1 | FALSE | FALSE | 1 | TRUE | TRUE | 269 | 263 | 605754.7233 | 2318984.0283 | 606193.7827 | 2319597.2797 | 269 | 605754.7233 | 2318984.0283 | 263 | 606193.7827 | 2319597.2797
VN | 400564905 | LINEVN0185 | 500 | 0.96686 | [5 empty] | 50 |  | LINESTRING (602755.5613132361 2315472.4701038306, 602879.3271354277 2315823.0313670496, 603023.2292582672 2316232.427664812) | line | [10 empty] | 3 |  |  |  | 266 | 273 | 1 | FALSE | FALSE | 1 | TRUE | TRUE | 266 | 273 | 602755.5613 | 2315472.4701 | 603023.2293 | 2316232.4277 | 266 | 602755.5613 | 2315472.4701 | 273 | 603023.2293 | 2316232.4277
VN | 400564906 | LINEVN0186 | 500 | 0.88608 | [5 empty] | 50 |  | LINESTRING (594310.9031555906 2310851.229407869, 594027.8721504253 2310780.7324589742, 593669.8338595887 2310513.5860960567) | line | [10 empty] | 3 |  |  |  | 274 | 261 | 1 | FALSE | FALSE | 1 | TRUE | TRUE | 274 | 261 | 594310.9032 | 2310851.2294 | 593669.8339 | 2310513.5861 | 274 | 594310.9032 | 2310851.2294 | 261 | 593669.8339 | 2310513.5861
VN | 400564907 | LINEVN0187 | 500 | 0.87774 | [5 empty] | 50 |  | LINESTRING (595330.9038574073 2311079.8178571756, 595673.7483109272 2311167.54836317, 596039.1296931435 2311072.4297604477) | line | [10 empty] | 3 |  |  |  | 272 | 271 | 1 | FALSE | FALSE | 1 | TRUE | TRUE | 272 | 271 | 595330.9039 | 2311079.8179 | 596039.1297 | 2311072.4298 | 272 | 595330.9039 | 2311079.8179 | 271 | 596039.1297 | 2311072.4298
VN | 400564908 | LINEVN0188 | 500 | 0.8946 | [5 empty] | 50 |  | LINESTRING (593669.8338595887 2310513.5860960567, 594021.6925101569 2310795.7287339526, 594310.9031555906 2310851.229407869) | line | [10 empty] | 3 |  |  |  | 261 | 274 | 1 | FALSE | FALSE | 1 | TRUE | TRUE | 261 | 274 | 593669.8339 | 2310513.5861 | 594310.9032 | 2310851.2294 | 261 | 593669.8339 | 2310513.5861 | 274 | 594310.9032 | 2310851.2294
VN | 400564909 | LINEVN0189 | 500 | 0.88943 | [5 empty] | 50 |  | LINESTRING (593127.0451061068 2310105.32351161, 592862.2926236591 2309890.9591519726, 592469.6725514635 2309811.7015441186) | line | [10 empty] | 3 |  |  |  | 262 | 270 | 1 | FALSE | FALSE | 1 | TRUE | TRUE | 262 | 270 | 593127.0451 | 2310105.3235 | 592469.6726 | 2309811.7015 | 262 | 593127.0451 | 2310105.3235 | 270 | 592469.6726 | 2309811.7015
VN | 400564910 | LINEVN0190 | 500 | 0.86765 | [5 empty] | 50 |  | LINESTRING (597975.9217130287 2310638.3083270025, 598317.5091564808 2310550.4485357692, 598616.7060237176 2310768.692602877) | line | [10 empty] | 3 |  |  |  | 267 | 268 | 1 | FALSE | FALSE | 1 | TRUE | TRUE | 267 | 268 | 597975.9217 | 2310638.3083 | 598616.706 | 2310768.6926 | 267 | 597975.9217 | 2310638.3083 | 268 | 598616.706 | 2310768.6926
VN | 400564911 | LINEVN0191 | 500 | 1.1663 | [5 empty] | 50 |  | LINESTRING (606268.870847511 2319912.130162359, 606331.4596273149 2320220.514488206, 606396.7685359182 2320493.2965441565, 606495.2374464987 2320856.9246235816) | line | [10 empty] | 3 |  |  |  | 264 | 275 | 1 | FALSE | FALSE | 1 | TRUE | TRUE | 264 | 275 | 606268.8708 | 2319912.1302 | 606495.2374 | 2320856.9246 | 264 | 606268.8708 | 2319912.1302 | 275 | 606495.2374 | 2320856.9246
VN | 400564912 | LINEVN0192a | 500 | 1.2544 | [5 empty] | 50 | 6 cables - 2 systems | LINESTRING (595330.9038574073 2311079.8178571756, 595025.589035005 2311011.345912262, 594666.301597266 2310929.6235276656, 594310.9031555906 2310851.229407869) | line | [10 empty] | 6 |  |  |  | 272 | 274 | 1 | FALSE | FALSE | 2 | TRUE | TRUE | 272 | 274 | 595330.9039 | 2311079.8179 | 594310.9032 | 2310851.2294 | 272 | 595330.9039 | 2311079.8179 | 274 | 594310.9032 | 2310851.2294
VN | 400564912 | LINEVN0192b | 500 | 1.2544 | [5 empty] | 50 | 6 cables - 2 systems | LINESTRING (595330.9038574073 2311079.8178571756, 595025.589035005 2311011.345912262, 594666.301597266 2310929.6235276656, 594310.9031555906 2310851.229407869) | line | [10 empty] | 6 |  |  |  | 272 | 274 | 1 | FALSE | FALSE | 2 | TRUE | TRUE | 272 | 274 | 595330.9039 | 2311079.8179 | 594310.9032 | 2310851.2294 | 272 | 595330.9039 | 2311079.8179 | 274 | 594310.9032 | 2310851.2294
VN | 400564913 | LINEVN0193 | 500 | 1.5253 | [5 empty] | 50 |  | LINESTRING (604707.5359962871 2318263.5261028204, 605046.013463326 2318496.047643835, 605391.8454745953 2318733.050745345, 605754.7232537622 2318984.0282574133) | line | [10 empty] | 3 |  |  |  | 276 | 269 | 1 | FALSE | FALSE | 1 | TRUE | TRUE | 276 | 269 | 604707.536 | 2318263.5261 | 605754.7233 | 2318984.0283 | 276 | 604707.536 | 2318263.5261 | 269 | 605754.7233 | 2318984.0283
VN | 400564914 | LINEVN0194a | 500 | 1.533 | [5 empty] | 50 | 6 cables - 2 systems | LINESTRING (591223.3074368747 2309531.5731762066, 591630.0837064186 2309620.640909385, 592066.6738761693 2309718.151056251, 592469.6725514635 2309811.7015441186) | line | [10 empty] | 6 |  |  |  | 277 | 270 | 1 | FALSE | FALSE | 2 | TRUE | TRUE | 277 | 270 | 591223.3074 | 2309531.5732 | 592469.6726 | 2309811.7015 | 277 | 591223.3074 | 2309531.5732 | 270 | 592469.6726 | 2309811.7015
VN | 400564914 | LINEVN0194b | 500 | 1.533 | [5 empty] | 50 | 6 cables - 2 systems | LINESTRING (591223.3074368747 2309531.5731762066, 591630.0837064186 2309620.640909385, 592066.6738761693 2309718.151056251, 592469.6725514635 2309811.7015441186) | line | [10 empty] | 6 |  |  |  | 277 | 270 | 1 | FALSE | FALSE | 2 | TRUE | TRUE | 277 | 270 | 591223.3074 | 2309531.5732 | 592469.6726 | 2309811.7015 | 277 | 591223.3074 | 2309531.5732 | 270 | 592469.6726 | 2309811.7015
VN | 400564915 | LINEVN0195 | 500 | 1.1664 | [5 empty] | 50 |  | LINESTRING (606268.870847511 2319912.130162359, 606354.495326938 2320214.2860128353, 606419.5371542436 2320486.5130146476, 606495.2374464987 2320856.9246235816) | line | [10 empty] | 3 |  |  |  | 264 | 275 | 1 | FALSE | FALSE | 1 | TRUE | TRUE | 264 | 275 | 606268.8708 | 2319912.1302 | 606495.2374 | 2320856.9246 | 264 | 606268.8708 | 2319912.1302 | 275 | 606495.2374 | 2320856.9246
VN | 400564916 | LINEVN0196a | 500 | 1.732 | [5 empty] | 50 | 6 cables - 2 systems | LINESTRING (598616.7060237176 2310768.692602877, 598947.2460252175 2310990.3158391095, 599291.1560049712 2311227.27819621, 599547.0865168443 2311399.104468973, 599811.6014903727 2311578.1809035726) | line | [10 empty] | 6 |  |  |  | 268 | 265 | 1 | FALSE | FALSE | 2 | TRUE | TRUE | 268 | 265 | 598616.706 | 2310768.6926 | 599811.6015 | 2311578.1809 | 268 | 598616.706 | 2310768.6926 | 265 | 599811.6015 | 2311578.1809
VN | 400564916 | LINEVN0196b | 500 | 1.732 | [5 empty] | 50 | 6 cables - 2 systems | LINESTRING (598616.7060237176 2310768.692602877, 598947.2460252175 2310990.3158391095, 599291.1560049712 2311227.27819621, 599547.0865168443 2311399.104468973, 599811.6014903727 2311578.1809035726) | line | [10 empty] | 6 |  |  |  | 268 | 265 | 1 | FALSE | FALSE | 2 | TRUE | TRUE | 268 | 265 | 598616.706 | 2310768.6926 | 599811.6015 | 2311578.1809 | 268 | 598616.706 | 2310768.6926 | 265 | 599811.6015 | 2311578.1809
VN | 400564917 | LINEVN0197 | 500 | 1.0017 | [5 empty] | 50 |  | LINESTRING (588755.260013138 2308723.1808789526, 588669.0873077052 2308695.318522623, 588348.5081100155 2308605.340773014, 588204.9766940445 2308219.947641154) | line | [10 empty] | 3 | 1 |  |  | 278 | 279 | 1 | FALSE | FALSE | 1 | FALSE | TRUE |  | 279 |  |  | 588204.9767 | 2308219.9476 | 278 | 588755.26 | 2308723.1809 | 279 | 588204.9767 | 2308219.9476
VN | 400564918 | LINEVN0198a | 500 | 2.3819 | [5 empty] | 50 | 6 cables - 2 systems | LINESTRING (596039.1296931435 2311072.4297604477, 596283.7691932037 2311021.8488803785, 596621.3471095026 2310942.4548710864, 596948.7706538652 2310867.6906327074, 597334.7963163091 2310781.00996685, 597693.7711416442 2310701.5626216116, 597975.9217130287 2310638.3083270025) | line | [10 empty] | 6 |  |  |  | 271 | 267 | 1 | FALSE | FALSE | 2 | TRUE | TRUE | 271 | 267 | 596039.1297 | 2311072.4298 | 597975.9217 | 2310638.3083 | 271 | 596039.1297 | 2311072.4298 | 267 | 597975.9217 | 2310638.3083
VN | 400564918 | LINEVN0198b | 500 | 2.3819 | [5 empty] | 50 | 6 cables - 2 systems | LINESTRING (596039.1296931435 2311072.4297604477, 596283.7691932037 2311021.8488803785, 596621.3471095026 2310942.4548710864, 596948.7706538652 2310867.6906327074, 597334.7963163091 2310781.00996685, 597693.7711416442 2310701.5626216116, 597975.9217130287 2310638.3083270025) | line | [10 empty] | 6 |  |  |  | 271 | 267 | 1 | FALSE | FALSE | 2 | TRUE | TRUE | 271 | 267 | 596039.1297 | 2311072.4298 | 597975.9217 | 2310638.3083 | 271 | 596039.1297 | 2311072.4298 | 267 | 597975.9217 | 2310638.3083
VN | 400564919 | LINEVN0199 | 500 | 2.7661 | [5 empty] | 50 |  | LINESTRING (591223.3074368747 2309531.5731762066, 590782.2344070346 2309422.782432698, 590532.6817057007 2309364.0394367417, 590089.5571925892 2309281.1894955635, 589682.0916051962 2309178.2543886267, 589468.7717430134 2308974.1064938554, 589109.1041031204 2308842.1105149356, 589066.8162886029 2308826.7990498273) | line | [10 empty] | 3 |  |  |  | 277 | 280 | 1 | FALSE | FALSE | 1 | TRUE | FALSE | 277 |  | 591223.3074 | 2309531.5732 |  |  | 277 | 591223.3074 | 2309531.5732 | 280 | 589066.8163 | 2308826.799
VN | 400564920 | LINEVN0200 | 500 | 2.7697 | [5 empty] | 50 |  | LINESTRING (589053.0444686948 2308871.519345471, 589095.6337604076 2308884.89542419, 589457.7013130824 2308993.9703294937, 589670.2435292096 2309201.50084557, 590089.5571925892 2309281.1894955635, 590530.2551053405 2309391.4648727234, 590778.6878410475 2309447.5785556654, 591223.3074368747 2309531.5731762066) | line | [10 empty] | 3 |  |  |  | 281 | 277 | 1 | FALSE | FALSE | 1 | FALSE | TRUE |  | 277 |  |  | 591223.3074 | 2309531.5732 | 281 | 589053.0445 | 2308871.5193 | 277 | 591223.3074 | 2309531.5732
VN | 400564921 | LINEVN0201 | 500 | 3.5744 | [5 empty] | 50 |  | LINESTRING (603023.2292582672 2316232.427664812, 603170.208833182 2316615.4787263717, 603531.9747504492 2316755.1873322525, 603965.8047308521 2316889.653210736, 604144.0245899463 2317089.431211387, 604363.4828101 2317293.3438386577, 604350.2007624295 2317655.7678321884, 604337.7509826318 2317994.9081392977, 604707.5359962871 2318263.5261028204) | line | [10 empty] | 3 |  |  |  | 273 | 276 | 1 | FALSE | FALSE | 1 | TRUE | TRUE | 273 | 276 | 603023.2293 | 2316232.4277 | 604707.536 | 2318263.5261 | 273 | 603023.2293 | 2316232.4277 | 276 | 604707.536 | 2318263.5261
VN | 400564922 | LINEVN0202 | 500 | 3.5868 | [5 empty] | 50 |  | LINESTRING (603023.2292582672 2316232.427664812, 603152.9555830458 2316631.045422308, 603531.9747504492 2316755.1873322525, 603952.2941578847 2316908.563135306, 604144.0245899463 2317089.431211387, 604337.7501938933 2317306.3435652372, 604325.3863818776 2317655.058912072, 604313.7262761391 2318002.660820665, 604707.5359962871 2318263.5261028204) | line | [10 empty] | 3 |  |  |  | 273 | 276 | 1 | FALSE | FALSE | 1 | TRUE | TRUE | 273 | 276 | 603023.2293 | 2316232.4277 | 604707.536 | 2318263.5261 | 273 | 603023.2293 | 2316232.4277 | 276 | 604707.536 | 2318263.5261
VN | 400573440 | LINEVN0203a | 500 | 3.888 | [5 empty] | 50 | 6 cables - 2 systems | LINESTRING (610356.5862368152 2322652.352658701, 610681.2439989366 2322653.405437917, 611026.7807917931 2322661.2898798455, 611467.4577036498 2322646.2199917813, 611891.9935680602 2322638.8125667707, 612305.7500021615 2322637.7300543874, 612741.2686934209 2322634.3038453977, 613167.0393024085 2322629.162242355, 613596.1482414927 2322625.4380177017) | line | [10 empty] | 6 |  |  |  | 282 | 283 | 1 | FALSE | FALSE | 2 | TRUE | TRUE | 282 | 283 | 610356.5862 | 2322652.3527 | 613596.1482 | 2322625.438 | 282 | 610356.5862 | 2322652.3527 | 283 | 613596.1482 | 2322625.438
VN | 400573440 | LINEVN0203b | 500 | 3.888 | [5 empty] | 50 | 6 cables - 2 systems | LINESTRING (610356.5862368152 2322652.352658701, 610681.2439989366 2322653.405437917, 611026.7807917931 2322661.2898798455, 611467.4577036498 2322646.2199917813, 611891.9935680602 2322638.8125667707, 612305.7500021615 2322637.7300543874, 612741.2686934209 2322634.3038453977, 613167.0393024085 2322629.162242355, 613596.1482414927 2322625.4380177017) | line | [10 empty] | 6 |  |  |  | 282 | 283 | 1 | FALSE | FALSE | 2 | TRUE | TRUE | 282 | 283 | 610356.5862 | 2322652.3527 | 613596.1482 | 2322625.438 | 282 | 610356.5862 | 2322652.3527 | 283 | 613596.1482 | 2322625.438
VN | 400573441 | LINEVN0204a | 500 | 0.31127 | [5 empty] | 50 | 6 cables - 2 systems | LINESTRING (606495.2374464987 2320856.9246235816, 606556.7860448256 2321108.907082395) | line | [10 empty] | 6 |  |  |  | 275 | 284 | 1 | FALSE | FALSE | 2 | TRUE | TRUE | 275 | 284 | 606495.2374 | 2320856.9246 | 606556.786 | 2321108.9071 | 275 | 606495.2374 | 2320856.9246 | 284 | 606556.786 | 2321108.9071
VN | 400573441 | LINEVN0204b | 500 | 0.31127 | [5 empty] | 50 | 6 cables - 2 systems | LINESTRING (606495.2374464987 2320856.9246235816, 606556.7860448256 2321108.907082395) | line | [10 empty] | 6 |  |  |  | 275 | 284 | 1 | FALSE | FALSE | 2 | TRUE | TRUE | 275 | 284 | 606495.2374 | 2320856.9246 | 606556.786 | 2321108.9071 | 275 | 606495.2374 | 2320856.9246 | 284 | 606556.786 | 2321108.9071
VN | 400573442 | LINEVN0205 | 500 | 0.76928 | [5 empty] | 50 |  | LINESTRING (609727.7498134358 2322557.265427895, 610019.4436765031 2322642.069334051, 610356.5862368152 2322652.352658701) | line | [10 empty] | 3 |  |  |  | 285 | 282 | 1 | FALSE | FALSE | 1 | TRUE | TRUE | 285 | 282 | 609727.7498 | 2322557.2654 | 610356.5862 | 2322652.3527 | 285 | 609727.7498 | 2322557.2654 | 282 | 610356.5862 | 2322652.3527
VN | 400573443 | LINEVN0206 | 500 | 0.77751 | [5 empty] | 50 |  | LINESTRING (609727.7498134358 2322557.265427895, 610015.2599258608 2322663.250167317, 610356.5862368152 2322652.352658701) | line | [10 empty] | 3 |  |  |  | 285 | 282 | 1 | FALSE | FALSE | 1 | TRUE | TRUE | 285 | 282 | 609727.7498 | 2322557.2654 | 610356.5862 | 2322652.3527 | 285 | 609727.7498 | 2322557.2654 | 282 | 610356.5862 | 2322652.3527
VN | 400573444 | LINEVN0207 | 500 | 0.9442 | [5 empty] | 50 |  | LINESTRING (606556.7860448256 2321108.907082395, 606651.723647814 2321543.7433665115, 606979.6961440418 2321639.8161626467) | line | [10 empty] | 3 |  |  |  | 284 | 286 | 1 | FALSE | FALSE | 1 | TRUE | TRUE | 284 | 286 | 606556.786 | 2321108.9071 | 606979.6961 | 2321639.8162 | 284 | 606556.786 | 2321108.9071 | 286 | 606979.6961 | 2321639.8162
VN | 400573445 | LINEVN0208 | 500 | 0.91585 | [5 empty] | 50 |  | LINESTRING (606556.7860448256 2321108.907082395, 606668.0048481732 2321525.5507016233, 606979.6961440418 2321639.8161626467) | line | [10 empty] | 3 |  |  |  | 284 | 286 | 1 | FALSE | FALSE | 1 | TRUE | TRUE | 284 | 286 | 606556.786 | 2321108.9071 | 606979.6961 | 2321639.8162 | 284 | 606556.786 | 2321108.9071 | 286 | 606979.6961 | 2321639.8162
VN | 400573446 | LINEVN0209a | 500 | 3.4766 | [5 empty] | 50 | 6 cables - 2 systems | LINESTRING (606979.6961440418 2321639.8161626467, 607337.2664636965 2321760.626876753, 607751.5276374242 2321898.848333298, 608067.1591160501 2322002.976928022, 608396.6924616983 2322113.9102828833, 608795.6399727679 2322246.800976137, 609267.0487036414 2322404.1426385655, 609727.7498134358 2322557.265427895) | line | [10 empty] | 6 |  |  |  | 286 | 285 | 1 | FALSE | FALSE | 2 | TRUE | TRUE | 286 | 285 | 606979.6961 | 2321639.8162 | 609727.7498 | 2322557.2654 | 286 | 606979.6961 | 2321639.8162 | 285 | 609727.7498 | 2322557.2654
VN | 400573446 | LINEVN0209b | 500 | 3.4766 | [5 empty] | 50 | 6 cables - 2 systems | LINESTRING (606979.6961440418 2321639.8161626467, 607337.2664636965 2321760.626876753, 607751.5276374242 2321898.848333298, 608067.1591160501 2322002.976928022, 608396.6924616983 2322113.9102828833, 608795.6399727679 2322246.800976137, 609267.0487036414 2322404.1426385655, 609727.7498134358 2322557.265427895) | line | [10 empty] | 6 |  |  |  | 286 | 285 | 1 | FALSE | FALSE | 2 | TRUE | TRUE | 286 | 285 | 606979.6961 | 2321639.8162 | 609727.7498 | 2322557.2654 | 286 | 606979.6961 | 2321639.8162 | 285 | 609727.7498 | 2322557.2654
VN | 400581337 | LINEVN0210 | 500 | 60.7028 | [5 empty] | 50 |  | LINESTRING (588686.8596988935 2286412.6405079076, 588711.0636666177 2286034.261280644, 588585.2958133279 2285721.7476774906, 588447.7008123155 2285385.1446718033, 588316.0830083659 2285055.857129933, 588158.0927388062 2284662.73685173, 588012.9182575014 2284303.7858165107, 588102.2595544608 2283915.7404935784, 588197.179507695 2283503.463566483, 588284.9448697036 2283123.4020907884, 588380.9808482556 2282700.4513353202, 588448.4959717949 2282414.7949055876, 588311.7115328251 2282076.3291693036, 588166.4850564775 2281723.222235543, 588027.3580781459 2281378.1286562895, 587867.4351328783 2280987.361786009, 587774.1489592581 2280759.8073619967, 587623.8673086321 2280392.3472965704, 587464.0962802263 2279994.613378497, 587333.1846913877 2279677.328160564, 587080.9058440727 2279437.7595980363, 586800.5334221309 2279172.2187457993, 586529.8786856509 2278916.162418909, 586242.799105793 2278644.3993939264, 585993.0751613012 2278406.6655986584, 585561.5869646504 2277986.759273362, 585480.1380403873 2277731.2448545885, 585339.4514442702 2277344.688104458, 585240.6803170091 2277056.84746527, 585138.3177342168 2276746.676781267, 584745.4121253255 2276719.321514928, 584371.3834234863 2276691.33869968, 583994.8709306015 2276373.0756161585, 583820.1659257556 2276255.7677324815, 583622.5681738848 2276134.729847618, 583293.300347372 2275924.118277414, 582946.1322960907 2275729.828534221, 582980.9013281178 2274893.5050336793, 582012.9838319761 2273744.5212967377, 581880.6084572155 2273593.295477558, 581650.6488430019 2273301.251934894, 581641.654076916 2272960.012436868, 581631.459194578 2272610.211962911, 581813.9286290182 2272255.426738819, 582014.1772893749 2271840.6754418965, 582147.3436393957 2271536.9991881778, 582273.5828995255 2271215.7923189355, 582403.4015959548 2270890.5085675647, 582202.7598214486 2270341.664153006, 582111.463805652 2270091.9344507707, 582007.6717124643 2269808.067764061, 581819.9124421354 2269328.486753745, 581495.1893800704 2268686.432370133, 581034.7657675324 2268334.8086712826, 580678.6230358086 2268061.6187539715, 580494.2043323033 2267847.2853027843, 580249.8869597089 2267552.653049976, 580324.0707728204 2267122.858450844, 580402.7391886697 2266662.6825657487, 580485.5286650846 2266174.171267449, 580550.2108704796 2265797.6236407207, 580415.3859233356 2265448.1917759194, 580220.6420125881 2264938.375634431, 580068.7513575956 2264548.7471337863, 579953.2134644326 2264252.313655158, 579989.7168853893 2263760.164807893, 579716.2576998427 2263182.199377337, 579542.7758099594 2262835.70655096, 579528.5535150527 2262372.7615785315, 579502.3959745131 2261741.689475768, 579479.0330034654 2261200.034536237, 579470.0427194121 2260936.9282603823, 579452.1484357748 2260465.9876601486, 579504.5691831469 2260174.092383661, 579579.747689632 2259758.0921372585, 579636.3246861422 2259445.9630510807, 579691.5044568131 2259134.060090271, 579769.578606538 2258714.0899458723, 579872.2279156747 2258155.115995055, 579982.486492963 2257554.287686027, 580062.1729844454 2257120.226528149, 580091.7964171959 2256771.616496123, 580131.415915749 2256273.641952388, 580165.4900787838 2255839.479105456, 580202.4692187137 2255366.7819407964, 580244.539767819 2254901.3248271593, 580278.524468146 2254455.928691512, 580248.7589179901 2254088.2825138546, 579988.2086568527 2253926.366614601, 579699.4978863549 2253741.779699192, 579244.005638352 2253451.939510871, 578730.7806742234 2253388.3534794385, 578312.7536469678 2253333.716619779, 577848.0112716547 2253272.1824026112, 577399.4255665768 2253383.4184369384, 577081.2945573262 2253460.665516367, 576791.3906856815 2253532.2010283177, 576388.0743671586 2253412.700295845, 575971.7510431912 2253288.0607131985, 575514.8161454477 2253151.111932322, 575310.0295032925 2253011.704696529, 574836.4748889299 2252719.8031073315, 574817.2424916908 2252331.0898220283, 574799.0525732669 2251880.03902436, 574584.7691779064 2251682.6294129784, 574119.8696677722 2251255.334542581, 573980.087051729 2250589.244639084, 574002.4856857744 2250017.062453896, 573843.4880240954 2249745.36342953, 573679.0570790875 2249461.5020594425, 573870.5778838029 2249032.5367730893, 573973.6428469252 2248796.4165498805, 574187.0967085036 2248293.1878251554, 574564.5106485381 2248090.1513826456, 574970.2169739768 2247872.150335048, 575389.047685219 2247646.6348863095, 575802.9081672174 2247423.874222185, 576205.00251382 2247206.0181809855, 576290.6385133769 2246869.696632516, 576390.1275383662 2246473.1643907735, 576437.0812241866 2246460.711651751) | line | [10 empty] | 3 | 1 |  |  | 287 | 288 | 1 | FALSE | FALSE | 1 | TRUE | FALSE | 287 |  | 588686.8597 | 2286412.6405 |  |  | 287 | 588686.8597 | 2286412.6405 | 288 | 576437.0812 | 2246460.7117
VN | 400591171 | LINEVN0211a | 500 | 11.5045 | [5 empty] | 50 | 6 cables - 2 systems | LINESTRING (568263.6643130234 2251855.6110667926, 568394.0462339 2251579.460998223, 568521.2006795673 2251294.4452475933, 568625.4440184664 2251060.325406396, 568773.254208443 2250743.3322600485, 569076.2629768818 2250461.9243025463, 569413.8177427908 2250158.0727098538, 569751.3726521982 2249857.138110048, 570085.9839539924 2249559.108509602, 570425.4040970887 2249254.5419512205, 570725.3997710653 2248987.76912735, 571021.7183090802 2248723.896788782, 571359.2444966622 2248420.8561769943, 571696.0396814923 2248120.740568845, 571997.4986052252 2247860.5356915835, 572286.8133393935 2247531.0815254315, 572536.3332831095 2247258.2723454474, 572777.0492238816 2246990.520301831, 573012.5971615867 2246734.4033186473, 573245.2029461309 2246481.9069195613, 573443.2145330473 2246266.4186916794, 573758.1883563531 2246289.6219577747, 574158.0827493898 2246327.7608105806, 574553.2086702514 2246367.3381838696, 574946.3734281593 2246401.404652678, 575321.2314322039 2246441.044415566) | line |  | Đường dây 500kV Bắc - Nam mạch 2 | [8 empty] | 6 |  |  |  | 289 | 290 | 1 | FALSE | FALSE | 2 | TRUE | TRUE | 289 | 290 | 568263.6643 | 2251855.6111 | 575321.2314 | 2246441.0444 | 289 | 568263.6643 | 2251855.6111 | 290 | 575321.2314 | 2246441.0444
VN | 400591171 | LINEVN0211b | 500 | 11.5045 | [5 empty] | 50 | 6 cables - 2 systems | LINESTRING (568263.6643130234 2251855.6110667926, 568394.0462339 2251579.460998223, 568521.2006795673 2251294.4452475933, 568625.4440184664 2251060.325406396, 568773.254208443 2250743.3322600485, 569076.2629768818 2250461.9243025463, 569413.8177427908 2250158.0727098538, 569751.3726521982 2249857.138110048, 570085.9839539924 2249559.108509602, 570425.4040970887 2249254.5419512205, 570725.3997710653 2248987.76912735, 571021.7183090802 2248723.896788782, 571359.2444966622 2248420.8561769943, 571696.0396814923 2248120.740568845, 571997.4986052252 2247860.5356915835, 572286.8133393935 2247531.0815254315, 572536.3332831095 2247258.2723454474, 572777.0492238816 2246990.520301831, 573012.5971615867 2246734.4033186473, 573245.2029461309 2246481.9069195613, 573443.2145330473 2246266.4186916794, 573758.1883563531 2246289.6219577747, 574158.0827493898 2246327.7608105806, 574553.2086702514 2246367.3381838696, 574946.3734281593 2246401.404652678, 575321.2314322039 2246441.044415566) | line |  | Đường dây 500kV Bắc - Nam mạch 2 | [8 empty] | 6 |  |  |  | 289 | 290 | 1 | FALSE | FALSE | 2 | TRUE | TRUE | 289 | 290 | 568263.6643 | 2251855.6111 | 575321.2314 | 2246441.0444 | 289 | 568263.6643 | 2251855.6111 | 290 | 575321.2314 | 2246441.0444
VN | 400591172 | LINEVN0212 | 500 | 1.2152 | [5 empty] | 50 |  | LINESTRING (575321.2314322039 2246441.044415566, 575626.935967287 2246462.8470467585, 575936.7293904027 2246438.002380959, 576263.9787144847 2246375.799839855, 576324.6683612546 2246361.8692416498) | line |  | Đường dây 500kV Bắc - Nam mạch 2 | [8 empty] | 3 |  |  |  | 290 | 291 | 1 | FALSE | FALSE | 1 | TRUE | FALSE | 290 |  | 575321.2314 | 2246441.0444 |  |  | 290 | 575321.2314 | 2246441.0444 | 291 | 576324.6684 | 2246361.8692
VN | 400591173 | LINEVN0213 | 500 | 1.2249 | [5 empty] | 50 |  | LINESTRING (575321.2314322039 2246441.044415566, 575627.1679458532 2246481.35256561, 575936.7293904027 2246438.002380959, 576048.898231328 2246431.6575551154, 576272.7454511498 2246418.9900480285, 576334.1363168474 2246404.6420347937) | line |  | Đường dây 500kV Bắc - Nam mạch 2 | [8 empty] | 3 |  |  |  | 290 | 292 | 1 | FALSE | FALSE | 1 | TRUE | FALSE | 290 |  | 575321.2314 | 2246441.0444 |  |  | 290 | 575321.2314 | 2246441.0444 | 292 | 576334.1363 | 2246404.642
VN | 400591174 | LINEVN0214 | 500 | 12.1879 | [5 empty] | 50 |  | LINESTRING (569164.8517358033 2251766.017920985, 569227.0447934243 2251421.7464153324, 569285.598766532 2251074.5498344046, 569342.6215152438 2250742.631116731, 569438.9761814967 2250289.22085936, 569677.279216012 2250066.5610673246, 570025.1353395213 2249754.750061515, 570307.9202115756 2249501.667875143, 570620.4122395559 2249220.379992, 570934.3983471639 2248936.193001056, 571243.9669776848 2248659.9947726997, 571550.6061841903 2248385.2394766, 571785.9316895688 2248173.551664756, 571926.5117993036 2248017.548405781, 572210.6387972892 2247701.9164678846, 572510.242639462 2247365.2267889297, 572790.7051239511 2247054.668314372, 573050.5382904878 2246770.986424355, 573247.8350690306 2246550.391065719, 573462.0910340723 2246308.0234213723, 573820.24310897 2246341.6049364423, 574189.3657088527 2246380.332117313, 574545.2237225205 2246417.548988838, 574929.6853421342 2246455.1964609968, 575298.8877780561 2246491.4688665364, 575623.8697788741 2246523.936068888, 575976.4526241809 2246485.955015802, 576308.8866841238 2246448.102144356, 576432.5938521039 2246432.016359281) | line |  | Đường dây 500kV Bắc - Nam mạch 1 | [8 empty] | 3 |  |  |  | 293 | 294 | 1 | FALSE | FALSE | 1 | TRUE | FALSE | 293 |  | 569164.8517 | 2251766.0179 |  |  | 293 | 569164.8517 | 2251766.0179 | 294 | 576432.5939 | 2246432.0164
VN | 400591175 | LINEVN0215 | 500 | 166.9873 | [5 empty] | 50 |  | LINESTRING (576315.4711655542 2246319.2415315253, 576254.363178462 2246333.3031228315, 575992.1217005798 2246363.3210458863, 575920.9015523492 2246177.3975508516, 576064.6329541983 2245892.1965452554, 576250.056565859 2245520.3802953684, 576437.0323674645 2245146.4035824533, 576621.5310090411 2244781.81386309, 576795.4667868002 2244432.06442993, 576972.4987245341 2244080.305118854, 577128.5675049064 2243766.4477509665, 577087.432225108 2243444.8145455997, 577046.2346847962 2243122.694364771, 577002.0304513287 2242781.270772069, 576956.2090812516 2242424.9990604525, 576899.770443054 2241954.931042702, 577079.9159435023 2241505.6065242197, 577251.261655988 2241087.686477204, 577299.6330824184 2240967.1922498904, 577369.8167296182 2240745.3533087177, 577485.7046533885 2240388.577232755, 577606.1381054379 2240004.397633223, 577735.1202963874 2239590.021523734, 577868.0262499569 2239189.309918264, 577995.7525031292 2238791.9624850233, 578132.0555788245 2238372.453773044, 578232.1428034407 2238046.8981454833, 578346.0351174264 2237690.760359181, 578494.1063928504 2237243.562020463, 578696.79968106 2236986.770576314, 578965.4155682514 2236652.136079168, 579211.2220524533 2236345.8218056345, 579478.4539425371 2236012.018440177, 579796.8338515742 2235617.09761255, 580031.1153587217 2235324.2210079147, 580359.7397162289 2234976.2159622987, 580662.6398449661 2234656.152522104, 580948.247556123 2234354.384938842, 581247.8270352614 2234038.554338609, 581551.2725846381 2233718.3309290996, 581862.9303358404 2233389.474512248, 582170.149361201 2233064.896413623, 582356.5117437034 2232602.913107795, 582271.0031154966 2232121.412412535, 582197.6130680244 2231712.1950085913, 582122.6903252079 2231288.1851026476, 582058.6917065706 2230922.1756772334, 581844.1542104266 2230766.9406195283, 581447.8899392093 2230378.9518967588, 581212.9837406164 2230127.4886240466, 580847.218354973 2229775.161268524, 580537.2271755763 2229800.968566212, 580186.2899438331 2229829.4365405804, 579815.165593775 2229859.7666032906, 579438.9946902953 2229890.2253346425, 579112.8708358295 2229918.8394376226, 578769.4325875507 2229917.34478362, 578396.8487407884 2229915.7253327314, 577965.5214940663 2229916.7828600723, 577465.4462422368 2229904.99417912, 577066.7448627638 2229913.391084018, 576598.242754622 2229908.2639233344, 576490.4621085164 2229909.460029083, 576338.2640293562 2229735.4240898434, 575976.7799525188 2229322.098746903, 575748.3699099254 2229072.3352752794, 575526.9708347744 2228819.041983964, 575313.801641815 2228580.030801761, 575071.8752424808 2228307.06625947, 574785.0026477145 2227979.9601300946, 574524.5612074102 2227687.2028758684, 574401.9724008611 2227543.2268662485, 574394.512614986 2227420.428290717, 574366.268670975 2226927.392840931, 574348.6289128324 2226708.9427972287, 574327.124806873 2226149.5677342652, 574304.0950389957 2225829.5107778804, 574280.0286808223 2225392.039629202, 574265.7333938989 2225079.8114866777, 574006.3838332649 2224945.4271064694, 573763.7516632496 2224816.9720104043, 573473.5822592212 2224671.575428531, 573236.2945290623 2224314.5068029845, 572996.7985909745 2223958.151986719, 572716.5371356072 2223540.4636715017, 572597.1402773713 2223362.2858137568, 572326.3335403497 2222954.095266041, 572062.7643027013 2222564.863915286, 571899.689272065 2222319.5007479438, 571777.809844776 2222029.1558678257, 571562.9304216775 2221551.9970051413, 571402.5246059468 2221184.2835643995, 571232.0199292814 2220778.6598331323, 571077.3911052123 2220429.1677060295, 570896.7023577627 2220001.638465353, 570792.1754575255 2219760.8638398824, 570761.733845453 2219498.533112047, 570712.2832419917 2219044.569247724, 570671.5537022919 2218698.4212046843, 570635.6212134484 2218347.334887021, 570596.1123421524 2217975.1077596433, 570549.5647990264 2217530.032699222, 570820.1322128865 2217278.4712513485, 571210.5024498103 2216929.8140674243, 571518.5761150838 2216646.3551053563, 571814.135197841 2216379.5940426155, 572096.8698883372 2216133.302799221, 572316.6248179382 2215928.7319360357, 572570.0013397608 2215696.0273489556, 572462.2514295548 2215358.406594036, 572301.1363451361 2214815.209710976, 572152.2188614485 2214332.4791171337, 571949.0703830221 2213671.0968803107, 571635.7435325374 2213076.9626061334, 571364.5830729122 2212557.2871504007, 571193.4003069304 2212205.5850036964, 571043.5636062619 2211861.1316450997, 570870.1058411831 2211450.349692034, 570701.7069883631 2211054.1541824965, 570564.5280619332 2210730.916703253, 570427.4329477573 2210382.902451982, 570288.5917924372 2210012.3064211183, 570142.9780886688 2209635.7861750126, 569987.0717484697 2209238.6201783596, 569822.9167077752 2208830.0797536103, 569666.0027613393 2208424.657651997, 569496.7873536295 2207982.0930598336, 569364.482902093 2207636.4989264924, 569159.9505001251 2207471.9049792374, 568859.4327630611 2207213.202094415, 568499.9801218614 2206915.12087009, 568319.2345619954 2206761.962438986, 568104.8460924628 2206462.385335474, 567856.390691713 2206129.7120279525, 567601.723183705 2205790.832508201, 567342.9437651623 2205443.696724731, 567072.8023465145 2205082.079913401, 566811.9545126559 2204725.660106247, 566616.0614054592 2204456.020374341, 566387.4862283989 2204156.523746355, 566170.9658557528 2203866.5377132613, 566269.4260395397 2203600.3252622616, 566408.6559077911 2203208.9601834975, 566569.388882842 2202751.3996961066, 566718.2858844731 2202325.8224499724, 566854.5815484984 2201943.170101403, 566958.3077722355 2201643.4385210294, 566762.5561574419 2201310.9746544473, 566478.2668307371 2200836.0068131196, 566287.6338932695 2200515.3653499545, 566101.1405083461 2200216.6978388727, 565884.7505487461 2199874.207975401, 565689.5261209644 2199555.0950721786, 565490.6251312732 2199237.431786398, 565280.1134954377 2198886.92693365, 565064.9307352626 2198520.460915571, 564834.068612934 2198122.1019909303, 564656.0769203048 2197820.827386615, 564458.2350900308 2197489.182304036, 564237.8683664018 2197136.5642770343, 564034.7049360955 2196786.9222882707, 563856.2754660827 2196483.254008189, 563495.1034203927 2196458.634286356, 563092.9142834839 2196429.5151708275, 562700.9873019763 2196399.7113165627, 562294.4040198849 2196372.0445697107, 561816.75122369 2196337.5869218204, 561380.8698784693 2196304.017808286, 561022.6364670758 2196275.8182507562, 560664.3950323638 2196252.738643639, 560297.3575280566 2196226.714764015, 559975.0214822692 2196202.3000274156, 559755.3068034666 2195950.979065097, 559501.6441271285 2195667.5095370216, 559248.3568476371 2195378.943638771, 558972.4030196171 2195071.360422688, 558819.1095697493 2194895.303879387, 558716.3994222101 2194492.14732611, 558615.0778837544 2194110.830154976, 558512.3773182337 2193701.8323854287, 558408.8810032964 2193310.2955477852, 558315.6055112012 2192926.8053167867, 558199.101359591 2192475.480384804, 558310.9263792499 2192122.5124673364, 558489.4286321045 2191556.2964930744, 558639.0484577093 2191081.0401415783, 558796.0452653898 2190591.2241658387, 558922.7524988935 2190179.259759954, 559056.055881624 2189766.5768111115, 559199.0507741866 2189310.9346941668, 559327.9600208626 2188900.40809011, 559638.3320108207 2188591.759724507, 559930.3494561467 2188293.2576283235, 559868.7888120364 2188072.9853233807, 559793.5503892167 2187776.874199169, 559439.8439372511 2187449.229690378, 559088.1609731838 2187120.3047165996, 558980.9745101471 2186745.5873884833, 558864.1996234437 2186335.5710209385, 558715.8759130716 2186067.7743261093, 558665.6191509828 2185596.341073382, 558637.9444940788 2185312.8432570687, 558602.4911451807 2184954.3461877946, 558574.0135319406 2184700.7580799647, 558292.6187131335 2184258.400522232, 558148.3304927903 2184013.895373824, 557944.896619304 2183700.720870598, 557810.0187711263 2183488.2972859684, 557551.1939253779 2183075.8609996154, 557355.792435489 2182767.080232371, 557056.0935843557 2182298.403655936, 556247.490321002 2182145.7587655215, 555570.7163335759 2182016.1375130275, 555227.9102605853 2181956.0537022515, 554830.1829580929 2181882.69376425, 554738.9803462231 2181606.036209197, 554591.9075138529 2181194.2120995717, 554520.6614446214 2181006.024506113, 554373.8820308445 2180587.3758287523, 554220.6032100425 2180139.5386773087, 554050.5391019376 2179660.324169415, 553948.0636746184 2179374.3864531685, 553687.7834869653 2179151.3705862006, 553181.8256629152 2178725.778232476, 552847.6783378308 2178443.51746041, 552393.5779622232 2178065.443313917, 552160.0679436001 2177703.330079031, 551844.8231019769 2177209.064164281, 551482.9613804878 2176634.3194746757, 551152.3496800421 2176108.617616548, 550963.2920555084 2175813.6321188607, 550707.8387354526 2175406.2065714505, 550280.8187582245 2174730.072556181, 549993.4147333627 2174565.422272626, 549549.4724679518 2174311.1055819285, 549255.184391248 2174140.450731932, 549146.109720344 2174075.281466212, 548892.7958569629 2173930.2637421372, 548569.9403659275 2173739.867105116, 548101.3616197411 2173474.7202836983, 547954.9367920008 2173386.1309885927, 547551.5163416031 2173152.5239574984, 547335.5301053015 2173027.292634259, 547052.7440020961 2172995.5276402473, 546761.5121636069 2172961.8527637064, 546274.8431944756 2172907.6127715153, 546046.1616780175 2172879.345959662, 545593.2820224374 2172827.5909458916, 545153.9099334299 2172777.286983344, 544641.8449973275 2172721.212733801, 544469.8614428442 2172450.477750236, 544299.977217668 2172185.0614301194, 544143.8184424705 2171933.922566792, 544063.4079533645 2171813.382923125, 543897.4527870716 2171544.0521752997, 543709.0656986744 2171249.095119416, 543441.3618493952 2170834.701912024, 543228.0312940484 2170494.2425187374, 543139.0790969296 2170353.8347430653, 542594.580487706 2169955.1228970084, 542103.679218964 2169592.8944542403, 541750.6107334952 2169335.838454472, 541565.6059971695 2169193.522113091, 541188.9439281086 2168916.139254435, 540852.8015132004 2168669.8855180475, 540627.4688733065 2168395.8045591614, 540344.3207506218 2168232.0215618205, 539847.0295795669 2167862.9602471977, 539781.8992704095 2167423.139830287, 539743.5888727214 2167135.754725154, 539675.0435303906 2166649.075194786, 539597.9898676481 2166128.6712075514, 539538.5094201121 2165679.4482328384, 539719.8986627881 2165446.638984775, 539981.4120948146 2165114.728305129, 540211.7814420596 2164816.9999232236, 540344.7987368352 2164647.417619592, 540694.0875311231 2164202.711559759, 540883.4151833776 2163960.6808852316, 540879.6804271608 2163620.323881185, 540867.3292360612 2163056.198564233, 540861.3283675179 2162660.3089803, 540854.4465203395 2162130.4339799588, 540850.2322839666 2161852.5424252455, 540844.0769382652 2161339.434053744, 540837.1145003824 2160908.8077871185, 540830.0370192839 2160459.3033920396, 540823.9830099441 2160030.062797641, 540817.0860135749 2159597.589304177, 540815.7609693004 2159312.401699699, 540812.2581539286 2158997.420449727, 540803.7576586101 2158586.743146377, 540795.2498767857 2158058.692544016, 540976.3188843945 2157794.6678718086, 541100.344824645 2157613.318955302, 541286.8496147519 2157343.776924373, 541315.8982182418 2156459.222012235, 541334.0951384988 2155827.514993542, 541647.3869432425 2155544.0486982185, 542087.4506544513 2155154.896634324, 542539.1751620908 2154750.8771605752, 542891.2288695757 2154436.672489793, 543247.3451265326 2154118.378918263, 543502.3586657922 2153890.4535491634, 543853.2989131808 2153577.5592027493, 544103.2851728352 2153167.1019990817, 544275.5541614158 2152884.6196171977, 544327.1010765742 2152472.827499237, 544355.772176039 2151957.305432305, 544404.5484098778 2151427.514148593, 544501.4590769369 2150831.658238391, 544573.3365666915 2150343.7528275982, 544647.9816723219 2149871.5014791847, 544717.4487886375 2149448.4908185448, 544798.7318265473 2148964.936648738, 544910.491873669 2148245.7169643133, 544962.8561259995 2147907.9920535344, 544985.7278090965 2147770.3375086715, 545041.9502383827 2147532.744059868, 545154.0786910811 2147068.2352656955, 545356.1383807431 2146205.1042292896, 545493.7024933324 2145644.1696138824, 545602.9800830341 2145419.9237842076, 545781.5560199033 2145072.405999367, 546203.5423992274 2144259.6370607344, 546806.4865463399 2143080.5312712374, 547080.2178253395 2142555.149339243, 547340.4023150005 2142047.640173446, 547614.4800381998 2141509.9067695504, 547808.4290621309 2141132.129177429, 547978.4873703272 2140800.146150048, 548197.7701863786 2140372.069133566, 548369.954793421 2140031.7297570067, 548462.4128471515 2139692.8610097826, 548547.2070190406 2139377.4865931342, 548651.0608460811 2138994.0993859437, 548721.9288662275 2138727.410201574, 548827.2010309452 2138342.6225448907, 548921.9798417113 2137986.6441139546) | line |  | Đường dây 500kV Bắc - Nam mạch 1 | [8 empty] | 3 | 1 |  |  | 295 | 296 | 1 | FALSE | FALSE | 1 | FALSE | TRUE |  | 296 |  |  | 548921.9798 | 2137986.6441 | 295 | 576315.4712 | 2246319.2415 | 296 | 548921.9798 | 2137986.6441
VN | 400616748 | LINEVN0216 | 500 | 0.59641 | [5 empty] | 50 |  | LINESTRING (568263.6643130234 2251855.6110667926, 567891.9940576287 2252185.578368785) | line |  | Đường dây 500kV Bắc - Nam mạch 2 | [8 empty] | 3 |  |  |  | 289 | 297 | 1 | FALSE | FALSE | 1 | TRUE | TRUE | 289 | 297 | 568263.6643 | 2251855.6111 | 567891.9941 | 2252185.5784 | 289 | 568263.6643 | 2251855.6111 | 297 | 567891.9941 | 2252185.5784
VN | 400616749 | LINEVN0217 | 500 | 1.0322 | [5 empty] | 50 |  | LINESTRING (566271.2082223061 2253513.6497755474, 566223.6088678123 2253551.8138238834, 565933.2855252244 2253784.6339891716, 565534.1230207029 2253936.429872866) | line |  | Đường dây 500kV Bắc - Nam mạch 2 | [8 empty] | 3 |  |  |  | 298 | 299 | 1 | FALSE | FALSE | 1 | TRUE | TRUE | 298 | 299 | 566271.2082 | 2253513.6498 | 565534.123 | 2253936.4299 | 298 | 566271.2082 | 2253513.6498 | 299 | 565534.123 | 2253936.4299
VN | 400616751 | LINEVN0218 | 500 | 1.0409 | [5 empty] | 50 |  | LINESTRING (566271.2082223061 2253513.6497755474, 565943.2989773476 2253802.202826271, 565534.1230207029 2253936.429872866) | line |  | Đường dây 500kV Bắc - Nam mạch 2 | [8 empty] | 3 |  |  |  | 298 | 299 | 1 | FALSE | FALSE | 1 | TRUE | TRUE | 298 | 299 | 566271.2082 | 2253513.6498 | 565534.123 | 2253936.4299 | 298 | 566271.2082 | 2253513.6498 | 299 | 565534.123 | 2253936.4299
VN | 400616752 | LINEVN0219a | 500 | 1.0084 | [5 empty] | 50 | 6 cables - 2 systems | LINESTRING (565534.1230207029 2253936.429872866, 565138.0675374562 2254079.890934796, 564743.7053081447 2254221.6961966134) | line |  | Đường dây 500kV Bắc - Nam mạch 2 | [8 empty] | 6 |  |  |  | 299 | 300 | 1 | FALSE | FALSE | 2 | TRUE | TRUE | 299 | 300 | 565534.123 | 2253936.4299 | 564743.7053 | 2254221.6962 | 299 | 565534.123 | 2253936.4299 | 300 | 564743.7053 | 2254221.6962
VN | 400616752 | LINEVN0219b | 500 | 1.0084 | [5 empty] | 50 | 6 cables - 2 systems | LINESTRING (565534.1230207029 2253936.429872866, 565138.0675374562 2254079.890934796, 564743.7053081447 2254221.6961966134) | line |  | Đường dây 500kV Bắc - Nam mạch 2 | [8 empty] | 6 |  |  |  | 299 | 300 | 1 | FALSE | FALSE | 2 | TRUE | TRUE | 299 | 300 | 565534.123 | 2253936.4299 | 564743.7053 | 2254221.6962 | 299 | 565534.123 | 2253936.4299 | 300 | 564743.7053 | 2254221.6962
VN | 400616753 | LINEVN0220 | 500 | 0.84586 | [5 empty] | 50 |  | LINESTRING (558246.6203251793 2256169.3664626195, 557944.0284583914 2256185.307039038, 557548.4050740737 2256114.6951487367) | line |  | Đường dây 500kV Bắc - Nam mạch 2 | [8 empty] | 3 |  |  |  | 301 | 302 | 1 | FALSE | FALSE | 1 | TRUE | TRUE | 301 | 302 | 558246.6203 | 2256169.3665 | 557548.4051 | 2256114.6951 | 301 | 558246.6203 | 2256169.3665 | 302 | 557548.4051 | 2256114.6951
VN | 400616754 | LINEVN0221 | 500 | 0.9592 | [5 empty] | 50 |  | LINESTRING (562020.8717246578 2255685.069612042, 561664.1874441662 2255874.08221933, 561270.8154511723 2255916.6307968944) | line |  | Đường dây 500kV Bắc - Nam mạch 2 | [8 empty] | 3 |  |  |  | 303 | 304 | 1 | FALSE | FALSE | 1 | TRUE | TRUE | 303 | 304 | 562020.8717 | 2255685.0696 | 561270.8155 | 2255916.6308 | 303 | 562020.8717 | 2255685.0696 | 304 | 561270.8155 | 2255916.6308
VN | 400616755 | LINEVN0222 | 500 | 0.89866 | [5 empty] | 50 |  | LINESTRING (564743.7053081447 2254221.6961966134, 564409.9441281802 2254328.4003096097, 564064.0965604127 2254526.3362663747) | line |  | Đường dây 500kV Bắc - Nam mạch 2 | [8 empty] | 3 |  |  |  | 300 | 305 | 1 | FALSE | FALSE | 1 | TRUE | TRUE | 300 | 305 | 564743.7053 | 2254221.6962 | 564064.0966 | 2254526.3363 | 300 | 564743.7053 | 2254221.6962 | 305 | 564064.0966 | 2254526.3363
VN | 400616756 | LINEVN0223 | 500 | 0.85253 | [5 empty] | 50 |  | LINESTRING (558246.6203251793 2256169.3664626195, 557942.1471228047 2256204.7786552124, 557548.4050740737 2256114.6951487367) | line |  | Đường dây 500kV Bắc - Nam mạch 2 | [8 empty] | 3 |  |  |  | 301 | 302 | 1 | FALSE | FALSE | 1 | TRUE | TRUE | 301 | 302 | 558246.6203 | 2256169.3665 | 557548.4051 | 2256114.6951 | 301 | 558246.6203 | 2256169.3665 | 302 | 557548.4051 | 2256114.6951
VN | 400616757 | LINEVN0224 | 500 | 0.97029 | [5 empty] | 50 |  | LINESTRING (562020.8717246578 2255685.069612042, 561669.1516587769 2255895.10541769, 561270.8154511723 2255916.6307968944) | line |  | Đường dây 500kV | [8 empty] | 3 |  |  |  | 303 | 304 | 1 | FALSE | FALSE | 1 | TRUE | TRUE | 303 | 304 | 562020.8717 | 2255685.0696 | 561270.8155 | 2255916.6308 | 303 | 562020.8717 | 2255685.0696 | 304 | 561270.8155 | 2255916.6308
VN | 400616758 | LINEVN0225 | 500 | 0.89467 | [5 empty] | 50 |  | LINESTRING (564743.7053081447 2254221.6961966134, 564417.985984405 2254348.882551766, 564064.0965604127 2254526.3362663747) | line |  | Đường dây 500kV Bắc - Nam mạch 2 | [8 empty] | 3 |  |  |  | 300 | 305 | 1 | FALSE | FALSE | 1 | TRUE | TRUE | 300 | 305 | 564743.7053 | 2254221.6962 | 564064.0966 | 2254526.3363 | 300 | 564743.7053 | 2254221.6962 | 305 | 564064.0966 | 2254526.3363
VN | 400616759 | LINEVN0226a | 500 | 2.0726 | [5 empty] | 50 | 6 cables - 2 systems | LINESTRING (557548.4050740737 2256114.6951487367, 557158.1139400988 2256033.6851246897, 556717.7589979598 2255945.4134225883, 556276.1404413192 2255856.1861828673, 555855.6310895502 2255771.897588794) | line |  | Đường dây 500kV Bắc - Nam mạch 2 | [8 empty] | 6 |  |  |  | 302 | 306 | 1 | FALSE | FALSE | 2 | TRUE | TRUE | 302 | 306 | 557548.4051 | 2256114.6951 | 555855.6311 | 2255771.8976 | 302 | 557548.4051 | 2256114.6951 | 306 | 555855.6311 | 2255771.8976
VN | 400616759 | LINEVN0226b | 500 | 2.0726 | [5 empty] | 50 | 6 cables - 2 systems | LINESTRING (557548.4050740737 2256114.6951487367, 557158.1139400988 2256033.6851246897, 556717.7589979598 2255945.4134225883, 556276.1404413192 2255856.1861828673, 555855.6310895502 2255771.897588794) | line |  | Đường dây 500kV Bắc - Nam mạch 2 | [8 empty] | 6 |  |  |  | 302 | 306 | 1 | FALSE | FALSE | 2 | TRUE | TRUE | 302 | 306 | 557548.4051 | 2256114.6951 | 555855.6311 | 2255771.8976 | 302 | 557548.4051 | 2256114.6951 | 306 | 555855.6311 | 2255771.8976
VN | 400616761 | LINEVN0227 | 500 | 25.3712 | [5 empty] | 50 |  | LINESTRING (551163.5612511568 2259232.805845233, 551803.4941788721 2259462.687324952, 552184.2599624506 2259597.222841068, 552418.8978595434 2259681.5949692773, 552953.2889571233 2259875.163367382, 553223.5613315612 2259970.712949097, 553599.8268799799 2260079.6796914455, 553920.9643151197 2260169.6892844066, 554234.6184446489 2260259.902621727, 554544.4941189189 2260346.5572448233, 554726.9614538306 2260399.0884062443, 555049.2766445978 2260489.123277557, 555573.6817032158 2260638.5190583095, 556095.4908810646 2260787.978000774, 556494.7296434222 2260901.179589929, 556961.1014408428 2261035.398001896, 557292.6115979045 2261129.6123319822, 557532.0800769187 2261200.503852393, 557829.170821227 2261066.819208772, 558168.3753974725 2260915.276597237, 558578.309856165 2260736.569387518, 558850.5468742158 2260615.5441830214, 559032.832904047 2260534.950656697, 559499.6995779922 2260323.6365278037, 559972.1237087051 2260289.129331793, 560333.8567406785 2260264.2492027185, 561006.3875543583 2260214.7617626134, 561369.5892079158 2260188.6580828005, 561570.63854737 2260050.0338039785, 561868.7308743343 2259847.417915801, 562254.9405457657 2259578.6579714934, 562663.9784508487 2259304.0690583214, 563028.236118501 2259054.00448049, 563313.4672650375 2258860.263584096, 563639.8339085585 2258637.606635954, 563995.9436127366 2258395.2122921036, 564370.4940449736 2258137.411405174, 564681.6976925451 2257925.8391779917, 564899.2136214693 2257775.948853499, 565051.4541982213 2257424.7447106712, 565183.9189894436 2257117.292664137, 565326.1783408821 2256787.1579954987, 565503.0305497344 2256389.148767191, 565693.0976215146 2256013.72465889, 565839.8141317331 2255742.3224776653, 565999.520145849 2255440.0054936665, 566200.2672303837 2255060.566132527, 566401.2468001386 2254674.522782296, 566477.4601962406 2254293.398724683, 566744.1833217787 2254045.676944777, 566977.080544871 2253827.597830536, 567245.3144010172 2253573.547889325, 567523.937939704 2253314.7396435444, 567867.4067303966 2252993.4408998424, 568180.128719371 2252699.2851281012) | line |  | Đường dây 500kV Bắc - Nam mạch 1 | [8 empty] | 3 |  |  |  | 307 | 308 | 1 | FALSE | FALSE | 1 | TRUE | TRUE | 307 | 308 | 551163.5613 | 2259232.8058 | 568180.1287 | 2252699.2851 | 307 | 551163.5613 | 2259232.8058 | 308 | 568180.1287 | 2252699.2851
VN | 400616762 | LINEVN0228a | 500 | 2.5146 | [5 empty] | 50 | 6 cables - 2 systems | LINESTRING (567891.9940576287 2252185.578368785, 567436.797119432 2252549.179329821, 567198.6441243107 2252744.356263532, 566920.607866941 2252974.6630382105, 566625.7527682523 2253216.584722542, 566271.2082223061 2253513.6497755474) | line |  | Đường dây 500kV Bắc - Nam mạch 2 | [8 empty] | 6 |  |  |  | 297 | 298 | 1 | FALSE | FALSE | 2 | TRUE | TRUE | 297 | 298 | 567891.9941 | 2252185.5784 | 566271.2082 | 2253513.6498 | 297 | 567891.9941 | 2252185.5784 | 298 | 566271.2082 | 2253513.6498
VN | 400616762 | LINEVN0228b | 500 | 2.5146 | [5 empty] | 50 | 6 cables - 2 systems | LINESTRING (567891.9940576287 2252185.578368785, 567436.797119432 2252549.179329821, 567198.6441243107 2252744.356263532, 566920.607866941 2252974.6630382105, 566625.7527682523 2253216.584722542, 566271.2082223061 2253513.6497755474) | line |  | Đường dây 500kV Bắc - Nam mạch 2 | [8 empty] | 6 |  |  |  | 297 | 298 | 1 | FALSE | FALSE | 2 | TRUE | TRUE | 297 | 298 | 567891.9941 | 2252185.5784 | 566271.2082 | 2253513.6498 | 297 | 567891.9941 | 2252185.5784 | 298 | 566271.2082 | 2253513.6498
VN | 400616763 | LINEVN0229 | 500 | 32.4535 | [5 empty] | 50 |  | LINESTRING (555855.6310895502 2255771.897588794, 555497.8060851417 2255688.109881442, 555129.5567764788 2255626.120303661, 554654.7092815366 2255527.2998549477, 554378.3902579899 2254959.029793508, 554221.62687078 2254612.691497254, 554135.1753856895 2254403.4525017254, 553964.9746770221 2254009.6196129657, 553903.2167164304 2253867.1601258055, 553992.035983878 2253570.8897095723, 554107.3865918353 2253185.0280150636, 554262.3062395399 2252656.882872687, 554363.4639114158 2252314.083788026, 554541.3782199504 2252263.3082461576, 554800.8777028081 2252195.5301572043, 554962.8086337213 2252153.68322595, 555162.3584909599 2251993.3320780843, 555394.3329481413 2251802.4875971954, 555359.8336233038 2251564.5701597785, 555324.9565936538 2251310.726350376, 555256.8065874367 2250848.463028078, 555216.5473156017 2250569.7571793552, 554974.2684386348 2250257.5468590795, 554655.2842502171 2249849.777145154, 554435.1488889506 2249566.021071528, 554437.6587411547 2249237.9620944094, 554442.244588087 2248834.3893710473, 554445.0354181859 2248589.045398185, 554426.9624116321 2247771.4227035143, 554250.7953029143 2247077.483326004, 554263.6104045159 2246565.327351073, 554428.117173352 2246210.091153282, 554573.4724286158 2245894.448352721, 554761.9134662268 2245482.5513017243, 554917.0145483888 2245142.993610369, 555056.7082784679 2244764.952900587, 555225.9178231341 2244307.7359817233, 555539.9465499646 2243455.9553798786, 555683.9088453465 2243064.122002933, 555798.0477181018 2242758.293365645, 555884.6760998111 2242516.541900471, 555879.459889638 2242092.3996540075, 555876.429811456 2241731.522661296, 555870.3325502446 2241430.916874076, 555868.1124665196 2240967.90708189, 555859.4722831451 2240478.061869113, 555854.1296308177 2240095.4206812675, 555610.4690813619 2239688.1954979664, 555404.8377342976 2239342.07408755, 555227.1201873772 2239050.2829200667, 555060.4692667105 2238774.454157104, 554818.0271508143 2238369.591731458, 554578.5588902344 2237971.958086032, 554336.726560165 2237565.2017801967, 553972.9814809097 2236964.5556284366, 553738.4490934542 2236569.2967452067, 553447.9808307565 2236088.2012184104, 553156.2558762821 2235602.780279706, 552710.7329547161 2234960.9000834227, 552483.0754604101 2234632.9004460317, 552231.2098846812 2234267.9237682787, 552011.2901791803 2233948.9958162652, 551795.1853717716 2233637.319961463, 551589.6863201178 2233340.16490852, 551366.4422973915 2233020.8709446345, 551087.1116747655 2232617.3526307466) | line |  | Đường dây 500kV Bắc - Nam mạch 2 | [8 empty] | 3 |  |  |  | 306 | 309 | 1 | FALSE | FALSE | 1 | TRUE | TRUE | 306 | 309 | 555855.6311 | 2255771.8976 | 551087.1117 | 2232617.3526 | 306 | 555855.6311 | 2255771.8976 | 309 | 551087.1117 | 2232617.3526
VN | 400616764 | LINEVN0230a | 500 | 2.8187 | [5 empty] | 50 | 6 cables - 2 systems | LINESTRING (564064.0965604127 2254526.3362663747, 563715.7261673319 2254725.7968814974, 563338.1968546619 2254939.7542234175, 562993.3581482279 2255134.084837502, 562650.7733351662 2255327.7442547977, 562315.0645498168 2255517.938092149, 562020.8717246578 2255685.069612042) | line |  | Đường dây 500kV Bắc - Nam mạch 2 | [8 empty] | 6 |  |  |  | 305 | 303 | 1 | FALSE | FALSE | 2 | TRUE | TRUE | 305 | 303 | 564064.0966 | 2254526.3363 | 562020.8717 | 2255685.0696 | 305 | 564064.0966 | 2254526.3363 | 303 | 562020.8717 | 2255685.0696
VN | 400616764 | LINEVN0230b | 500 | 2.8187 | [5 empty] | 50 | 6 cables - 2 systems | LINESTRING (564064.0965604127 2254526.3362663747, 563715.7261673319 2254725.7968814974, 563338.1968546619 2254939.7542234175, 562993.3581482279 2255134.084837502, 562650.7733351662 2255327.7442547977, 562315.0645498168 2255517.938092149, 562020.8717246578 2255685.069612042) | line |  | Đường dây 500kV Bắc - Nam mạch 2 | [8 empty] | 6 |  |  |  | 305 | 303 | 1 | FALSE | FALSE | 2 | TRUE | TRUE | 305 | 303 | 564064.0966 | 2254526.3363 | 562020.8717 | 2255685.0696 | 305 | 564064.0966 | 2254526.3363 | 303 | 562020.8717 | 2255685.0696
VN | 400616765 | LINEVN0231a | 500 | 3.6417 | [5 empty] | 50 | 6 cables - 2 systems | LINESTRING (561270.8154511723 2255916.6307968944, 560837.4161655544 2255951.332539593, 560395.4997084377 2255990.3866791427, 559953.4625626372 2256025.843862608, 559523.0306350731 2256064.263301976, 559081.2800570425 2256099.599983381, 558635.8863150284 2256136.0533057326, 558246.6203251793 2256169.3664626195) | line |  | Đường dây 500kV Bắc - Nam mạch 2 | [8 empty] | 6 |  |  |  | 304 | 301 | 1 | FALSE | FALSE | 2 | TRUE | TRUE | 304 | 301 | 561270.8155 | 2255916.6308 | 558246.6203 | 2256169.3665 | 304 | 561270.8155 | 2255916.6308 | 301 | 558246.6203 | 2256169.3665
VN | 400616765 | LINEVN0231b | 500 | 3.6417 | [5 empty] | 50 | 6 cables - 2 systems | LINESTRING (561270.8154511723 2255916.6307968944, 560837.4161655544 2255951.332539593, 560395.4997084377 2255990.3866791427, 559953.4625626372 2256025.843862608, 559523.0306350731 2256064.263301976, 559081.2800570425 2256099.599983381, 558635.8863150284 2256136.0533057326, 558246.6203251793 2256169.3664626195) | line |  | Đường dây 500kV Bắc - Nam mạch 2 | [8 empty] | 6 |  |  |  | 304 | 301 | 1 | FALSE | FALSE | 2 | TRUE | TRUE | 304 | 301 | 561270.8155 | 2255916.6308 | 558246.6203 | 2256169.3665 | 304 | 561270.8155 | 2255916.6308 | 301 | 558246.6203 | 2256169.3665
VN | 400632255 | LINEVN0232 | 500 | 22.819 | [5 empty] | 50 |  | LINESTRING (550087.6886461991 2083918.37840544, 549987.924132183 2084268.2182684587, 549864.2976766308 2084694.797023451, 549792.8330518218 2084951.0373901275, 549666.4145602201 2085392.9018772433, 549539.2773953923 2085841.780555044, 549423.1568182637 2086241.7488392259, 549306.1683501005 2086649.073804805, 549175.357396528 2087103.3229528398, 549038.4785261874 2087588.295680611, 548917.6676568286 2088005.4056684938, 548804.4088962203 2088400.2070555198, 548704.049417884 2088749.4107600376, 548598.1309012123 2089123.5078761112, 548489.9448392668 2089500.399171666, 548402.9980505166 2089803.0115103512, 548281.5652546902 2090226.818528417, 548158.9403183588 2090649.4172053714, 548329.8801467789 2091011.0668796457, 548519.3349610023 2091417.8345647184, 548732.0321925464 2091873.0085782981, 548928.2263415664 2092292.9662722573, 549110.3666765182 2092680.1699365329, 549275.9853203808 2093036.8034199132, 549225.3178796564 2093374.1759051627, 549168.7213621959 2093736.4514521474, 549114.0030736134 2094082.023944119, 549052.3750627675 2094481.1776593516, 548986.0336243148 2094899.9044343138, 548920.7928480944 2095317.5058024211, 548852.4706753091 2095754.850573867, 548790.072913613 2096154.3354589802, 548725.0940552555 2096567.468195678, 548660.1843379221 2096983.3455803804, 548593.131397322 2097410.6368619935, 548533.0910333135 2097806.223172212, 548469.1287713805 2098213.019538273, 548386.0832804805 2098551.6274514645, 548290.4799973691 2098939.7305160314, 548198.8775785423 2099312.751703806, 548112.4893864774 2099665.3607125445, 548023.7488662758 2100025.1895934395, 547926.6764946553 2100417.1194453947, 547834.6535767409 2100795.3089402528, 547737.9401718329 2101185.6806236394, 547655.348130246 2101521.504896046, 547557.5730949359 2101918.2373350277, 547651.4879928033 2102227.9154596645) | line |  | Đường dây 500kV Bắc - Nam mạch 1 | [8 empty] | 3 |  |  |  | 310 | 311 | 1 | FALSE | FALSE | 1 | TRUE | TRUE | 310 | 311 | 550087.6886 | 2083918.3784 | 547651.488 | 2102227.9155 | 310 | 550087.6886 | 2083918.3784 | 311 | 547651.488 | 2102227.9155
VN | 400632257 | LINEVN0233 | 500 | 22.801 | [5 empty] | 50 |  | LINESTRING (550031.7532996857 2083912.4636900045, 549924.0043341366 2084289.9449368026, 549777.3966159162 2084806.1445151235, 549627.8753063338 2085327.5712906409, 549481.7887845498 2085839.8023471015, 549383.4080693229 2086180.0669252214, 549278.8228843749 2086545.6544968244, 549153.7096698091 2086984.195441211, 548994.8778787054 2087542.1174781881, 548855.9524409141 2088027.2189557152, 548720.829779989 2088490.5555183517, 548582.4695287369 2088982.2221555025, 548465.870080782 2089386.6877612642, 548327.4753226045 2089868.165416707, 548195.336107056 2090336.0282315004, 548104.6354394853 2090647.8051816516, 548248.8324816923 2090975.1276734257, 548428.0545629087 2091381.5137584556, 548632.6067033532 2091847.6861413082, 548821.7107316131 2092277.8703435434, 549014.7230701355 2092719.995298803, 549200.1010271345 2093138.788384304, 549140.1340572529 2093517.3428033816, 549067.723858113 2093987.5719646595, 549002.0724415617 2094403.4787608355, 548929.2928468267 2094864.457312417, 548857.6101625348 2095329.9537056077, 548786.2352745753 2095787.7389393393, 548719.74960898 2096209.0225899525, 548648.0952725891 2096667.3389698614, 548575.5063024451 2097134.0517077057, 548502.1521012174 2097596.768348834, 548434.0368897092 2098025.794760457, 548376.507454271 2098392.9287755843, 548284.0378206193 2098769.9527609693, 548161.4902422554 2099263.436891434, 548046.5066275379 2099728.4488332993, 547937.6708097535 2100162.727485563, 547820.8585069726 2100630.7902047676, 547704.1890012388 2101098.710251823, 547594.7778216841 2101541.6536248345, 547503.6433756052 2101910.4196679243, 547599.0863089394 2102227.880216774) | line |  | Đường dây 500kV Bắc - Nam mạch 2 | [8 empty] | 3 |  |  |  | 312 | 313 | 1 | FALSE | FALSE | 1 | TRUE | TRUE | 312 | 313 | 550031.7533 | 2083912.4637 | 547599.0863 | 2102227.8802 | 312 | 550031.7533 | 2083912.4637 | 313 | 547599.0863 | 2102227.8802
VN | 400632259 | LINEVN0234a | 220 | 23.1943 | [5 empty] | 50 | 6 cables - 2 systems | LINESTRING (550578.9061647395 2070885.7602888632, 550776.8473382305 2070714.279404491, 551013.8538013165 2070514.9455422033, 551138.423271365 2070406.6490006133, 551294.9697595584 2070313.9090636617, 551537.2963609265 2070166.0808614236, 551850.6414915284 2069976.7588489149, 552106.9880499758 2069821.4633856902, 552398.3286601825 2069644.3381472337, 552737.5401168752 2069437.288107106, 553047.7962954701 2069249.1275938512, 553346.5906688044 2069067.3240100623, 553616.7670664324 2068903.4460835604, 553910.3974250781 2068724.7236011056, 554157.8519818984 2068575.4048972395, 554349.4234959463 2068563.0882960162, 554634.4697100688 2068545.501053629, 554928.9876031084 2068526.9609561323, 555241.7627543259 2068506.5868905657, 555546.535395394 2068486.4378246956, 555942.4288785631 2068405.5964533768, 556387.4654470014 2068319.499616931, 556683.3104384538 2068261.422622128, 557004.2189277954 2068196.820292362, 557324.759862071 2068132.509937439, 557605.8434195154 2068076.4383027507, 557859.8854491704 2068026.5504975074, 558142.4522510773 2067969.2963206829, 558401.0962843016 2067918.8656221232, 558704.4707822253 2067858.0328574434, 559006.8432689297 2067797.9763297178, 559354.3556338028 2067728.5066151922, 559675.7765802313 2067664.7918205159, 560003.9113262045 2067599.421947105, 560312.1679118101 2067538.7630917688, 560630.4731117323 2067475.5523422095, 560973.2570965932 2067408.1992654952, 561328.935057221 2067335.7712142009, 561665.6478823036 2067269.3292183657, 561939.4821332919 2067293.9173644749, 562323.1569714791 2067328.355145688, 562630.4165023123 2067368.621368132, 562978.5691365413 2067395.430344917, 563309.3367786078 2067421.169390221, 563901.1894937368 2067464.1297836713, 564306.4589865641 2067697.8634150638, 564874.9061148918 2067636.0883220495, 565089.5088148147 2067613.7245436357, 565409.5642802032 2067595.1259242021, 565622.5616295767 2067546.6379583892, 565875.7110276743 2067489.8168319769, 566143.1931496689 2067429.6855706742, 566423.9717805393 2067367.1373955025, 566736.2543032726 2067297.180608078, 567076.6028376612 2067326.7819395927, 567408.328396367 2067355.4512702373, 567605.0430551204 2067371.6138811596, 567767.5638823697 2067363.6221273423, 567962.252776371 2067353.7338957426, 568090.3196535873 2067239.1741947087, 568281.3717788289 2067066.4084600066, 568411.3665523052 2066970.8566430523, 568634.3279021612 2066898.05083747, 568773.1844502122 2066961.1855954584, 568813.4481648547 2066974.6660307397) | line | [10 empty] | 6 |  |  |  | 314 | 315 | 1 | FALSE | FALSE | 2 | TRUE | FALSE | 314 |  | 550578.9062 | 2070885.7603 |  |  | 314 | 550578.9062 | 2070885.7603 | 315 | 568813.4482 | 2066974.666
VN | 400632259 | LINEVN0234b | 220 | 23.1943 | [5 empty] | 50 | 6 cables - 2 systems | LINESTRING (550578.9061647395 2070885.7602888632, 550776.8473382305 2070714.279404491, 551013.8538013165 2070514.9455422033, 551138.423271365 2070406.6490006133, 551294.9697595584 2070313.9090636617, 551537.2963609265 2070166.0808614236, 551850.6414915284 2069976.7588489149, 552106.9880499758 2069821.4633856902, 552398.3286601825 2069644.3381472337, 552737.5401168752 2069437.288107106, 553047.7962954701 2069249.1275938512, 553346.5906688044 2069067.3240100623, 553616.7670664324 2068903.4460835604, 553910.3974250781 2068724.7236011056, 554157.8519818984 2068575.4048972395, 554349.4234959463 2068563.0882960162, 554634.4697100688 2068545.501053629, 554928.9876031084 2068526.9609561323, 555241.7627543259 2068506.5868905657, 555546.535395394 2068486.4378246956, 555942.4288785631 2068405.5964533768, 556387.4654470014 2068319.499616931, 556683.3104384538 2068261.422622128, 557004.2189277954 2068196.820292362, 557324.759862071 2068132.509937439, 557605.8434195154 2068076.4383027507, 557859.8854491704 2068026.5504975074, 558142.4522510773 2067969.2963206829, 558401.0962843016 2067918.8656221232, 558704.4707822253 2067858.0328574434, 559006.8432689297 2067797.9763297178, 559354.3556338028 2067728.5066151922, 559675.7765802313 2067664.7918205159, 560003.9113262045 2067599.421947105, 560312.1679118101 2067538.7630917688, 560630.4731117323 2067475.5523422095, 560973.2570965932 2067408.1992654952, 561328.935057221 2067335.7712142009, 561665.6478823036 2067269.3292183657, 561939.4821332919 2067293.9173644749, 562323.1569714791 2067328.355145688, 562630.4165023123 2067368.621368132, 562978.5691365413 2067395.430344917, 563309.3367786078 2067421.169390221, 563901.1894937368 2067464.1297836713, 564306.4589865641 2067697.8634150638, 564874.9061148918 2067636.0883220495, 565089.5088148147 2067613.7245436357, 565409.5642802032 2067595.1259242021, 565622.5616295767 2067546.6379583892, 565875.7110276743 2067489.8168319769, 566143.1931496689 2067429.6855706742, 566423.9717805393 2067367.1373955025, 566736.2543032726 2067297.180608078, 567076.6028376612 2067326.7819395927, 567408.328396367 2067355.4512702373, 567605.0430551204 2067371.6138811596, 567767.5638823697 2067363.6221273423, 567962.252776371 2067353.7338957426, 568090.3196535873 2067239.1741947087, 568281.3717788289 2067066.4084600066, 568411.3665523052 2066970.8566430523, 568634.3279021612 2066898.05083747, 568773.1844502122 2066961.1855954584, 568813.4481648547 2066974.6660307397) | line | [10 empty] | 6 |  |  |  | 314 | 315 | 1 | FALSE | FALSE | 2 | TRUE | FALSE | 314 |  | 550578.9062 | 2070885.7603 |  |  | 314 | 550578.9062 | 2070885.7603 | 315 | 568813.4482 | 2066974.666
VN | 400632260 | LINEVN0235 | 220 | 0.83374 | [5 empty] | 50 |  | LINESTRING (550578.9061647395 2070885.7602888632, 550489.6331510989 2070960.7060945276, 550370.8934773565 2071004.868430958, 550211.6510851212 2071021.4493326703, 550056.4459069151 2071038.3189399163, 549921.1993809609 2071042.5292817778) | line | [10 empty] | 3 |  |  |  | 314 | 316 | 1 | FALSE | FALSE | 1 | TRUE | TRUE | 314 | 316 | 550578.9062 | 2070885.7603 | 549921.1994 | 2071042.5293 | 314 | 550578.9062 | 2070885.7603 | 316 | 549921.1994 | 2071042.5293
VN | 400632261 | LINEVN0236 | 220 | 0.82241 | [5 empty] | 50 |  | LINESTRING (549921.1993809609 2071042.5292817778, 550055.1423310984 2071021.0985784899, 550210.7087112559 2071003.2451502779, 550364.8567559464 2070987.6353669984, 550482.181018501 2070944.5314173482, 550578.9061647395 2070885.7602888632) | line | [10 empty] | 3 |  |  |  | 316 | 314 | 1 | FALSE | FALSE | 1 | TRUE | TRUE | 316 | 314 | 549921.1994 | 2071042.5293 | 550578.9062 | 2070885.7603 | 316 | 549921.1994 | 2071042.5293 | 314 | 550578.9062 | 2070885.7603
VN | 400635512 | LINEVN0237 | 500 | 18.9049 | [5 empty] | 50 |  | LINESTRING (593837.1720748357 2018158.3159913984, 593783.0494955744 2018047.556043081, 593925.9769169117 2017900.064015042, 594197.9590698167 2017821.606315274, 594353.5772314909 2017776.2891174597, 595044.0934541969 2017575.736906772, 595395.3966343367 2017472.8881885333, 595710.9042829521 2017382.770671162, 596109.4350381863 2017266.9894968527, 596479.7729288109 2017159.607049815, 596822.7018156532 2017060.127739771, 597146.339171355 2016964.7069724454, 597497.1566263199 2016864.4379113803, 597829.5951689455 2016767.5234367598, 598117.9385379464 2016684.6320118315, 598546.6088623689 2016559.4587529884, 598918.3173898979 2016452.4052395169, 599248.6384323458 2016356.9863664731, 599530.6794347808 2016274.7137899164, 599880.9473383228 2016081.2690138156, 600230.5463122161 2015893.8463514373, 600651.1582232136 2015659.3723058125, 601123.6749683057 2015399.3068918546, 601425.4159736902 2015230.5767012576, 601676.0162066952 2015091.6472402497, 601852.6455850042 2014998.1316388934, 602555.5482095329 2014609.126992228, 602761.3431646721 2014499.2750305247, 603181.5719215927 2014269.1775027977, 603540.0133095223 2014072.220426552, 603898.2399751096 2013875.3016591042, 604356.4041478629 2013624.5177998748, 604615.9877548917 2013484.875913344, 604902.3445152766 2013327.124046126, 605252.0052152821 2013133.491148334, 605591.1301183761 2012949.400648809, 605939.454989358 2012757.0336446944, 606346.7483531806 2012533.7023671325, 606635.7073863924 2012371.5405607373, 606811.6641741565 2012278.7611074387, 607181.9194243273 2012074.5518894596, 607501.1786685538 2011899.8774246369, 607937.3861654683 2011660.7923350483) | line |  | Đường dây 500kV Bắc - Nam mạch 2 | [8 empty] | 3 |  |  |  | 317 | 318 | 1 | FALSE | FALSE | 1 | FALSE | TRUE |  | 318 |  |  | 607937.3862 | 2011660.7923 | 317 | 593837.1721 | 2018158.316 | 318 | 607937.3862 | 2011660.7923
VN | 400635513 | LINEVN0238 | 500 | 18.9312 | [5 empty] | 50 |  | LINESTRING (593881.0882895445 2018121.6708319269, 593851.8967186837 2018058.678616869, 594056.8612662349 2017940.1586884693, 594688.6805314119 2017968.1936977305, 595018.1496060024 2017747.5525816965, 595275.3732180456 2017573.7763104683, 595690.7802899786 2017454.0532477119, 596051.309006519 2017349.1483223136, 596455.3050179728 2017232.073429958, 596846.0159252986 2017119.2225117385, 597251.5790402933 2017001.6736757953, 597595.1583501014 2016902.5982720526, 598013.4422406983 2016780.5369880793, 598414.1918481796 2016664.4591278776, 598817.7258227871 2016546.6441466752, 599217.9091409553 2016431.708218893, 599553.0628349993 2016334.5487530276, 599922.236420263 2016130.7451892598, 600281.0431958339 2015931.3871483046, 600678.957842739 2015712.1660365583, 601022.5479110618 2015526.1310386388, 601456.1133798977 2015285.0465943806, 601672.4194677618 2015168.4778027842, 601902.3471046239 2015038.029429267, 602219.9925952258 2014867.6684544738, 602536.6812057768 2014691.3873274382, 602880.4977520885 2014507.5646087585, 603210.4820393384 2014325.079304678, 603572.3362528351 2014126.558666967, 603981.2025069267 2013902.779528984, 604311.9227062172 2013721.1568662394, 604684.1694428878 2013517.7433524388, 605036.2469148799 2013323.976039674, 605410.5077699722 2013118.7054654246, 605812.8706245052 2012899.0106338193, 605884.696263181 2012859.190471901, 606120.3090676218 2012728.5547939986, 606466.4155795664 2012541.3301197628, 606744.0412634757 2012388.203572374, 607069.7002068361 2012207.7925246614, 607401.9142795353 2012023.173728611, 607729.1300634871 2011846.577225346, 608034.6783044725 2011676.1394861983) | line |  | Đường dây 500kV Bắc - Nam mạch 1 | [8 empty] | 3 |  |  |  | 319 | 320 | 1 | FALSE | FALSE | 1 | FALSE | TRUE |  | 320 |  |  | 608034.6783 | 2011676.1395 | 319 | 593881.0883 | 2018121.6708 | 320 | 608034.6783 | 2011676.1395
VN | 400642465 | LINEVN0239 | 500 | 1.0651 | [5 empty] | 50 |  | LINESTRING (673002.8189615579 1913320.1452177488, 672921.0217744042 1913652.1265906624, 672710.7456767946 1914155.6735627719) | line |  | Đường dây 500kV Bắc - Nam mạch 2 | [8 empty] | 3 |  |  |  | 321 | 322 | 1 | FALSE | FALSE | 1 | TRUE | TRUE | 321 | 322 | 673002.819 | 1913320.1452 | 672710.7457 | 1914155.6736 | 321 | 673002.819 | 1913320.1452 | 322 | 672710.7457 | 1914155.6736
VN | 400642466 | LINEVN0240 | 500 | 1.07 | [5 empty] | 50 |  | LINESTRING (673002.8189615579 1913320.1452177488, 672940.6567582928 1913657.3170260051, 672710.7456767946 1914155.6735627719) | line |  | Đường dây 500kV Bắc - Nam mạch 1 | [8 empty] | 3 |  |  |  | 321 | 322 | 1 | FALSE | FALSE | 1 | TRUE | TRUE | 321 | 322 | 673002.819 | 1913320.1452 | 672710.7457 | 1914155.6736 | 321 | 673002.819 | 1913320.1452 | 322 | 672710.7457 | 1914155.6736
VN | 400642467 | LINEVN0241a | 500 | 1.0099 | [5 empty] | 50 | 6 cables - 2 systems | LINESTRING (672710.7456767946 1914155.6735627719, 672536.8579887286 1914547.0074902442, 672372.1789201347 1914926.1574282625) | line |  | Đường dây 500kV Bắc - Nam mạch 1, mạch 2 | [8 empty] | 6 |  |  |  | 322 | 323 | 1 | FALSE | FALSE | 2 | TRUE | TRUE | 322 | 323 | 672710.7457 | 1914155.6736 | 672372.1789 | 1914926.1574 | 322 | 672710.7457 | 1914155.6736 | 323 | 672372.1789 | 1914926.1574
VN | 400642467 | LINEVN0241b | 500 | 1.0099 | [5 empty] | 50 | 6 cables - 2 systems | LINESTRING (672710.7456767946 1914155.6735627719, 672536.8579887286 1914547.0074902442, 672372.1789201347 1914926.1574282625) | line |  | Đường dây 500kV Bắc - Nam mạch 1, mạch 2 | [8 empty] | 6 |  |  |  | 322 | 323 | 1 | FALSE | FALSE | 2 | TRUE | TRUE | 322 | 323 | 672710.7457 | 1914155.6736 | 672372.1789 | 1914926.1574 | 322 | 672710.7457 | 1914155.6736 | 323 | 672372.1789 | 1914926.1574
VN | 400642470 | LINEVN0242 | 500 | 12.7733 | [5 empty] | 50 |  | LINESTRING (668707.7127822496 1925928.0481858556, 668521.7984553642 1926263.9569438857, 668282.8944611417 1926688.4638423978, 668121.443490826 1926973.823601099, 667938.0929040441 1927298.657049011, 667765.2994474029 1927605.229484635, 667569.8591262818 1927954.5236238453, 667366.0906695963 1928312.2279517916, 667151.0246981297 1928693.2810394994, 666906.9291359019 1929123.9325148216, 666534.53173672 1929789.9161245162, 666368.173464271 1930080.8679339935, 666224.9254340857 1930333.9834208991, 665955.8261839104 1930569.158763875, 665888.0008114165 1930629.152123105, 665625.1452029669 1930861.6597709672, 665341.7491340393 1931112.850087751, 665072.4277396093 1931351.7743076188, 664798.8152944279 1931592.780502525, 664240.6740111962 1932088.724779102, 664004.9270068837 1932299.3248993705, 663736.3605467577 1932536.831666285, 663430.4772310983 1932810.008206928, 663164.6162674467 1933048.2405023314, 662857.6697177041 1933322.1794875974, 662547.8020062905 1933597.227828685, 662291.7077326807 1933827.9785015536, 662045.3889558276 1934041.6121124618) | line |  | Đường dây 500kV mạch 1 | [8 empty] | 3 |  |  |  | 324 | 325 | 1 | FALSE | FALSE | 1 | TRUE | TRUE | 324 | 325 | 668707.7128 | 1925928.0482 | 662045.389 | 1934041.6121 | 324 | 668707.7128 | 1925928.0482 | 325 | 662045.389 | 1934041.6121
VN | 400642471 | LINEVN0243 | 500 | 12.3692 | [5 empty] | 50 |  | LINESTRING (672185.2477305616 1915332.7559206155, 672026.6137014843 1915574.7242040958, 671981.2200114675 1915912.3816333523, 671958.5408550444 1916081.0445117867, 671882.6268228551 1916637.7326689875, 671853.3826582178 1916869.2136986628, 671811.7432413959 1917150.1719964382, 671765.9291942541 1917513.0596311796, 671711.1766570075 1917937.9265161627, 671651.8904548835 1918402.8300743843, 671605.5786558843 1918748.2053039887, 671542.8751253673 1919196.4129882054, 671485.1778571842 1919633.4074227205, 671452.7262859847 1919865.2492364158, 671393.1288596469 1920317.434348101, 671336.7633303087 1920731.7412054332, 671273.5464547792 1921249.5363409023, 671208.2311707081 1921364.5746018565, 671065.8756018874 1921616.798438141, 670914.217738698 1921890.1167097911, 670795.0368590698 1922097.8354899203, 670673.9804158872 1922317.8680255802, 670477.2007771058 1922671.1813206375, 670164.3163375993 1923224.938768483, 669958.9830701889 1923589.0854745617, 669761.3212066257 1923940.1054933157, 669572.7370297611 1924271.0933470652, 669351.137458018 1924665.5328546108, 669168.73524846 1924991.882379195) | line |  | Đường dây 500kV Bắc - Nam mạch 2 | [8 empty] | 3 |  |  |  | 326 | 327 | 1 | FALSE | FALSE | 1 | TRUE | TRUE | 326 | 327 | 672185.2477 | 1915332.7559 | 669168.7352 | 1924991.8824 | 326 | 672185.2477 | 1915332.7559 | 327 | 669168.7352 | 1924991.8824
VN | 400642472 | LINEVN0244a | 500 | 2.8427 | [5 empty] | 50 | 6 cables - 2 systems | LINESTRING (673502.3196020073 1911004.537876139, 673387.972881151 1911521.2662266593, 673267.3194023601 1912087.7666352221, 673202.7937337586 1912400.7027545227, 673103.4217306566 1912855.3380945036, 673002.8189615579 1913320.1452177488) | line |  | Đường dây 500kV Bắc - Nam mạch 1, mạch 2 | [8 empty] | 6 | 2 |  |  | 164 | 321 | 1 | FALSE | FALSE | 2 | TRUE | TRUE | 164 | 321 | 673502.3196 | 1911004.5379 | 673002.819 | 1913320.1452 | 164 | 673502.3196 | 1911004.5379 | 321 | 673002.819 | 1913320.1452
VN | 400642472 | LINEVN0244b | 500 | 2.8427 | [5 empty] | 50 | 6 cables - 2 systems | LINESTRING (673502.3196020073 1911004.537876139, 673387.972881151 1911521.2662266593, 673267.3194023601 1912087.7666352221, 673202.7937337586 1912400.7027545227, 673103.4217306566 1912855.3380945036, 673002.8189615579 1913320.1452177488) | line |  | Đường dây 500kV Bắc - Nam mạch 1, mạch 2 | [8 empty] | 6 | 2 |  |  | 164 | 321 | 1 | FALSE | FALSE | 2 | TRUE | TRUE | 164 | 321 | 673502.3196 | 1911004.5379 | 673002.819 | 1913320.1452 | 164 | 673502.3196 | 1911004.5379 | 321 | 673002.819 | 1913320.1452
VN | 400645439 | LINEVN0245 | 220 | 23.1262 | [5 empty] | 50 |  | LINESTRING (683501.5412968182 1901773.5412682744, 683239.2043815234 1901875.1440257446, 683012.8612286283 1901963.3123458454, 682725.8279204057 1902074.552069697, 682385.9448382937 1902370.0917411766, 682051.5691579048 1902657.4504237706, 681805.7526533873 1902868.5310804292, 681612.2611194763 1903035.616805342, 681334.0336350302 1903275.4136441462, 681121.2812432528 1903458.7469430792, 680888.9880570681 1903659.5189710096, 680664.6842273519 1903852.2175522647, 680398.6508508009 1904086.797436743, 680069.0425920875 1904365.7692750979, 679747.4259475165 1904645.368761861, 679425.347778862 1904920.3643342655, 679119.1954389485 1905182.5316713434, 678849.9009086735 1905415.8050564898, 678659.9617272398 1905581.1520478001, 678420.3325752013 1905785.9898154775, 678189.5939241626 1905985.362171335, 677899.2439998643 1906234.2679518994, 677520.7079442986 1906563.7059572558, 677166.4456053299 1906865.7125739213, 676779.4559306331 1907192.8203782912, 676475.3930379803 1907456.2009702385, 676183.7946063788 1907706.7987288362, 675891.5359359425 1907959.5856764377, 675632.0765208586 1908179.343793739, 675630.9517201443 1908528.3778912458, 675641.659700514 1908918.6951801192, 675645.8489973028 1909320.0685401442, 675650.6798357996 1909722.155875699, 675657.5978042987 1910197.0295566437, 675599.3856355734 1910341.6692249777, 675393.2290142291 1910844.8889671953, 675221.810136291 1911263.287510379, 675074.8346619563 1911625.274925834, 674922.8304090648 1911992.742714122, 674771.1366296398 1912365.5151590921, 674460.2962751999 1913131.495508766, 674344.4987049144 1913418.1837832786, 674258.9370243493 1913529.1252329985, 674050.99026242 1913804.6160796038, 673832.3153728474 1914093.3978879931, 673616.1765059247 1914378.4401291609, 673394.2875847731 1914669.035492927, 673131.002321491 1915019.3890472162, 672877.0798197028 1915356.0123515697, 672693.6129241849 1915598.2422015045, 672564.0409801854 1915765.4822325248, 672179.8118689418 1916274.8804223966) | line |  | Đường dây 220kV Đồng Hới - Đông Hà | [8 empty] | 3 |  |  |  | 328 | 329 | 1 | FALSE | FALSE | 1 | TRUE | TRUE | 328 | 329 | 683501.5413 | 1901773.5413 | 672179.8119 | 1916274.8804 | 328 | 683501.5413 | 1901773.5413 | 329 | 672179.8119 | 1916274.8804
VN | 400783431 | LINEVN0246a | 500 | 0.41076 | [5 empty] | 50 | 6 cables - 2 systems | LINESTRING (775336.8018263867 1815007.7243393522, 775668.996057706 1815090.2814636102) | line |  | Đường dây 500kV Bắc - Nam mạch 1, mạch 2 | [8 empty] | 6 |  |  |  | 330 | 331 | 1 | FALSE | FALSE | 2 | TRUE | TRUE | 330 | 331 | 775336.8018 | 1815007.7243 | 775668.9961 | 1815090.2815 | 330 | 775336.8018 | 1815007.7243 | 331 | 775668.9961 | 1815090.2815
VN | 400783431 | LINEVN0246b | 500 | 0.41076 | [5 empty] | 50 | 6 cables - 2 systems | LINESTRING (775336.8018263867 1815007.7243393522, 775668.996057706 1815090.2814636102) | line |  | Đường dây 500kV Bắc - Nam mạch 1, mạch 2 | [8 empty] | 6 |  |  |  | 330 | 331 | 1 | FALSE | FALSE | 2 | TRUE | TRUE | 330 | 331 | 775336.8018 | 1815007.7243 | 775668.9961 | 1815090.2815 | 330 | 775336.8018 | 1815007.7243 | 331 | 775668.9961 | 1815090.2815
VN | 400783432 | LINEVN0247a | 500 | 1.3227 | [5 empty] | 50 | 6 cables - 2 systems | LINESTRING (772960.4706935149 1815714.8927439053, 773255.653701795 1815307.2115558728, 773604.7839016607 1814820.577246895) | line |  | Đường dây 500kV Bắc - Nam mạch 1, mạch 2 | [8 empty] | 6 |  |  |  | 332 | 333 | 1 | FALSE | FALSE | 2 | TRUE | TRUE | 332 | 333 | 772960.4707 | 1815714.8927 | 773604.7839 | 1814820.5772 | 332 | 772960.4707 | 1815714.8927 | 333 | 773604.7839 | 1814820.5772
VN | 400783432 | LINEVN0247b | 500 | 1.3227 | [5 empty] | 50 | 6 cables - 2 systems | LINESTRING (772960.4706935149 1815714.8927439053, 773255.653701795 1815307.2115558728, 773604.7839016607 1814820.577246895) | line |  | Đường dây 500kV Bắc - Nam mạch 1, mạch 2 | [8 empty] | 6 |  |  |  | 332 | 333 | 1 | FALSE | FALSE | 2 | TRUE | TRUE | 332 | 333 | 772960.4707 | 1815714.8927 | 773604.7839 | 1814820.5772 | 332 | 772960.4707 | 1815714.8927 | 333 | 773604.7839 | 1814820.5772
VN | 400783433 | LINEVN0248 | 500 | 2.2975 | [5 empty] | 50 |  | LINESTRING (773604.7839016607 1814820.577246895, 773760.1717761081 1814585.467695109, 774177.4199593931 1814707.963511861, 774630.3287950079 1814809.648842013, 775336.8018263867 1815007.7243393522) | line |  | Đường dây 500kV Bắc - Nam mạch 2 | [8 empty] | 3 |  |  |  | 333 | 330 | 1 | FALSE | FALSE | 1 | TRUE | TRUE | 333 | 330 | 773604.7839 | 1814820.5772 | 775336.8018 | 1815007.7243 | 333 | 773604.7839 | 1814820.5772 | 330 | 775336.8018 | 1815007.7243
VN | 400783434 | LINEVN0249 | 500 | 2.2654 | [5 empty] | 50 |  | LINESTRING (773604.7839016607 1814820.577246895, 773769.1690407827 1814606.8083290497, 774177.4199593931 1814707.963511861, 774625.6618145249 1814830.41811468, 775336.8018263867 1815007.7243393522) | line |  | Đường dây 500kV Bắc - Nam mạch 1 | [8 empty] | 3 |  |  |  | 333 | 330 | 1 | FALSE | FALSE | 1 | TRUE | TRUE | 333 | 330 | 773604.7839 | 1814820.5772 | 775336.8018 | 1815007.7243 | 333 | 773604.7839 | 1814820.5772 | 330 | 775336.8018 | 1815007.7243
VN | 400783435 | LINEVN0250 | 500 | 41.8757 | [5 empty] | 50 |  | LINESTRING (775668.996057706 1815090.2814636102, 775933.2303722231 1815170.416751983, 776254.287648061 1815433.6561068594, 776436.7129834729 1815608.0289683586, 776650.2069681311 1815603.3257269827, 776983.2704254026 1815494.260207724, 777307.620463657 1815384.8662119503, 777712.9852778334 1815251.9436288723, 778149.9408839741 1815104.8942028885, 778627.1525016795 1814945.7799863773, 779134.4845320558 1814774.9599829512, 779641.930052334 1814606.0455821704, 780087.3426818368 1814460.5021662035, 780337.3706428788 1814375.5462301313, 780831.2622904612 1814211.6969172345, 781105.538724893 1814121.138776387, 781514.8952590155 1813985.7401854496, 781915.1986140676 1813852.401160198, 782222.2889136255 1813602.8657017087, 782625.1984553724 1813278.8270984679, 783030.2038944075 1812954.0573454138, 783472.655721275 1812598.4881166844, 783922.6048864347 1812232.3817979246, 784238.1683286093 1811978.670751827, 784472.9108800322 1811789.8150818758, 784838.2497031812 1811494.084452467, 784996.4430209942 1811369.6308179728, 785410.5454862164 1811030.2299236446, 786004.0917095281 1810554.8283639674, 786461.7167481161 1810189.7813259521, 786909.6246297688 1809824.1812399735, 787086.6918789223 1809684.440251531, 787486.4315989792 1809362.4533818515, 787996.5407684068 1808952.4994705562, 788520.821424709 1808529.276294759, 788660.3253114896 1808418.5036465388, 789029.2915166777 1808120.1823403437, 789421.270752925 1807803.268139538, 789749.5314790772 1807535.9536545344, 790058.3861581656 1807287.5093830323, 790430.5050688039 1806989.10366496, 790821.2220910648 1806673.7748333425, 791131.4290126786 1806422.0707755142, 791475.742336142 1806145.9645294726, 791908.6957262931 1805795.1683745484, 792252.5472148684 1805517.5477789028, 792623.8049866724 1805218.637613562, 792893.4784142863 1805131.605855787, 793399.2524935615 1804963.0018406631, 793886.5885939279 1804801.4355267189, 794288.9873998326 1804668.7438740807, 794700.3450844552 1804532.0380236113, 795183.0749130525 1804373.5692064788, 795560.0733794501 1804248.5281097814, 795912.7877794383 1804132.1336648257, 796199.3001008763 1804037.813767814, 796718.0858838451 1803866.3869486123, 796912.0910096404 1803803.2325288274, 797405.481631486 1803639.3153358432, 797816.2873685914 1803503.5067031388, 797995.5471844007 1803444.5118782057, 798528.6318634744 1803127.328172056, 798944.599799461 1802878.5437216195, 799273.721870594 1802681.9669144414, 799521.6529570203 1802532.0350477104, 799965.0910879457 1802430.5322338438, 800358.9566926536 1802339.7737674273, 800518.0108362306 1802303.1230605505, 800913.2591305219 1802212.6253826404, 801212.1150954613 1802142.6772312436, 801408.7639310074 1802098.2006651624, 801784.6100461587 1802011.3590588768, 802238.3025074727 1801908.4233810431, 802470.5200380665 1801854.3252991003, 802717.8384667237 1801798.3013472098, 803472.0301838397 1801622.6400670905, 804199.5520795183 1801117.2577520914, 804349.9551314504 1801011.9544800653, 804598.2282172956 1800832.7697874275, 804801.0296924254 1800631.9867225355, 805049.5531106404 1800393.3336562351, 805394.3335846303 1800053.789133914, 805721.0450880314 1799734.8175724985) | line |  | Đường dây 500kV Bắc - Nam mạch 1 | [8 empty] | 3 |  |  |  | 331 | 334 | 1 | FALSE | FALSE | 1 | TRUE | TRUE | 331 | 334 | 775668.9961 | 1815090.2815 | 805721.0451 | 1799734.8176 | 331 | 775668.9961 | 1815090.2815 | 334 | 805721.0451 | 1799734.8176
VN | 400783442 | LINEVN0251 | 500 | 42.4918 | [5 empty] | 50 |  | LINESTRING (775668.996057706 1815090.2814636102, 775943.7497251647 1815150.1318405964, 776254.287648061 1815433.6561068594, 776441.109187854 1815587.677143592, 776773.2158268506 1815487.2998961722, 776971.8637041512 1815421.7394147709, 777504.4709452081 1815241.2978565511, 777676.2669097609 1815179.6733538152, 777989.0327385154 1814965.928452111, 778226.462935728 1814887.565697324, 778653.8786545102 1814746.038536877, 779047.9659328803 1814617.510573601, 779548.525922715 1814451.4060959322, 779934.8983185727 1814326.170401109, 780419.784013611 1814166.6029897113, 780884.3466258533 1814015.3306386762, 781454.3152365366 1813827.9072246214, 781803.4133304942 1813715.4280902075, 782020.8135340365 1813538.4192492072, 782542.7604959033 1813126.031770214, 782888.4986182178 1812855.4903210392, 783251.8370249782 1812566.5014214884, 783705.2602802133 1812205.8404969487, 783903.7592917562 1812049.2401200505, 784408.069201309 1811650.4645292722, 784749.4434499322 1811378.072004603, 785262.0629392569 1810970.993031473, 785937.6449533743 1810440.2347978384, 786167.0167944203 1810258.1433142028, 786501.6810312084 1809997.7867993824, 786811.9204592828 1809740.8104254408, 787196.7503085355 1809423.6056228348, 787589.8383689751 1809100.5350909522, 787906.2727950412 1808843.641098036, 788252.278796949 1808558.6377175038, 788531.9377447271 1808329.7566397388, 789259.1542146982 1807729.8490069858, 789614.8101275756 1807438.422844181, 789938.7924226254 1807173.3564693271, 790365.5525654198 1806821.5132354128, 790715.4454364816 1806534.7078016747, 791070.0274596415 1806245.8318276762, 791425.4917697536 1805951.6894157862, 791787.610844104 1805653.2881496737, 792075.5750392461 1805415.326729343, 792343.9852133746 1805197.2722548305, 792472.3084715067 1805093.1560109986, 792765.5180799402 1804994.4669650253, 793139.5744991032 1804867.144941202, 793471.2362062177 1804756.8550361719, 793929.1460196986 1804603.087758676, 794407.8136523888 1804441.3366303241, 794691.887770358 1804345.958061098, 794924.8158566784 1804267.4329453052, 795310.2000012083 1804137.583783777, 795727.7925289962 1803996.8369992736, 795990.7718131685 1803908.2418299073, 796304.9060872633 1803802.7467776877, 796696.4195855055 1803671.994734109, 797043.1408897319 1803554.825574798, 797157.8666108749 1803516.330912896, 797630.2277555787 1803357.8344232822, 797909.6601305094 1803263.4262415294, 798364.5064785341 1803007.754290249, 798722.036690669 1802805.2129990945, 799085.6245727167 1802600.6219842914, 799405.7088211353 1802419.9590531907, 799922.490531265 1802357.803487117, 800261.4258970353 1802280.4422074112, 800317.2250678471 1802267.709452448, 800714.7156721499 1802175.8879160553, 801150.566784481 1802075.819655664, 801373.0790907135 1802023.005518833, 801769.547008233 1801934.0891707675, 802215.7165081239 1801829.9080056904, 802690.334299809 1801722.7848737, 803439.178669436 1801550.2487056884, 804192.9421849983 1801035.749951932, 804347.9997927798 1800925.804333472, 804569.7454376996 1800776.330591129, 804819.8547915461 1800526.4450218936, 805136.5549956138 1800214.6043351064, 805485.5063117081 1799874.686848411, 805715.0529155859 1799650.7475889921, 805922.2037849664 1799448.005319497, 806068.6989909515 1799304.6221238307) | line |  | Đường dây 500kV Bắc - Nam mạch 2 | [8 empty] | 3 |  |  |  | 331 | 335 | 1 | FALSE | FALSE | 1 | TRUE | TRUE | 331 | 335 | 775668.9961 | 1815090.2815 | 806068.699 | 1799304.6221 | 331 | 775668.9961 | 1815090.2815 | 335 | 806068.699 | 1799304.6221
VN | 400788103 | LINEVN0252 | 500 | 59.5241 | [5 empty] | 50 |  | LINESTRING (805721.0450880314 1799734.8175724985, 806144.5427485048 1799317.667929725, 806619.0251579334 1798850.3127171495, 806767.3482155616 1798870.125147591, 807328.4326207949 1798951.834506781, 807671.6120570425 1799007.1882425712, 808129.6871132848 1799070.313611364, 808521.769296984 1799131.1110530545, 808860.8189211749 1799183.2695400938, 809440.5706622002 1799262.5194449394, 809966.7733648212 1799345.401105699, 810302.7480725484 1799396.9303197074, 810532.5361741049 1799433.1001600043, 811079.0090885723 1799519.1112888935, 811349.6173283182 1799552.7919676758, 811685.5782192926 1799595.371667317, 811920.8737791302 1799633.1195853956, 812534.7134743598 1799729.8220831573, 812981.3201311848 1799796.6781247796, 813340.763612452 1799859.4362146612, 813722.3177960104 1799911.286575803, 814102.810450607 1799966.9832208718, 814507.8910371808 1800026.2971388977, 814899.5180615374 1800083.6417600822, 815261.4372009626 1800138.4162880077, 815672.3480914249 1800200.6061218635, 816043.415200267 1800256.767005066, 816484.2915249346 1800265.1753722683, 816903.4552319692 1800273.17804858, 817428.1662293845 1800285.19198423, 817978.7510179835 1800294.9809897395, 818484.8438017943 1800305.1322450296, 818906.6603099381 1800314.3419658, 819805.386956006 1800381.9539917652, 820125.1587317259 1800338.1531459193, 820970.017521834 1800354.757076429, 821324.9359767375 1800361.746072212, 822113.5362122541 1800380.923433559, 822348.8342438393 1800289.8501955792, 822629.3582172685 1800191.9143392262, 823020.5483867675 1800043.8976782942, 823259.3956534462 1799947.1472893786, 823324.0620700286 1799731.2781880226, 823627.8411757529 1798783.8723561885, 823686.6875728862 1798587.0475271582, 823824.6546619923 1798163.4791752414, 825046.5052768794 1795686.466722413, 825768.0086479695 1795389.7842416773, 826734.472149278 1795012.0181103628, 827090.8412022591 1795001.2043839854, 827563.42464777 1795004.096577608, 828409.4992857575 1794978.273135499, 829031.9065189986 1794940.250001487, 829235.8909726024 1794948.7299115062, 829377.6140902981 1794730.7107119444, 829601.8351029621 1794390.724895514, 829658.8454521296 1793875.7118434606, 829762.7474903255 1792959.1913649202, 829785.7583772206 1792799.850956962, 829850.7072927349 1792336.4684941738, 829869.4493063367 1792082.947072366, 829901.1071096384 1791841.8606185964, 829934.7015029632 1791604.4145806215, 830141.3420003194 1791334.3633968907, 830332.8919029679 1791080.7473638596, 830690.2221350495 1790607.1501713456, 830906.9447657398 1789806.4478026635, 831080.0255107287 1789168.054680084, 831097.5436900009 1788862.7354482051, 831117.4943873814 1788504.60035027, 831133.7301559572 1788126.480303456, 831169.2757091501 1787654.73270363, 831202.5008618638 1787112.2623810882, 831206.012332938 1786930.7491489653, 831158.2570618155 1786534.7955933935, 831145.5544079747 1786326.3079615317, 831031.8756499692 1785440.6555841565, 830992.1507402344 1785108.8766877265, 830954.3193237791 1784776.3622522575, 830879.9838566573 1784200.1762127827, 830835.7145527207 1783777.3931993798, 830825.4406926167 1783694.8093790729, 830798.9001965825 1783481.46335445, 830728.4647646919 1782790.4622302626, 830692.3414317118 1782513.0768843507, 830611.5876126995 1781889.5310261233, 830562.0742472531 1781494.5777578924, 830510.7447407823 1781020.3257535868, 830483.6401289656 1780808.8345040157, 830595.4445718906 1780246.6170094009, 830667.1727337327 1779879.2000725034, 830746.6802349085 1779490.15376696, 830856.5091805216 1779006.0485049204, 830921.4039342091 1778636.014397895, 831026.2072662055 1778089.2776718368, 831144.6734310893 1777477.1647486151, 831395.175109053 1777295.1485497693, 831790.0057800419 1777016.6145803912, 832072.0770153404 1776811.0268399671, 832110.728748475 1776783.7675857253, 832462.5188277537 1776535.637297831, 832828.3182831068 1776273.275876322, 833253.5405318089 1775971.721050323, 833349.0912903274 1775903.8762554722, 833450.5115892931 1775831.8771874055, 833507.1129475313 1775791.6847715038, 833647.8102701386 1775691.7958094967, 833671.4494467697 1775675.0139375713, 834178.7897927067 1775311.0428239438, 834834.1796263487 1774834.744980369) | line |  | Đường dây 500kV Bắc - Nam mạch 1 | [8 empty] | 3 |  |  |  | 334 | 336 | 1 | FALSE | FALSE | 1 | TRUE | TRUE | 334 | 336 | 805721.0451 | 1799734.8176 | 834834.1796 | 1774834.745 | 334 | 805721.0451 | 1799734.8176 | 336 | 834834.1796 | 1774834.745
VN | 400791084 | LINEVN0253 | 500 | 5.1174 | [5 empty] | 50 |  | LINESTRING (834834.1796263487 1774834.744980369, 835003.2620642248 1774719.0834844366, 835180.6061081057 1774594.2421351385, 835440.6588007668 1774408.0273950414, 835870.5739561148 1774103.7106234448, 836220.5883671131 1773859.2414318337, 836717.9111907249 1773503.934456315, 837426.758221249 1773006.9111835947, 837482.4577090074 1772967.8534698344, 837554.6167850154 1772916.7158516028, 837603.4577147678 1772882.6944559745, 837824.6799240052 1772725.3558469664, 838083.8722089912 1772538.9288105236, 838301.2882364918 1772482.8365778904, 838356.2951660696 1772456.3882507535) | line |  | Đường dây 500kV Bắc - Nam mạch 1 | [8 empty] | 3 |  |  |  | 336 | 337 | 1 | FALSE | FALSE | 1 | TRUE | FALSE | 336 |  | 834834.1796 | 1774834.745 |  |  | 336 | 834834.1796 | 1774834.745 | 337 | 838356.2952 | 1772456.3883
VN | 400791085 | LINEVN0254 | 500 | 5.4087 | [5 empty] | 50 |  | LINESTRING (834553.1294563797 1774947.7434622273, 834800.7468318464 1774772.701630147, 834955.8832854279 1774661.0943256782, 835440.7592688978 1774322.7161871777, 835805.2230151544 1774060.9126429376, 836110.7869719773 1773841.7033505894, 836194.0003507788 1773781.125077391, 836651.2640174003 1773449.0501777304, 836739.3234585897 1773383.528407988, 836980.4437076095 1773204.14047115, 837337.7159984623 1772957.013230947, 837384.0839014435 1772924.936891135, 837437.283450071 1772888.2229018265, 837736.7553945486 1772681.5332183514, 838091.943243576 1772438.083297865, 838215.4575361204 1772461.2118273105, 838246.0354503713 1772431.1453493412) | line |  | Đường dây 500kV Bắc - Nam mạch 2 | [8 empty] | 3 |  |  |  | 338 | 339 | 1 | FALSE | FALSE | 1 | TRUE | FALSE | 338 |  | 834553.1295 | 1774947.7435 |  |  | 338 | 834553.1295 | 1774947.7435 | 339 | 838246.0355 | 1772431.1453
VN | 400826186 | LINEVN0255 | 500 | 33.3946 | [5 empty] | 50 |  | LINESTRING (838182.8539773042 1772314.6469058653, 838151.2701528835 1772258.7409893123, 838287.9919287022 1772025.3510888063, 838591.608613593 1771517.687203699, 838632.598882322 1771312.7958553827, 838687.4178998861 1770978.1430664435, 838759.4711772231 1770563.844026219, 838846.2536587326 1770065.5620606225, 838844.99922574 1769619.4922515105, 838843.88781976 1769173.0481575965, 838842.7789848959 1768750.2456430627, 838841.2761036886 1768339.136116559, 838552.7502344635 1768050.0777136364, 838260.2878932394 1767755.0933205243, 837917.6209589445 1767414.6408439586, 837575.4766612212 1767077.2059567806, 837296.4389040696 1766795.7146517953, 837206.5813425125 1766374.1689185002, 837099.9503588099 1765869.306418869, 837006.8131402072 1765421.4806311233, 836911.4289234085 1764970.1880109895, 836815.2952140176 1764519.882492812, 836736.919186798 1764131.9724894317, 836821.7427008117 1763806.9559471447, 836914.3262494733 1763463.611253076, 837015.5291484157 1763081.9552688706, 837125.5997766294 1762666.8771839691, 837250.7985537883 1762201.3667182676, 837360.3558903366 1761790.8227030558, 837374.6933644337 1761440.9793006806, 837388.1166636269 1761094.1243335872, 837403.7510061171 1760725.01344883, 837414.3772755559 1760439.832936085, 837459.3858358616 1760168.0991624496, 837504.7402746931 1759863.5015691114, 837558.9607514252 1759514.1598635926, 837545.693529549 1759125.5143759614, 837521.9192192568 1758680.533363095, 837503.718890249 1758228.3362159305, 837481.4728488106 1757786.1596277042, 837460.3686975166 1757378.3428969749, 837699.7176268505 1757135.1480214566, 838051.4076232882 1756765.6062880468, 838469.8943671102 1756325.466017619, 838846.9719207042 1755928.7743025587, 838895.9460686378 1755566.5785142956, 838959.6168860893 1755126.6356503454, 839017.5938441756 1754705.8828768195, 839069.3262725426 1754384.8067090882, 839173.9720326024 1754112.6757233865, 839638.3054188079 1753327.0049409708, 839884.2488085091 1752974.5216165942, 840144.1696998446 1752593.2367612298, 840255.86057101 1752430.767606751, 840531.6127008325 1752239.2537655225, 840874.8679530167 1751997.8822629207, 841142.3568843876 1751810.9679780907, 841863.1221247313 1751423.229286004, 842212.8518992013 1751230.561786394, 842607.6307253062 1751017.8563307212, 842807.4782166223 1750910.5349208221, 843183.1650057032 1750705.6892741928, 843740.0929481995 1750407.120074133, 844036.6597034205 1750245.8242964363, 844429.3920654273 1750120.3799928199, 844838.7885112345 1749989.3250611285, 845282.5169628079 1749847.7352133002, 845670.4702440042 1749722.4468441303) | line | [10 empty] | 3 |  |  |  | 340 | 341 | 1 | FALSE | FALSE | 1 | FALSE | TRUE |  | 341 |  |  | 845670.4702 | 1749722.4468 | 340 | 838182.854 | 1772314.6469 | 341 | 845670.4702 | 1749722.4468
VN | 400859412 | LINEVN0256 | 500 | 51.2086 | [5 empty] | 50 |  | LINESTRING (901721.4744867319 1698984.4210814366, 901675.381994009 1698981.285330339, 901138.3285018455 1699046.7048072403, 900696.1843563133 1699094.1865259819, 900290.114345852 1699146.465431915, 899849.3137633381 1699148.8390538557, 899484.6583795416 1699150.0806298545, 899259.8616602023 1698685.488936498, 899093.2360517441 1698328.131539998, 898914.9630349127 1697945.82587947, 898721.6345248034 1697536.4967783373, 898525.3095953376 1697109.4516780537, 898358.6526576194 1696753.5792680793, 898203.3991402937 1696433.7837201427, 898105.4445947129 1696235.4874157142, 897836.4535868104 1695670.0909937455, 897672.6035536724 1695360.0429017295, 897559.781714858 1695128.954838931, 897394.7783013008 1694787.623136128, 897261.5983532039 1694516.598870618, 897113.1889627597 1694216.6868520277, 896932.3235284179 1693851.2944960746, 896556.6242265068 1693785.5117471248, 896151.1780612804 1693718.3986547687, 895819.8522509816 1693664.9100772475, 895457.9626997616 1693607.527475295, 895141.4641722887 1693553.8796185227, 894774.684684799 1693491.7038689598, 894501.4822420187 1693445.404472215, 894239.1229462966 1693310.102284701, 893887.4715398906 1693126.034949785, 893579.1587721759 1692962.55624418, 893283.3397224391 1692805.7106802398, 892946.9758412305 1692629.2451360754, 892763.3461434895 1692456.7977333118, 892528.1973254492 1692235.9600277576, 892202.9194813763 1691930.4967062564, 891841.1227659939 1691590.744761915, 891587.6744579358 1691352.756072952, 891425.3430886464 1691049.7995695104, 891253.9235090541 1690732.8611700851, 891051.5818511832 1690353.2308189173, 890876.1428792956 1690025.657238734, 890714.210106794 1689723.3156643154, 890546.6902628555 1689410.5423914047, 890379.2380475178 1689097.9167011967, 890187.6867356675 1688740.2818156015, 890133.2415439282 1688367.470099593, 890085.1466035296 1688038.2437641863, 890032.646496806 1687678.7764865526, 889997.5577215294 1687438.5431072486, 889779.4697512067 1687114.3221198025, 889316.9235546882 1686479.2617230075, 888869.0762484374 1685919.1152180517, 888491.2556600261 1685453.5388438688, 888120.3697581424 1684986.7572741602, 887944.6749304873 1684768.410060887, 887906.5704135683 1684588.1388570196, 887799.9296124845 1684022.2957205533, 887740.5759572866 1683707.3513489082, 887685.9589683593 1683417.5660960649, 887623.8191981238 1683087.903387856, 887554.0181356978 1682717.5632324545, 887496.3651562207 1682411.7262689574, 887418.5910199927 1681999.1086991213, 887302.3718945916 1681382.5578058541, 887243.120801067 1681084.211122197, 887169.0404791619 1680699.3312541323, 887138.5265982051 1680525.5293555963, 887102.9675917058 1680349.5388346682, 886990.9797486201 1680223.6025015374, 886635.659360768 1679823.9688890376, 886359.1469122653 1679513.0019795753, 886066.255906569 1679183.6181567996, 885805.616530088 1678894.2668690553, 885589.288884244 1678651.416726711, 885366.836296703 1678401.720190198, 885133.18533652 1678139.4424880187, 884884.9782738861 1677863.8310465512, 884608.0103088026 1677552.1573907689, 884273.6052250143 1677175.8505081541, 884020.3841088922 1676890.906666736, 883843.5055022752 1676695.547300024, 883662.5603581022 1676277.7373817705, 883524.6054108124 1675955.06132151, 883371.11055348 1675596.0397344436, 883203.3483707327 1675199.7630840912, 883018.4166616786 1674771.138641896, 882867.6411593509 1674418.5075153776, 882726.8071091542 1674089.1459137572, 882557.7908713243 1673702.1681273975, 882449.4597728109 1673447.243301437, 882176.5515643992 1672823.27286199, 882097.2530267618 1672621.2505033216, 881987.3346290272 1672366.5152996264, 882076.7397785992 1671768.7815162905, 882123.4657743156 1671447.3399767769, 882188.6430605983 1670998.942382479, 882253.3953791232 1670553.5409126196, 882332.0329343341 1670012.548903699, 882379.3905559474 1669686.7284909503, 882447.1615341704 1669220.5077941946, 882472.6894865532 1669042.1347324648, 882551.2731219443 1668779.110423455, 882673.5522273867 1668369.745211116, 882792.1333456392 1667972.798342393, 882870.8181463112 1667703.7799205908, 882840.9421588271 1667143.522747999, 882817.3263540601 1666699.4623333712, 882800.1468453794 1666394.1862827123, 882781.2186058089 1666081.7343289272, 882756.9027213391 1665757.3490158464) | line | [10 empty] | 3 | 1 |  |  | 342 | 343 | 1 | FALSE | FALSE | 1 | FALSE | TRUE |  | 343 |  |  | 882756.9027 | 1665757.349 | 342 | 901721.4745 | 1698984.4211 | 343 | 882756.9027 | 1665757.349
VN | 400859413 | LINEVN0257 | 500 | 14.8036 | [5 empty] | 50 |  | LINESTRING (895224.0215329623 1703469.3540806486, 894877.5716325849 1703712.3216548015, 894470.9463868579 1703996.0422895458, 894105.6034883286 1704252.605838527, 893862.3471869302 1704420.2971815313, 893541.8274524545 1704645.2315843666, 893235.3346918871 1704860.1438138494, 892942.081946586 1705063.8342010323, 892697.9537301173 1705233.3033800083, 892376.9237710251 1705274.7968747462, 892071.9818298455 1705314.4058037878, 891683.67005096 1705363.2916328714, 891425.9500553533 1705395.1181720938, 891090.6505926058 1705439.10235924, 890731.275607232 1705481.3655986802, 890459.6310239325 1705517.9767131393, 890134.463472076 1705560.2827982104, 889787.1754341377 1705696.0841330097, 889415.9915417361 1705844.598819203, 888995.2925973812 1706012.1243571637, 888815.1238360036 1706080.3927629478, 888558.2110044574 1706408.3792545544, 888378.0218381828 1706636.9106341084, 888135.5282787066 1706944.3605850136, 887870.3881806743 1707279.9703081134, 887621.4448739127 1707596.4467169982, 887378.2712141289 1707903.8997332628, 887111.7395057406 1708240.3764849394, 886854.6452022489 1708297.5351516108, 886552.8405892788 1708364.9866013275, 886184.9117661323 1708445.9429963108, 885890.7043032644 1708515.8897993756, 885520.3715575114 1708595.0976126306, 885116.3115819523 1708686.3492819709, 884669.485671198 1708783.7881849615) | line | [10 empty] | 3 |  |  |  | 344 | 345 | 1 | FALSE | FALSE | 1 | TRUE | TRUE | 344 | 345 | 895224.0215 | 1703469.3541 | 884669.4857 | 1708783.7882 | 344 | 895224.0215 | 1703469.3541 | 345 | 884669.4857 | 1708783.7882
VN | 400859415 | LINEVN0258 | 500 | 22.2228 | [5 empty] | 50 |  | LINESTRING (882756.9027213391 1665757.3490158464, 882750.2152007987 1665593.1502477038, 882583.35955373 1665304.6878953185, 882407.4284953689 1665005.6866438326, 882151.8776386289 1664585.7654205563, 881952.8610982324 1664250.160951442, 881708.5344839024 1663841.7437642764, 881600.3483258227 1663673.356343593, 881391.3195126884 1663304.8640562932, 881260.7136695295 1663082.8271519102, 881168.9244641756 1662715.0019446472, 881085.456004153 1662376.7998664912, 881022.016218394 1662128.1056676984, 880880.1840306751 1661609.6346602603, 880811.3564409558 1661133.9799927939, 880711.749031433 1660563.3956453984, 880642.7389841564 1660150.9615507817, 880607.8537797767 1659957.9813789695, 880533.8355041067 1659506.017900871, 880497.3201588378 1659290.8158344815, 880432.0162290665 1658905.8819796208, 880321.5931201212 1658275.2692343257, 880162.9391745516 1657321.1046409507, 880132.5638167416 1657141.7190489355, 880136.5196266996 1656504.8676125132, 880145.4660837392 1655829.7315685314, 880151.1935361372 1655246.8651979375, 880154.5269322742 1654906.90229138, 880159.7796154476 1654371.8124940514, 880017.0282940762 1654018.9318438862, 879801.8544886885 1653479.5968692102, 879755.7741307565 1653364.758299652, 879660.7206327103 1653127.8328637998, 879484.1917280685 1652708.443932293, 879326.3165886482 1652310.8850405081, 879189.0367796908 1651958.9226775903, 879157.1793179729 1651529.4999280768, 879132.9835186638 1651068.583730695, 879094.174660825 1650635.4171761044, 879036.0039447777 1649667.2340931152, 878921.8020791621 1649157.723120972, 878741.5208973095 1648429.1444983443, 878633.4749570955 1647999.5655290785) | line | [10 empty] | 3 | 1 |  |  | 343 | 346 | 1 | FALSE | FALSE | 1 | TRUE | TRUE | 343 | 346 | 882756.9027 | 1665757.349 | 878633.475 | 1647999.5655 | 343 | 882756.9027 | 1665757.349 | 346 | 878633.475 | 1647999.5655
VN | 400933482 | LINEVN0259 | 220 | 49.3257 | [5 empty] | 50 |  | LINESTRING (573419.0822457928 2056017.1123158257, 573466.1194699279 2055981.5542049783, 573454.8564636928 2055726.8579356764, 573433.573225319 2055318.5391780166, 573418.3204689422 2054916.650677705, 573398.9905679203 2054542.8408918837, 573381.3113533885 2054061.1529696768, 573392.9854156285 2053904.74871441, 573402.7806368235 2053696.6742920238, 573424.4268943716 2053253.8334525935, 573552.4889522579 2052889.8893502615, 573609.6805994138 2052722.2646374751, 573723.0341125451 2052405.6453030084, 573842.0819921669 2052066.6419305734, 573965.2704364224 2051716.9001067204, 574112.3249528233 2051299.5116381622, 574246.3448212541 2050916.2533487366, 574357.8270046407 2050600.249862874, 574480.2484704604 2050251.5150586464, 574568.8100108635 2049998.3721994336, 574820.7926180353 2049615.812913411, 574993.2398380826 2049357.4141399597, 575193.8435366953 2049053.1415749188, 575421.7788088988 2048706.7548980992, 575540.7375219113 2048517.4383521008, 575647.4235568556 2048367.730984186, 575787.9671051202 2048158.551309168, 576088.1067703305 2047702.9705389382, 576325.9827134084 2047341.5739829983, 576535.1461689523 2047024.358339982, 576701.2902691152 2046774.9886909027, 576902.1323065548 2046584.4496792094, 577196.3976693403 2046306.6995979054, 577504.5204025703 2046018.963025239, 577843.1668779678 2045698.9681966424, 578140.4536277347 2045419.6839725946, 578483.3639201899 2045097.504281161, 578802.3368210421 2044796.919087447, 579113.9300608819 2044503.8325739028, 579413.0939000016 2044223.8997883813, 579707.3674663161 2043944.0173624808, 580009.2458401725 2043662.9649768225, 580278.8352715084 2043409.5768530208, 580589.0950960185 2043117.9789832395, 580909.9111486885 2042814.2257135645, 581242.3123211868 2042502.4381541323, 581556.130244287 2042207.9268091095, 581870.4974186628 2041910.7116784742, 582167.382855749 2041631.9382097148, 582501.1437268667 2041318.041420139, 582824.6838659818 2041013.7656774793, 582897.253561725 2040635.5294506731, 582969.74388461 2040261.5643261971, 583037.7492021013 2039899.618918152, 583104.9219591578 2039547.5181518043, 583173.5679181098 2039189.847193022, 583236.4863417139 2038874.7746010486, 583284.6289848177 2038628.2751295203, 583337.7932599904 2038337.2050327382, 583397.0347308113 2038030.8916498, 583470.4339022546 2037660.761007912, 583535.7689377649 2037316.6871142124, 583607.9744876534 2036935.5862364818, 583683.0105693408 2036538.1658412875, 583758.6704292952 2036143.6475525682, 583835.5523170414 2035740.8360582471, 583914.7486890341 2035331.1524972785, 583986.4807192043 2034959.876889121, 584057.2357435507 2034587.933366651, 584391.0361465681 2034342.3038856038, 584714.6261440739 2034104.800870076, 585032.3483724607 2033870.2535228336, 585358.7727415144 2033630.8922572965, 585688.7533453449 2033387.1371142955, 586006.7404440094 2033155.4499297682, 586354.8454905152 2032902.1269476896, 586622.2080749087 2032706.9027183433, 586961.2461539474 2032455.4855936677, 587273.8508183511 2032224.8228865387, 587623.169171928 2031970.0775667627, 587927.7541063591 2031743.1504588162, 588232.0623285123 2031520.5531275296, 588530.2416435061 2031299.7578459708, 588879.7333498828 2031042.3017383157, 589086.9505339074 2030887.275044082, 589293.1332934825 2030732.765708925, 589633.1965007299 2030473.8401838827, 589941.3294095332 2030237.3439485715, 590097.7028646966 2030108.7900326732, 590255.2549504584 2030006.4453761177, 590562.3474535083 2029767.5303037206, 590899.0909515612 2029514.1095918615, 591177.4362198232 2029304.5457020355, 591471.1043852223 2029084.8341587116, 591834.4501378525 2028799.798011372, 592139.739037578 2028568.4223242588, 592449.490436475 2028337.9135865914, 592777.0472156774 2028091.4396217694, 593050.8295067954 2027887.8875968235, 593392.8334949748 2027631.202585221, 593728.7871098829 2027381.951827847, 594047.900691035 2027142.2068514342, 594348.4286483179 2026918.5975139777, 594665.6691332384 2026682.559829641, 594988.5121967015 2026439.2404747603, 595323.5116916918 2026190.5643227312, 595652.2757616478 2025943.6884374442, 595993.2702768687 2025689.487070646, 596318.7096878003 2025445.2056078212, 596647.851868787 2025197.6393001126, 596921.1559311971 2024994.3797903096) | line | [10 empty] | 3 | 1 |  |  | 347 | 348 | 1 | FALSE | FALSE | 1 | TRUE | TRUE | 347 | 348 | 573419.0822 | 2056017.1123 | 596921.1559 | 2024994.3798 | 347 | 573419.0822 | 2056017.1123 | 348 | 596921.1559 | 2024994.3798
VN | 400933484 | LINEVN0260a | 220 | 8.9614 | [5 empty] | 50 | 6 cables - 2 systems | LINESTRING (594022.6786409952 2018373.1966249556, 594049.9559607451 2018405.6729811965, 594079.818014358 2018593.5290647377, 594125.8198951466 2018899.2866118327, 594183.0316681828 2019292.8907903126, 594220.8242783487 2019551.3049351415, 594114.1913953378 2019830.470802322, 594041.1101035504 2020019.4415545384, 594160.5437288262 2020297.6286364174, 594309.9641343225 2020647.2566603934, 594444.0271607895 2020962.8517592475, 594572.8458788121 2021262.6433121471, 594688.3380439018 2021530.7902872937, 594839.4445836669 2021765.5078196872, 595039.9055633107 2022080.7817685842, 595231.2294379851 2022378.4635297603, 595422.7172441448 2022675.9713344758, 595636.719126091 2023008.4599075865, 595824.1499202526 2023300.9065906948, 596006.5236626308 2023584.6550482009, 596186.9831008796 2023865.430511676, 596365.8228443495 2024143.5331549717, 596548.1080623829 2024426.9221714272, 596741.2034796233 2024728.53688892, 596889.0168776606 2024958.4990692986, 596921.1559311971 2024994.3797903096) | line | [10 empty] | 6 |  |  |  | 349 | 348 | 1 | FALSE | FALSE | 2 | FALSE | TRUE |  | 348 |  |  | 596921.1559 | 2024994.3798 | 349 | 594022.6786 | 2018373.1966 | 348 | 596921.1559 | 2024994.3798
VN | 400933484 | LINEVN0260b | 220 | 8.9614 | [5 empty] | 50 | 6 cables - 2 systems | LINESTRING (594022.6786409952 2018373.1966249556, 594049.9559607451 2018405.6729811965, 594079.818014358 2018593.5290647377, 594125.8198951466 2018899.2866118327, 594183.0316681828 2019292.8907903126, 594220.8242783487 2019551.3049351415, 594114.1913953378 2019830.470802322, 594041.1101035504 2020019.4415545384, 594160.5437288262 2020297.6286364174, 594309.9641343225 2020647.2566603934, 594444.0271607895 2020962.8517592475, 594572.8458788121 2021262.6433121471, 594688.3380439018 2021530.7902872937, 594839.4445836669 2021765.5078196872, 595039.9055633107 2022080.7817685842, 595231.2294379851 2022378.4635297603, 595422.7172441448 2022675.9713344758, 595636.719126091 2023008.4599075865, 595824.1499202526 2023300.9065906948, 596006.5236626308 2023584.6550482009, 596186.9831008796 2023865.430511676, 596365.8228443495 2024143.5331549717, 596548.1080623829 2024426.9221714272, 596741.2034796233 2024728.53688892, 596889.0168776606 2024958.4990692986, 596921.1559311971 2024994.3797903096) | line | [10 empty] | 6 |  |  |  | 349 | 348 | 1 | FALSE | FALSE | 2 | FALSE | TRUE |  | 348 |  |  | 596921.1559 | 2024994.3798 | 349 | 594022.6786 | 2018373.1966 | 348 | 596921.1559 | 2024994.3798
VN | 400933485 | LINEVN0261 | 220 | 17.3976 | [5 empty] | 50 |  | LINESTRING (596921.1559311971 2024994.3797903096, 597122.5094419878 2024844.1517104246, 597424.2777047685 2024619.5533303742, 597641.963494414 2024457.7942037447, 597768.9491466923 2024195.7449773983, 597951.1524776903 2023823.49982549, 598114.2867342642 2023490.23111962, 598257.8857552005 2023195.781149656, 598328.2790477612 2023055.1664623125, 598520.7326909958 2022660.5818157664, 598709.8313052297 2022274.490973795, 598895.9693540153 2021900.281890942, 599222.1215536087 2021645.9238914931, 599544.6455189575 2021397.826406003, 599867.2544585168 2021147.189316827, 599994.462885067 2021125.3737536073, 600192.8935261533 2020894.8467444691, 600515.2337093365 2020644.2847066466, 600839.7808091188 2020393.8055757112, 601169.8287445253 2020138.2148683332, 601495.8895975298 2019886.614151631, 601832.2052053078 2019626.6185443138, 602158.2822327749 2019375.2717217647, 602441.0088473066 2019214.138544489, 602745.6207836746 2019041.8498311453, 603091.0579752501 2018845.8264664225, 603463.8561501863 2018633.5008846158, 603822.3936577028 2018430.2899041453, 604195.1742086135 2018218.4312136045, 604546.2619903263 2018019.3533984516, 604900.4094838627 2017818.9481860185, 605260.3295260796 2017616.1239373025, 605586.0533423866 2017430.6582924372, 605944.5006067464 2017227.262590024, 606296.057131661 2017028.5603007628, 606620.9345335783 2016844.9986319782, 606966.4146240558 2016648.2772091804, 607269.0295049055 2016477.4720726586, 607577.0849807498 2016302.850781932, 607903.4232121839 2016117.834697643) | line | [10 empty] | 3 |  |  |  | 348 | 350 | 1 | FALSE | FALSE | 1 | TRUE | TRUE | 348 | 350 | 596921.1559 | 2024994.3798 | 607903.4232 | 2016117.8347 | 348 | 596921.1559 | 2024994.3798 | 350 | 607903.4232 | 2016117.8347
VN | 400933486 | LINEVN0262a | 220 | 19.6654 | [5 empty] | 50 | 6 cables - 2 systems | LINESTRING (594100.4764836341 2018308.8765802428, 594118.9827576221 2018351.3797258753, 594273.5150052508 2018558.2449061347, 594502.9320239839 2018571.4813145448, 594789.2023333085 2018585.574495111, 595100.8883939143 2018793.063045328, 595413.9778536606 2019001.9138885639, 595728.11264364 2019211.8265645767, 596052.2160164304 2019429.0420524094, 596387.464135158 2019652.8807120458, 596727.1781429419 2019878.4963088455, 597062.9011311844 2020103.677795372, 597412.7588156523 2020337.6784729387, 597736.1245306191 2020551.313331962, 597976.7840431603 2020713.0359639316, 598223.7646736726 2020840.8121628074, 598390.2139233247 2020928.7330763913, 598739.2065048622 2020966.2998971439, 599185.539044345 2021013.6788503435, 599555.5636841041 2021053.7034336862, 599889.4613926908 2021088.4692248998, 600110.3310016098 2020917.6006740502, 600392.0954980801 2020699.867820854, 600664.2565896783 2020490.332501448, 600921.4053411653 2020292.2082614128, 601203.9112851712 2020073.7046287255, 601517.2979579488 2019832.1848719043, 601834.6908791119 2019586.2536821272, 602147.7728070337 2019345.416799087, 602502.5539293293 2019143.5128264006, 602843.8095974689 2018947.6733320714, 603153.4029700096 2018774.5651169429, 603493.9039829915 2018582.0078181624, 603810.4936288336 2018401.8318497275, 604189.7424351434 2018186.5442438081, 604524.9721208815 2017997.1072210032, 604869.1692700522 2017802.789051553, 605223.5384288525 2017601.8926391539, 605528.0685604111 2017428.9255326102, 605835.8829357999 2017253.8673787802, 606138.7058246069 2017083.8655659712, 606469.9196403808 2016895.4784428913, 606799.3638563522 2016708.9901767408, 607133.0851641301 2016520.8267564918, 607480.2532653551 2016323.027783253, 607845.9934791406 2016116.3196155976, 608157.1937145203 2015939.1794039828) | line | [10 empty] | 6 | 2 |  |  | 351 | 352 | 1 | FALSE | FALSE | 2 | FALSE | TRUE |  | 352 |  |  | 608157.1937 | 2015939.1794 | 351 | 594100.4765 | 2018308.8766 | 352 | 608157.1937 | 2015939.1794
VN | 400933486 | LINEVN0262b | 220 | 19.6654 | [5 empty] | 50 | 6 cables - 2 systems | LINESTRING (594100.4764836341 2018308.8765802428, 594118.9827576221 2018351.3797258753, 594273.5150052508 2018558.2449061347, 594502.9320239839 2018571.4813145448, 594789.2023333085 2018585.574495111, 595100.8883939143 2018793.063045328, 595413.9778536606 2019001.9138885639, 595728.11264364 2019211.8265645767, 596052.2160164304 2019429.0420524094, 596387.464135158 2019652.8807120458, 596727.1781429419 2019878.4963088455, 597062.9011311844 2020103.677795372, 597412.7588156523 2020337.6784729387, 597736.1245306191 2020551.313331962, 597976.7840431603 2020713.0359639316, 598223.7646736726 2020840.8121628074, 598390.2139233247 2020928.7330763913, 598739.2065048622 2020966.2998971439, 599185.539044345 2021013.6788503435, 599555.5636841041 2021053.7034336862, 599889.4613926908 2021088.4692248998, 600110.3310016098 2020917.6006740502, 600392.0954980801 2020699.867820854, 600664.2565896783 2020490.332501448, 600921.4053411653 2020292.2082614128, 601203.9112851712 2020073.7046287255, 601517.2979579488 2019832.1848719043, 601834.6908791119 2019586.2536821272, 602147.7728070337 2019345.416799087, 602502.5539293293 2019143.5128264006, 602843.8095974689 2018947.6733320714, 603153.4029700096 2018774.5651169429, 603493.9039829915 2018582.0078181624, 603810.4936288336 2018401.8318497275, 604189.7424351434 2018186.5442438081, 604524.9721208815 2017997.1072210032, 604869.1692700522 2017802.789051553, 605223.5384288525 2017601.8926391539, 605528.0685604111 2017428.9255326102, 605835.8829357999 2017253.8673787802, 606138.7058246069 2017083.8655659712, 606469.9196403808 2016895.4784428913, 606799.3638563522 2016708.9901767408, 607133.0851641301 2016520.8267564918, 607480.2532653551 2016323.027783253, 607845.9934791406 2016116.3196155976, 608157.1937145203 2015939.1794039828) | line | [10 empty] | 6 | 2 |  |  | 351 | 352 | 1 | FALSE | FALSE | 2 | FALSE | TRUE |  | 352 |  |  | 608157.1937 | 2015939.1794 | 351 | 594100.4765 | 2018308.8766 | 352 | 608157.1937 | 2015939.1794
VN | 401042486 | LINEVN0263 | 110 | 0.08349 | [5 empty] | 50 |  | LINESTRING (767116.6013953025 1805860.0030015758, 767087.9276944974 1805923.3948851542) | line | [10 empty] | 3 |  |  |  | 353 | 354 | 1 | FALSE | FALSE | 1 | FALSE | TRUE |  | 354 |  |  | 767087.9277 | 1805923.3949 | 353 | 767116.6014 | 1805860.003 | 354 | 767087.9277 | 1805923.3949
VN | 401042487 | LINEVN0264 | 110 | 0.077903 | [5 empty] | 50 |  | LINESTRING (767087.9276944974 1805923.3948851542, 767096.5330616263 1805859.0481820123) | line | [10 empty] | 3 |  |  |  | 354 | 355 | 1 | FALSE | FALSE | 1 | TRUE | FALSE | 354 |  | 767087.9277 | 1805923.3949 |  |  | 354 | 767087.9277 | 1805923.3949 | 355 | 767096.5331 | 1805859.0482
VN | 401042488 | LINEVN0265 | 220 | 11.722 | [5 empty] | 50 |  | LINESTRING (777861.9425702754 1818179.7225482122, 777152.8534853142 1817803.828135706, 776618.6954415943 1817517.2998765, 776203.7714692515 1817297.1873197553, 775972.2985825322 1817049.6478147581, 775735.1162309977 1816844.6374477176, 775576.8187030798 1816782.0060671584, 775276.5608484349 1816661.9379700993, 774942.5065681865 1816528.356716155, 774515.0087984432 1816358.3501465598, 774233.293398632 1816337.116987373, 773685.4416681989 1816291.5702229806, 773327.3234818354 1816265.0092264314, 773079.849017693 1816526.0196244416, 772807.7713004223 1816809.609496035, 772569.7954041915 1817061.6084905765, 772351.9045456187 1817292.5025323776, 772010.8787128574 1817651.213507518, 771629.0287601084 1818057.6818422026, 771193.516039833 1818171.0591287268, 770610.3234662195 1818313.3886261042, 770303.4782440737 1818391.6539916042, 769990.63810106 1818471.0000364028, 769667.0621968876 1818554.556791757, 769513.1495007197 1818737.8610548968) | line |  | Đường dây 220kV Đông Hà - Huế | [8 empty] | 3 | 1 |  |  | 356 | 357 | 1 | FALSE | FALSE | 1 | TRUE | TRUE | 356 | 357 | 777861.9426 | 1818179.7225 | 769513.1495 | 1818737.8611 | 356 | 777861.9426 | 1818179.7225 | 357 | 769513.1495 | 1818737.8611
VN | 401042489 | LINEVN0266 | 220 | 0.73036 | [5 empty] | 50 |  | LINESTRING (769513.1495007197 1818737.8610548968, 769330.907509113 1818613.6013329315, 769278.1262985205 1818558.8868428087, 769187.5388647441 1818497.157694113, 769284.7618013872 1818319.6225553902) | line | [10 empty] | 3 |  |  |  | 357 | 358 | 1 | FALSE | FALSE | 1 | TRUE | TRUE | 357 | 358 | 769513.1495 | 1818737.8611 | 769284.7618 | 1818319.6226 | 357 | 769513.1495 | 1818737.8611 | 358 | 769284.7618 | 1818319.6226
VN | 401042490 | LINEVN0267 | 220 | 0.69177 | [5 empty] | 50 |  | LINESTRING (769513.1495007197 1818737.8610548968, 769342.9857678472 1818598.7926589777, 769289.545484034 1818542.9405163836, 769211.9127080974 1818490.4079755954, 769284.7618013872 1818319.6225553902) | line | [10 empty] | 3 |  |  |  | 357 | 358 | 1 | FALSE | FALSE | 1 | TRUE | TRUE | 357 | 358 | 769513.1495 | 1818737.8611 | 769284.7618 | 1818319.6226 | 357 | 769513.1495 | 1818737.8611 | 358 | 769284.7618 | 1818319.6226
VN | 401042491 | LINEVN0268a | 220 | 30.8911 | [5 empty] | 50 | 6 cables - 2 systems | LINESTRING (769284.7618013872 1818319.6225553902, 769604.3028282383 1817683.0058009923, 770007.5913660044 1816472.740234706, 769937.2263704756 1816345.9324767126, 769534.6990285304 1815643.004970613, 769426.39672141 1815454.407215838, 769145.6294214083 1814961.726539422, 768877.9475949684 1814494.3599948096, 768439.121395207 1813926.9301602296, 768212.1235597706 1813638.2708583022, 768139.5805420444 1813445.5859726965, 767885.9395719292 1812774.2906092834, 767757.137484734 1812438.4102741536, 767331.9576376411 1812245.952674102, 767057.4093363382 1812120.7631419268, 766620.9777292956 1811927.119982094, 766520.2039388411 1811880.6511419793, 766294.0757139993 1811803.789419418, 765980.981036148 1811698.792236286, 765710.1852751477 1811610.9596139428, 765297.0018258154 1811470.124893054, 764965.8552164342 1811361.6900812157, 764599.8337217243 1811240.3904617638, 764243.6174125471 1811121.2210686544, 763853.9656493851 1810992.0299811608, 763537.8217917187 1810995.8183839666, 763047.0869288524 1811003.2857570369, 762513.7887724794 1811010.7919071321, 762032.1519460396 1811019.3996299624, 761768.8521944167 1811024.8037460311, 761387.2252622804 1810955.4561868613, 761051.0615971594 1810895.6306144518, 760618.6309942858 1810817.847486951, 760623.4021263269 1810492.5012373594, 760627.0975931406 1810189.928145633, 760637.031399448 1809642.6633758827, 760649.1130460172 1808982.125841769, 760274.8347556721 1808741.466311302, 760004.4566554675 1808572.5292084985, 759777.1892489011 1808431.3146808294, 759489.9761490836 1808254.411635358, 759259.0562988548 1808112.373875385, 759076.3260125809 1808001.803328189, 758497.9726172136 1807647.9992634454, 758120.7711627077 1807409.508317717, 757875.7387716897 1807260.7329342847, 757500.5592466559 1806854.8535424322, 757264.3123519977 1806605.9703902, 756972.9241950603 1806300.1516433572, 756547.2501825085 1805848.6922423986, 756313.1945636141 1805603.435878846, 755756.1365104857 1805426.8170213993, 755192.4098323128 1805250.2684721977, 754940.4085710085 1805170.869135968, 754848.3529875019 1804767.0027979945, 754739.3111988055 1804288.3730717918, 754660.3955595191 1803933.144137407, 754544.3715892339 1803419.6823971986, 754462.547692966 1803069.2153599537, 754300.873578721 1802373.2777589657) | line | [10 empty] | 6 | 2 |  |  | 358 | 359 | 1 | FALSE | FALSE | 2 | TRUE | TRUE | 358 | 359 | 769284.7618 | 1818319.6226 | 754300.8736 | 1802373.2778 | 358 | 769284.7618 | 1818319.6226 | 359 | 754300.8736 | 1802373.2778
VN | 401042491 | LINEVN0268b | 220 | 30.8911 | [5 empty] | 50 | 6 cables - 2 systems | LINESTRING (769284.7618013872 1818319.6225553902, 769604.3028282383 1817683.0058009923, 770007.5913660044 1816472.740234706, 769937.2263704756 1816345.9324767126, 769534.6990285304 1815643.004970613, 769426.39672141 1815454.407215838, 769145.6294214083 1814961.726539422, 768877.9475949684 1814494.3599948096, 768439.121395207 1813926.9301602296, 768212.1235597706 1813638.2708583022, 768139.5805420444 1813445.5859726965, 767885.9395719292 1812774.2906092834, 767757.137484734 1812438.4102741536, 767331.9576376411 1812245.952674102, 767057.4093363382 1812120.7631419268, 766620.9777292956 1811927.119982094, 766520.2039388411 1811880.6511419793, 766294.0757139993 1811803.789419418, 765980.981036148 1811698.792236286, 765710.1852751477 1811610.9596139428, 765297.0018258154 1811470.124893054, 764965.8552164342 1811361.6900812157, 764599.8337217243 1811240.3904617638, 764243.6174125471 1811121.2210686544, 763853.9656493851 1810992.0299811608, 763537.8217917187 1810995.8183839666, 763047.0869288524 1811003.2857570369, 762513.7887724794 1811010.7919071321, 762032.1519460396 1811019.3996299624, 761768.8521944167 1811024.8037460311, 761387.2252622804 1810955.4561868613, 761051.0615971594 1810895.6306144518, 760618.6309942858 1810817.847486951, 760623.4021263269 1810492.5012373594, 760627.0975931406 1810189.928145633, 760637.031399448 1809642.6633758827, 760649.1130460172 1808982.125841769, 760274.8347556721 1808741.466311302, 760004.4566554675 1808572.5292084985, 759777.1892489011 1808431.3146808294, 759489.9761490836 1808254.411635358, 759259.0562988548 1808112.373875385, 759076.3260125809 1808001.803328189, 758497.9726172136 1807647.9992634454, 758120.7711627077 1807409.508317717, 757875.7387716897 1807260.7329342847, 757500.5592466559 1806854.8535424322, 757264.3123519977 1806605.9703902, 756972.9241950603 1806300.1516433572, 756547.2501825085 1805848.6922423986, 756313.1945636141 1805603.435878846, 755756.1365104857 1805426.8170213993, 755192.4098323128 1805250.2684721977, 754940.4085710085 1805170.869135968, 754848.3529875019 1804767.0027979945, 754739.3111988055 1804288.3730717918, 754660.3955595191 1803933.144137407, 754544.3715892339 1803419.6823971986, 754462.547692966 1803069.2153599537, 754300.873578721 1802373.2777589657) | line | [10 empty] | 6 | 2 |  |  | 358 | 359 | 1 | FALSE | FALSE | 2 | TRUE | TRUE | 358 | 359 | 769284.7618 | 1818319.6226 | 754300.8736 | 1802373.2778 | 358 | 769284.7618 | 1818319.6226 | 359 | 754300.8736 | 1802373.2778
VN | 401042493 | LINEVN0269a | 110 | 17.8715 | [5 empty] | 50 | 6 cables - 2 systems | LINESTRING (773414.9853045983 1816292.8023987086, 773391.8309026805 1816304.1918895405, 773233.6055172575 1816439.2217224676, 773081.5116158405 1816469.6460148245, 773059.827618125 1816395.028542877, 773024.7538570471 1816282.1290876607, 772993.5505510796 1816169.9208083956, 772935.6876837448 1815935.1200789702, 772905.3715662339 1815831.2833709638, 772888.5337359855 1815774.8316575044, 772855.1063742699 1815660.8573752658, 772848.5075499718 1815569.6107541681, 772826.5116992341 1815315.9849491022, 772816.1076198944 1815161.9401922133, 772747.8993313622 1814720.3014075188, 772849.0705998702 1814442.3385544245, 773027.9786833418 1813933.9309178418, 773100.8863438212 1813738.0281372468, 773122.6347214631 1813644.1490161703, 773161.5919213176 1813450.2213110107, 773243.0884417638 1813083.5714109808, 773299.0086484088 1812821.116659045, 773335.1982635977 1812659.4870444417, 773111.9132173865 1812433.1671803498, 772968.7843501267 1812290.1526931664, 772801.5926536242 1812124.0710012862, 772536.8383184841 1811860.5752927633, 772421.9457427722 1811734.4853247213, 772231.0392225586 1811527.1976202365, 772095.1472228182 1811383.2629410313, 771565.2836981199 1811508.4814240583, 771496.4709381108 1811471.0581451156, 771211.7455821809 1811317.16335644, 770976.557226795 1811187.8416198886, 770796.1368877855 1811089.7777962137, 770625.2203680472 1810997.5698687301, 770362.9710733073 1810894.7144823654, 769904.3905154201 1810718.3900502112, 769689.6353338063 1810632.477478032, 769415.3631017841 1810527.0385626704, 769239.8130672418 1810459.4997060066, 768941.2056439437 1810266.0710737896, 768760.9970184277 1810148.851809968, 768542.1179282431 1810004.9696917802, 768306.8420273426 1809850.3023987366, 768154.1773043454 1809754.6554424285, 768116.5754813841 1809540.1158030154, 768055.6205876148 1809234.006752972, 767928.5201252436 1809112.5355195866, 767822.8309904144 1809009.3550663807, 767673.3951490291 1808989.4217050727, 767496.5907356365 1808874.8154152017, 767385.3388871159 1808734.2993743678, 767262.555819445 1808575.0517941283, 767109.8208873863 1808380.4927149517, 766991.5060391708 1808227.92351669, 766951.7522838041 1807985.3045617929, 766888.8026107899 1807600.2098174104, 766833.3074478784 1807259.0980156146, 766932.4581840325 1807037.0953344316, 766923.3687084676 1806723.4365414754, 766962.3495847015 1806505.6451120947, 766992.4689164096 1806323.4533656721, 767040.5909386278 1806029.0646842886, 767087.9276944974 1805923.3948851542) | line | [10 empty] | 6 |  |  |  | 360 | 354 | 1 | FALSE | FALSE | 2 | TRUE | TRUE | 360 | 354 | 773414.9853 | 1816292.8024 | 767087.9277 | 1805923.3949 | 360 | 773414.9853 | 1816292.8024 | 354 | 767087.9277 | 1805923.3949
VN | 401042493 | LINEVN0269b | 110 | 17.8715 | [5 empty] | 50 | 6 cables - 2 systems | LINESTRING (773414.9853045983 1816292.8023987086, 773391.8309026805 1816304.1918895405, 773233.6055172575 1816439.2217224676, 773081.5116158405 1816469.6460148245, 773059.827618125 1816395.028542877, 773024.7538570471 1816282.1290876607, 772993.5505510796 1816169.9208083956, 772935.6876837448 1815935.1200789702, 772905.3715662339 1815831.2833709638, 772888.5337359855 1815774.8316575044, 772855.1063742699 1815660.8573752658, 772848.5075499718 1815569.6107541681, 772826.5116992341 1815315.9849491022, 772816.1076198944 1815161.9401922133, 772747.8993313622 1814720.3014075188, 772849.0705998702 1814442.3385544245, 773027.9786833418 1813933.9309178418, 773100.8863438212 1813738.0281372468, 773122.6347214631 1813644.1490161703, 773161.5919213176 1813450.2213110107, 773243.0884417638 1813083.5714109808, 773299.0086484088 1812821.116659045, 773335.1982635977 1812659.4870444417, 773111.9132173865 1812433.1671803498, 772968.7843501267 1812290.1526931664, 772801.5926536242 1812124.0710012862, 772536.8383184841 1811860.5752927633, 772421.9457427722 1811734.4853247213, 772231.0392225586 1811527.1976202365, 772095.1472228182 1811383.2629410313, 771565.2836981199 1811508.4814240583, 771496.4709381108 1811471.0581451156, 771211.7455821809 1811317.16335644, 770976.557226795 1811187.8416198886, 770796.1368877855 1811089.7777962137, 770625.2203680472 1810997.5698687301, 770362.9710733073 1810894.7144823654, 769904.3905154201 1810718.3900502112, 769689.6353338063 1810632.477478032, 769415.3631017841 1810527.0385626704, 769239.8130672418 1810459.4997060066, 768941.2056439437 1810266.0710737896, 768760.9970184277 1810148.851809968, 768542.1179282431 1810004.9696917802, 768306.8420273426 1809850.3023987366, 768154.1773043454 1809754.6554424285, 768116.5754813841 1809540.1158030154, 768055.6205876148 1809234.006752972, 767928.5201252436 1809112.5355195866, 767822.8309904144 1809009.3550663807, 767673.3951490291 1808989.4217050727, 767496.5907356365 1808874.8154152017, 767385.3388871159 1808734.2993743678, 767262.555819445 1808575.0517941283, 767109.8208873863 1808380.4927149517, 766991.5060391708 1808227.92351669, 766951.7522838041 1807985.3045617929, 766888.8026107899 1807600.2098174104, 766833.3074478784 1807259.0980156146, 766932.4581840325 1807037.0953344316, 766923.3687084676 1806723.4365414754, 766962.3495847015 1806505.6451120947, 766992.4689164096 1806323.4533656721, 767040.5909386278 1806029.0646842886, 767087.9276944974 1805923.3948851542) | line | [10 empty] | 6 |  |  |  | 360 | 354 | 1 | FALSE | FALSE | 2 | TRUE | TRUE | 360 | 354 | 773414.9853 | 1816292.8024 | 767087.9277 | 1805923.3949 | 360 | 773414.9853 | 1816292.8024 | 354 | 767087.9277 | 1805923.3949
VN | 401143078 | LINEVN0270a | 220 | 6.2746 | [5 empty] | 50 | 6 cables - 2 systems | LINESTRING (778059.9538894538 1819115.0244873324, 778049.4972486715 1819069.7436926847, 778012.2359781321 1818791.222486944, 777983.2120846913 1818568.4291189213, 777922.2261939793 1818128.363994858, 777957.0440447305 1817861.5778317545, 778002.6319153202 1817476.1460072908, 778039.7499841854 1817170.1453380238, 778082.9636409031 1816818.9882655432, 778126.6272204523 1816466.1205798814, 778159.0862280041 1816193.3908326565, 778189.7623191769 1815947.967245809, 778208.014000112 1815793.5732129372, 778314.94650545 1815715.7397571066, 778460.4561953489 1815607.8402680857, 778715.5146195586 1815420.1611235084, 778876.1532668811 1815302.2709813716, 779199.9025387084 1815062.549948701, 779359.2992766936 1814946.0750291145, 779719.9450582269 1814675.9076899858) | line | [10 empty] | 6 |  |  |  | 361 | 362 | 1 | FALSE | FALSE | 2 | FALSE | TRUE |  | 362 |  |  | 779719.9451 | 1814675.9077 | 361 | 778059.9539 | 1819115.0245 | 362 | 779719.9451 | 1814675.9077
VN | 401143078 | LINEVN0270b | 220 | 6.2746 | [5 empty] | 50 | 6 cables - 2 systems | LINESTRING (778059.9538894538 1819115.0244873324, 778049.4972486715 1819069.7436926847, 778012.2359781321 1818791.222486944, 777983.2120846913 1818568.4291189213, 777922.2261939793 1818128.363994858, 777957.0440447305 1817861.5778317545, 778002.6319153202 1817476.1460072908, 778039.7499841854 1817170.1453380238, 778082.9636409031 1816818.9882655432, 778126.6272204523 1816466.1205798814, 778159.0862280041 1816193.3908326565, 778189.7623191769 1815947.967245809, 778208.014000112 1815793.5732129372, 778314.94650545 1815715.7397571066, 778460.4561953489 1815607.8402680857, 778715.5146195586 1815420.1611235084, 778876.1532668811 1815302.2709813716, 779199.9025387084 1815062.549948701, 779359.2992766936 1814946.0750291145, 779719.9450582269 1814675.9076899858) | line | [10 empty] | 6 |  |  |  | 361 | 362 | 1 | FALSE | FALSE | 2 | FALSE | TRUE |  | 362 |  |  | 779719.9451 | 1814675.9077 | 361 | 778059.9539 | 1819115.0245 | 362 | 779719.9451 | 1814675.9077
VN | 401143079 | LINEVN0271 | 220 | 0.47741 | [5 empty] | 50 |  | LINESTRING (779719.9450582269 1814675.9076899858, 779811.3537753199 1814596.7389039365, 779839.7143133353 1814493.1029553858, 780001.5555522075 1814442.8384221157) | line | [10 empty] | 3 |  |  |  | 362 | 363 | 1 | FALSE | FALSE | 1 | TRUE | TRUE | 362 | 363 | 779719.9451 | 1814675.9077 | 780001.5556 | 1814442.8384 | 362 | 779719.9451 | 1814675.9077 | 363 | 780001.5556 | 1814442.8384
VN | 401143080 | LINEVN0272 | 220 | 0.47096 | [5 empty] | 50 |  | LINESTRING (779719.9450582269 1814675.9076899858, 779824.1356006792 1814606.0174823452, 779852.5400140944 1814503.9545447605, 780001.5555522075 1814442.8384221157) | line | [10 empty] | 3 |  |  |  | 362 | 363 | 1 | FALSE | FALSE | 1 | TRUE | TRUE | 362 | 363 | 779719.9451 | 1814675.9077 | 780001.5556 | 1814442.8384 | 362 | 779719.9451 | 1814675.9077 | 363 | 780001.5556 | 1814442.8384
VN | 401143081 | LINEVN0273a | 220 | 36.6164 | [5 empty] | 50 | 6 cables - 2 systems | LINESTRING (780001.5555522075 1814442.8384221157, 780275.993018816 1814344.1670959499, 780652.1448718889 1814206.4860984304, 781024.6054663672 1814071.9853935023, 781395.9617858761 1813939.8125263362, 781599.480378561 1813866.5129705938, 781811.0771065161 1813789.4775724125, 782070.6768438577 1813583.119077811, 782337.8098834318 1813373.2842151523, 782522.369831598 1813226.4924957557, 782707.7209751972 1813079.8894471617, 783041.5340919378 1812815.7391157316, 783391.4464394927 1812538.3594112527, 783732.1648046775 1812268.2388310945, 783956.342845025 1812090.3698134047, 784456.7575478677 1811693.5376583496, 784761.407014692 1811454.6497665914, 784958.1380759813 1811301.1342119083, 785297.308138854 1811027.4348039476, 785576.5030418069 1810806.9580324988, 786000.5193967602 1810477.8061489079, 786150.0094274806 1810357.7179537602, 786518.6440169341 1810066.2596474462, 786637.0759424325 1809974.8335758592, 786843.8750041979 1809804.2767629484, 787098.2051557762 1809595.590209806, 787446.479819125 1809310.3196688925, 787660.1857256731 1809133.5144778294, 787955.6435554913 1808891.0278318173, 788319.281522288 1808589.935768636, 788565.2461712179 1808387.7621608141, 788862.5217895507 1808144.4338313348, 789167.3983411178 1807891.3091961571, 789402.1228534945 1807699.3142620155, 789688.2863413708 1807463.1885885943, 789900.717125193 1807287.7889861409, 790181.8622878849 1807057.5370107235, 790411.9860566594 1806867.913982641, 790721.4095725333 1806615.8072732503, 791022.5916457465 1806367.9790610825, 791256.803287629 1806174.4858195984, 791602.9323132844 1805891.7603526113, 791834.1548494312 1805702.6503094218, 792142.1340317407 1805448.3462956364, 792382.1424012142 1805251.5840863758, 792501.3661950892 1805152.9052919333, 792775.9193306093 1805060.090217067, 793137.7712824489 1804938.3741686423, 793425.7161560727 1804841.970093869, 793877.5774637603 1804689.2613232047, 794146.2227916949 1804599.4051883195, 794578.5532539743 1804454.8291200162, 794910.2915749371 1804343.3083490508, 795190.8136650689 1804248.352747561, 795465.120212435 1804156.8821395987, 795771.3964152633 1804053.7657739897, 795963.0868004971 1803988.9332233374, 796266.5894624693 1803887.280435392, 796597.7369629977 1803775.9514964127, 797164.6438041163 1803587.2691608781, 797335.7941989109 1803528.158844751, 797936.412153392 1803327.5721850214, 798252.7195724046 1803148.4943747802, 798574.9251323005 1802966.3889209847, 798874.2484907516 1802798.1608895198, 799181.2710490986 1802625.8000083603, 799443.6599535436 1802478.4909448265, 799764.089772331 1802533.9246670578, 800093.854586218 1802463.545597619, 800424.4936686675 1802392.8176812762, 800908.4813414862 1802290.705977628, 801223.8713151335 1802223.2676489765, 801775.517994388 1802105.705279642, 802229.9191825839 1802007.8409820052, 802530.3688481459 1801943.2810340952, 802861.0880501159 1801873.0201930066, 803370.7602917422 1801763.2523615002, 803469.1772937386 1801742.447355068, 803964.9728442384 1801398.3201342572, 804253.7271244253 1801200.868058407, 804696.3047098751 1800884.3651867327, 804776.8731178994 1800826.7448049763, 805052.0250195521 1800551.1169988406, 805248.8056638094 1800350.673723501, 805675.3464336905 1799921.0234700302, 805951.2272778039 1799636.2094864873) | line | [10 empty] | 6 |  |  |  | 363 | 364 | 1 | FALSE | FALSE | 2 | TRUE | TRUE | 363 | 364 | 780001.5556 | 1814442.8384 | 805951.2273 | 1799636.2095 | 363 | 780001.5556 | 1814442.8384 | 364 | 805951.2273 | 1799636.2095
VN | 401143081 | LINEVN0273b | 220 | 36.6164 | [5 empty] | 50 | 6 cables - 2 systems | LINESTRING (780001.5555522075 1814442.8384221157, 780275.993018816 1814344.1670959499, 780652.1448718889 1814206.4860984304, 781024.6054663672 1814071.9853935023, 781395.9617858761 1813939.8125263362, 781599.480378561 1813866.5129705938, 781811.0771065161 1813789.4775724125, 782070.6768438577 1813583.119077811, 782337.8098834318 1813373.2842151523, 782522.369831598 1813226.4924957557, 782707.7209751972 1813079.8894471617, 783041.5340919378 1812815.7391157316, 783391.4464394927 1812538.3594112527, 783732.1648046775 1812268.2388310945, 783956.342845025 1812090.3698134047, 784456.7575478677 1811693.5376583496, 784761.407014692 1811454.6497665914, 784958.1380759813 1811301.1342119083, 785297.308138854 1811027.4348039476, 785576.5030418069 1810806.9580324988, 786000.5193967602 1810477.8061489079, 786150.0094274806 1810357.7179537602, 786518.6440169341 1810066.2596474462, 786637.0759424325 1809974.8335758592, 786843.8750041979 1809804.2767629484, 787098.2051557762 1809595.590209806, 787446.479819125 1809310.3196688925, 787660.1857256731 1809133.5144778294, 787955.6435554913 1808891.0278318173, 788319.281522288 1808589.935768636, 788565.2461712179 1808387.7621608141, 788862.5217895507 1808144.4338313348, 789167.3983411178 1807891.3091961571, 789402.1228534945 1807699.3142620155, 789688.2863413708 1807463.1885885943, 789900.717125193 1807287.7889861409, 790181.8622878849 1807057.5370107235, 790411.9860566594 1806867.913982641, 790721.4095725333 1806615.8072732503, 791022.5916457465 1806367.9790610825, 791256.803287629 1806174.4858195984, 791602.9323132844 1805891.7603526113, 791834.1548494312 1805702.6503094218, 792142.1340317407 1805448.3462956364, 792382.1424012142 1805251.5840863758, 792501.3661950892 1805152.9052919333, 792775.9193306093 1805060.090217067, 793137.7712824489 1804938.3741686423, 793425.7161560727 1804841.970093869, 793877.5774637603 1804689.2613232047, 794146.2227916949 1804599.4051883195, 794578.5532539743 1804454.8291200162, 794910.2915749371 1804343.3083490508, 795190.8136650689 1804248.352747561, 795465.120212435 1804156.8821395987, 795771.3964152633 1804053.7657739897, 795963.0868004971 1803988.9332233374, 796266.5894624693 1803887.280435392, 796597.7369629977 1803775.9514964127, 797164.6438041163 1803587.2691608781, 797335.7941989109 1803528.158844751, 797936.412153392 1803327.5721850214, 798252.7195724046 1803148.4943747802, 798574.9251323005 1802966.3889209847, 798874.2484907516 1802798.1608895198, 799181.2710490986 1802625.8000083603, 799443.6599535436 1802478.4909448265, 799764.089772331 1802533.9246670578, 800093.854586218 1802463.545597619, 800424.4936686675 1802392.8176812762, 800908.4813414862 1802290.705977628, 801223.8713151335 1802223.2676489765, 801775.517994388 1802105.705279642, 802229.9191825839 1802007.8409820052, 802530.3688481459 1801943.2810340952, 802861.0880501159 1801873.0201930066, 803370.7602917422 1801763.2523615002, 803469.1772937386 1801742.447355068, 803964.9728442384 1801398.3201342572, 804253.7271244253 1801200.868058407, 804696.3047098751 1800884.3651867327, 804776.8731178994 1800826.7448049763, 805052.0250195521 1800551.1169988406, 805248.8056638094 1800350.673723501, 805675.3464336905 1799921.0234700302, 805951.2272778039 1799636.2094864873) | line | [10 empty] | 6 |  |  |  | 363 | 364 | 1 | FALSE | FALSE | 2 | TRUE | TRUE | 363 | 364 | 780001.5556 | 1814442.8384 | 805951.2273 | 1799636.2095 | 363 | 780001.5556 | 1814442.8384 | 364 | 805951.2273 | 1799636.2095
VN | 401271194 | LINEVN0274 | 500 | 69.3271 | [5 empty] | 50 |  | LINESTRING (878633.4749570955 1647999.5655290785, 878732.627959069 1647679.2624408742, 878920.745912219 1647061.0123137285, 879050.046758099 1646616.6414527663, 879285.897912341 1645827.2499056133, 879367.4878561114 1645557.7758875813, 879501.834806006 1645096.8506314363, 879660.3271602371 1644548.0319559933, 879716.1430690156 1644345.8577945104, 879876.1449967299 1643793.9595850639, 880013.1137021114 1643336.3436337248, 880215.8069915138 1642616.869461478, 880439.3878799772 1641967.0059321641, 880568.7478079118 1641598.7515676958, 880900.5790580092 1640646.0565467048, 881085.8397556352 1640098.2671995317, 881166.5305389103 1639864.7032370125, 881318.0526459289 1639426.0650154199, 881398.0145751813 1639201.964078938, 881566.8555973978 1638706.185880875, 881747.0793323462 1638199.2953243842, 882029.8304385585 1637363.5955406714, 882169.8300663094 1636969.6321470733, 882314.6053746801 1636560.939118738, 882546.6680647326 1635877.9273332565, 882599.1980088269 1635692.9417514023, 882382.8017068342 1635371.9294856489, 882096.453748815 1634933.8243401556, 881888.4251428959 1634017.5292745044, 882059.576189022 1633779.7054995755, 882355.1754369065 1633335.1590230067, 882525.2990971673 1633086.4490910654, 882516.2208733421 1632768.174866058, 882512.9618828391 1632338.0906722818, 882511.9712253651 1631855.7262697665, 882499.778956158 1631386.616217362, 882204.5461406211 1630732.2144400598, 881969.9593600514 1630198.5554680845, 881799.6176148013 1629832.3563433068, 881417.5116689373 1629654.29602291, 881089.517434428 1629502.7462040556, 880776.2249618314 1629359.1894236282, 880446.9918251049 1629207.841335899, 880057.4728893734 1629031.7632443698, 879485.8973693845 1629146.7981907213, 878898.9503686109 1629265.9823058716, 878505.419098284 1629360.1041929312, 877741.312163662 1629255.1299349673, 877434.9936172798 1629206.0959978865, 877177.8751823326 1629170.4075801237, 876690.2235575753 1629090.0220960188, 876441.141451699 1629053.535912284, 875994.0227319234 1628989.683990643, 875473.0871861938 1628901.5623386605, 874893.9566414335 1628811.833771166, 874594.1661617744 1628765.9529659161, 873948.7133612535 1628660.9977444678, 873591.5904441939 1628294.583702609, 873330.5641379026 1628027.2406078388, 872854.6536219637 1627539.8463836971, 872499.47882517 1627175.7690290122, 872339.7166737618 1627010.604815789, 872031.3116988675 1626425.447302967, 871903.3192999668 1626187.4663339166, 871671.4956244666 1625736.3539620382, 871349.5030688512 1625129.4214797143, 871198.2592501147 1624840.611203627, 871014.7997776667 1624500.9963532272, 870885.6280824558 1624263.1298245147, 870510.5119775438 1623996.934484875, 869759.2145327427 1623457.925011406, 869343.1187133217 1623356.0141504018, 868985.749734786 1623268.0860247482, 868518.3226459257 1623154.266977712, 868087.3430316773 1623048.997057533, 867640.6163060418 1622939.897072733, 867244.6778962822 1622843.349335775, 866811.4103036905 1622737.7819298706, 866399.6958701806 1622636.3474208575, 866169.7305586494 1622440.1155648807, 865730.6689617936 1622059.45259253, 865355.8435951815 1621667.985430682, 864980.208321474 1621280.813720878, 864733.8023431636 1621017.3794738178, 864372.3957162474 1620633.2266562264, 863925.6237467136 1620168.8015828398, 863162.8337958568 1619866.098977257, 862606.6709362478 1619644.1908754094, 862267.7975088679 1619509.9106135, 861837.8694000486 1619340.7832199447, 861488.8460619899 1619203.0637626003, 861005.5982186699 1619008.9455928444, 860591.5138192414 1618847.9887489697, 860195.7523135981 1618690.8334046928, 859474.5450148963 1618404.4571699202, 858988.4933105716 1618212.350236672, 858666.3302648827 1618086.4177341214, 858179.9726085246 1617894.679809887, 857910.3204939493 1617788.6505260512, 857756.4585255951 1617585.1858632516, 857511.0897232982 1617267.8802016354, 857014.9141455595 1616612.6948983406, 856365.7245264553 1615905.6103093277, 855723.5896267531 1615208.6250785962, 855419.5925473773 1614874.2932670908, 855230.683621081 1614666.0026949155, 855011.3519453146 1614426.7302037985, 854783.8286725072 1614178.3796496114, 854529.3826574761 1613897.8256813479, 854641.936343762 1613459.5192780814, 854707.3722773518 1613219.6433714896, 854590.0562196291 1613056.8223295854, 854379.5877603721 1612771.5804885502, 854197.063630305 1612504.060555151, 853790.7198386753 1611950.2195461344, 853167.2990419879 1611083.9837066974, 853028.1910154443 1610895.248847244, 852823.7227033379 1610611.7439618134, 852624.5472869438 1610307.9672990004, 852252.0582723835 1609741.7599865636) | line | [10 empty] | 3 | 1 |  |  | 346 | 365 | 1 | FALSE | FALSE | 1 | TRUE | TRUE | 346 | 365 | 878633.475 | 1647999.5655 | 852252.0583 | 1609741.76 | 346 | 878633.475 | 1647999.5655 | 365 | 852252.0583 | 1609741.76
VN | 401274167 | LINEVN0275 | 500 | 48.9059 | [5 empty] | 50 |  | LINESTRING (835847.663943592 1594898.7754436312, 835817.3273799431 1594494.322575497, 835769.8120575744 1593847.9525487274, 835736.9970437182 1593383.5665384673, 835697.6586239905 1592834.403512464, 835665.4216522714 1592433.814760435, 835528.3508618309 1592182.9690799783, 835286.355164915 1591756.4468586873, 835115.832759974 1591451.4013021977, 834892.62388988 1591058.2240020337, 834747.3696726803 1590798.7696130923, 834583.1140319775 1590505.9546192733, 834343.4577099932 1590080.1785284162, 834142.6636881065 1589725.2837164483, 833835.3299862763 1589175.4088322723, 833762.4274203267 1589050.0252641581, 833504.7555766088 1588852.8425234398, 832929.2440852984 1588421.1994449599, 832645.9418112488 1588201.6892583184, 832234.38499824 1587890.3265894786, 831838.889158781 1587590.9715122231, 831413.2029440526 1587267.9864579784, 830939.4123909578 1586908.8970599344, 830591.4091596829 1586645.7408380099, 830238.5689012555 1586375.4718529265, 829967.1206124412 1586165.9724823202, 829765.8368464783 1586015.6177482943, 829686.43741719 1585955.4579501094, 829330.6739677794 1585872.6111861235, 828787.4308994024 1585745.921325123, 828506.6887009961 1585679.2714691898, 828008.4720589486 1585564.2019182632, 827503.6743698391 1585443.519213168, 826993.9811588856 1585325.3752521558, 826797.9118294329 1585279.2043361545, 826311.8064044813 1585167.2100360799, 826114.271559372 1584800.6618174533, 825922.0251866353 1584449.5801399911, 825611.5689323719 1583878.2577100364, 825273.8048430074 1583250.5244498295, 825031.3130171662 1582807.0881005984, 824815.111890861 1582408.4088144964, 824568.0464650474 1581953.1042165523, 824337.4303731404 1581530.3344264468, 824095.9077154053 1581082.5195474538, 824156.6320119239 1580738.5719228555, 824218.1163028553 1580386.8593272835, 824298.2961555327 1579921.8026244605, 824353.4395856012 1579589.4333908916, 824478.4974690799 1578892.6905291856, 824521.2525768593 1578638.8048540838, 824596.7908167308 1578203.0252669044, 824726.4863167261 1577472.1859441737, 824799.3120856727 1577044.2008938997, 824704.90608509 1576886.599355701, 824387.3979553943 1576360.6715478583, 824290.9850834503 1576198.2513446303, 824206.4766843216 1576061.6905887383, 823769.2159040435 1575331.9681816692, 823550.5699729205 1575117.2993508433, 823302.9664038202 1574880.8861868882, 823072.8114147384 1574661.6785339925, 822739.1522507769 1574334.1729846613, 822369.1661335325 1573968.4872855584, 822033.5091356128 1573644.5578026138, 821633.7712334419 1573258.5500011784, 821248.9164350696 1572886.352029394, 820932.2686483525 1572578.4454492521, 820736.6013216677 1572389.8532204828, 820744.6800075326 1572170.3786452315, 820758.362039167 1571761.9973205926, 820770.673001393 1571421.3423172464, 820783.6262487154 1570966.504687866, 820800.1521358152 1570459.2076494158, 820813.6395655896 1570082.763397218, 820659.1770498034 1569586.7481724499, 820532.6002684068 1569181.3698843005, 820415.2269291088 1568798.7797848717, 820280.4018733124 1568363.0442418794, 820155.9111542333 1567964.0208935698, 820037.7390144714 1567580.1738052468, 819890.0112244941 1567108.9412723002, 819745.4720879281 1566637.9284882622, 819637.486496966 1566289.8529429785, 819503.1162600922 1565861.4984424456, 819370.7656334171 1565427.6340350192, 819284.4760858193 1564960.641936494, 819187.6361070614 1564430.0281208756, 819123.0191248774 1564075.949751071, 819060.6119327812 1563725.5322900466, 819063.833230217 1563475.8333749752, 819069.149728087 1562915.5453672083, 819067.1368245666 1562534.6152309137, 819069.0347595196 1562194.078558219, 819070.0599077549 1561789.6869884462) | line | [10 empty] | 3 | 1 |  |  | 366 | 367 | 1 | FALSE | FALSE | 1 | TRUE | TRUE | 366 | 367 | 835847.6639 | 1594898.7754 | 819070.0599 | 1561789.687 | 366 | 835847.6639 | 1594898.7754 | 367 | 819070.0599 | 1561789.687
VN | 401334057 | LINEVN0276 | 500 | 23.2111 | [5 empty] | 50 |  | LINESTRING (817285.5868005918 1560901.888071922, 816651.7702813274 1560856.007691368, 816298.5769489226 1560833.595772022, 815885.2721237098 1560802.0905798024, 815366.2693613161 1560766.399155296, 815142.3661405116 1560751.159051024, 814777.8655050925 1560956.420764705, 814359.3734974763 1561192.2127511615, 813960.4609003152 1561418.6291367752, 813580.457763967 1561631.1981319962, 813159.4006719607 1561871.0709253794, 812719.7302270967 1562116.2563759163, 812323.8247161929 1562339.8725521525, 811966.0876801743 1562541.5721201287, 811525.9082030305 1562789.856820146, 811173.7761463384 1562990.4047053412, 810742.0967417336 1563232.6029989577, 810433.0986848585 1563404.0105215022, 810210.573117082 1563692.564756129, 809922.022056222 1564041.2940009602, 809702.0203536532 1564313.4592655215, 809450.9967822419 1564611.3687374939, 809180.31974603 1564939.5691519398, 808909.743742898 1565260.9288975007, 808644.6843555036 1565576.1674357946, 808374.5675755555 1565901.6994968902, 808097.0916331275 1566243.7868166945, 807811.6131173426 1566588.7791738487, 807495.4280370574 1566975.090958337, 807161.1395496393 1567379.4668676034, 806793.8722388055 1567821.3818093126, 806541.9832093425 1568123.9360112615, 806276.0068580026 1568441.0813751742, 806060.5193722174 1568706.1315741464, 805846.4401840791 1569007.774862773, 805534.4622836328 1569463.5799501792, 805232.0455247276 1569897.034899162, 804956.1441590491 1570295.2450588718, 804652.0171137669 1570727.8077432385, 804375.1973380349 1571119.3658260854, 804143.1768463094 1571437.331389008, 803832.6019850462 1571745.624677198, 803534.963472791 1572028.0876743298, 803293.5582470305 1572272.0093311798, 803098.9241495852 1572458.2511112322, 803087.6529282901 1572576.1543442677) | line | [10 empty] | 3 |  |  |  | 368 | 369 | 1 | FALSE | FALSE | 1 | TRUE | FALSE | 368 |  | 817285.5868 | 1560901.8881 |  |  | 368 | 817285.5868 | 1560901.8881 | 369 | 803087.6529 | 1572576.1543
VN | 401334058 | LINEVN0277 | 500 | 23.1253 | [5 empty] | 50 |  | LINESTRING (817281.1362013528 1560944.9001402825, 816665.965404843 1560902.4970863645, 816356.1144902494 1560880.9906534725, 815852.2310729469 1560848.0576312868, 815376.4478875857 1560816.2149901711, 815155.0649520487 1560801.7258183004, 814807.4294801347 1560997.9829150303, 814439.7982452104 1561205.2358846837, 814128.394871173 1561379.5465902057, 813721.9653252668 1561607.7108614775, 813213.2291537669 1561893.3741648032, 812778.7598875458 1562140.0624892516, 812366.6109438143 1562363.6215588236, 811994.4684301727 1562581.9199520377, 811542.9689656962 1562836.7645093368, 811178.3044810832 1563044.0681196027, 810762.8181763121 1563277.1740115245, 810467.9502750624 1563442.863226759, 810237.9106078721 1563744.0265695, 810007.6290460834 1564015.056694845, 809750.6839109391 1564328.3063957056, 809469.7936777032 1564667.5422231418, 809167.5758607448 1565033.5938986174, 808915.6484149025 1565334.8835308505, 808614.2014435352 1565698.3458583162, 808355.8379760053 1566011.851510939, 808059.2099123197 1566367.7354337815, 807783.7462907531 1566699.6835127708, 807530.7785551269 1567011.8087381779, 807285.9614490469 1567297.4693613402, 807120.9449285525 1567503.022173664, 806801.8018992865 1567889.9446987282, 806521.9076480367 1568219.2219379453, 806186.2393896421 1568626.7326662792, 806098.2599091437 1568738.9897333717, 805880.274121502 1569037.5623843337, 805587.0395320386 1569477.3939796272, 805284.598165845 1569901.2033654004, 805004.1204608981 1570306.1234872565, 804694.0111107327 1570753.5843809566, 804431.8551174421 1571118.8322056173, 804152.2900574198 1571504.8104774365, 803866.2549173033 1571784.8308888925, 803473.2984003327 1572155.6928089368, 803241.0095738431 1572377.4011799423, 803136.75789657 1572480.365553555, 803122.6419713139 1572582.4111297159) | line | [10 empty] | 3 |  |  |  | 370 | 371 | 1 | FALSE | FALSE | 1 | TRUE | FALSE | 370 |  | 817281.1362 | 1560944.9001 |  |  | 370 | 817281.1362 | 1560944.9001 | 371 | 803122.642 | 1572582.4111
VN | 401447891 | LINEVN0278 | 500 | 2.9192 | [5 empty] | 50 |  | LINESTRING (803070.0369735814 1572595.6744717, 803042.6258668669 1572597.9355825111, 802627.747512967 1572673.8442968677, 802389.4529929871 1572853.4417055878, 802167.1622670791 1572997.7549843946, 801821.4172729466 1573367.307707173, 801554.696106305 1573647.6988246155, 801760.015899003 1574132.9643396025) | line | [10 empty] | 3 |  |  |  | 372 | 373 | 1 | FALSE | FALSE | 1 | FALSE | FALSE | [6 empty] | 372 | 803070.037 | 1572595.6745 | 373 | 801760.0159 | 1574132.9643
VN | 401447892 | LINEVN0279 | 500 | 2.6376 | [5 empty] | 50 |  | LINESTRING (803050.646741733 1572683.615879323, 803020.5214636096 1572670.8624615665, 802644.0884028064 1572730.6903878208, 802426.0910527378 1572903.1236009593, 802203.2449584147 1573063.109212667, 801896.7035989596 1573401.7509589766, 801745.8861416348 1573559.5142158584, 801786.3081592626 1574114.8544171574) | line | [10 empty] | 3 |  |  |  | 374 | 375 | 1 | FALSE | FALSE | 1 | FALSE | FALSE | [6 empty] | 374 | 803050.6467 | 1572683.6159 | 375 | 801786.3082 | 1574114.8544
VN | 401461159 | LINEVN0280 | 500 | 10.7641 | [5 empty] | 50 |  | LINESTRING (817908.7061676255 1560794.90286555, 817831.1563284524 1560454.648381628, 817668.1684905657 1559739.513488235, 817549.6510231318 1559219.5677774926, 817434.5190471646 1558714.4613452407, 817339.190783717 1558296.2485646585, 817211.0203924174 1557733.972567408, 817107.2048185396 1557278.5913854446, 816992.9291466214 1556777.3116880634, 816898.5947832491 1556363.5242109739, 816799.0892814824 1555927.0822564787, 816702.5824074514 1555503.8238676263, 816593.3281380335 1555024.616797043, 816494.391942444 1554590.721782637, 816369.2642597968 1554041.96354916, 816283.5235079346 1553666.008543901, 816190.2120958047 1553256.8159238074, 816139.9760483773 1553036.5169299564, 816060.0303263154 1552685.9625889992, 815914.816099294 1552049.1898865625) | line | [10 empty] | 3 |  |  |  | 376 | 377 | 1 | FALSE | FALSE | 1 | TRUE | TRUE | 376 | 377 | 817908.7062 | 1560794.9029 | 815914.8161 | 1552049.1899 | 376 | 817908.7062 | 1560794.9029 | 377 | 815914.8161 | 1552049.1899
VN | 401532708 | LINEVN0281a | 220 | 55.8271 | [5 empty] | 50 | 6 cables - 2 systems | LINESTRING (811792.8423051077 1550774.1329473502, 811706.2515942212 1550761.260588881, 811202.9075201469 1550781.3457019974, 810860.0994080156 1550794.966748144, 810478.2362185094 1550809.6899964341, 810149.8985454561 1550822.3556989403, 809707.0008267825 1550839.1065201967, 809414.7970257096 1550851.1455081215, 809019.7087822154 1550867.4462986088, 808648.0925922813 1550881.290504909, 808445.2883751998 1550732.8828783378, 808070.7032129407 1550447.8202937022, 807810.4788303538 1550251.0232114398, 807499.1954490705 1550018.247247018, 807243.1905991704 1549825.0409217745, 807014.112666059 1549653.7098155492, 806722.7279099878 1549435.7244170904, 806433.855704701 1549219.7223728378, 806107.8849681838 1548970.858449155, 805835.3273381834 1548765.9454695121, 805440.1997147431 1548469.858647692, 805083.7994224099 1548208.7893903044, 804757.5522837236 1547962.0265764291, 804509.581519823 1547773.757643068, 804241.0476808932 1547575.8243972783, 803959.9038428093 1547364.9780510543, 803535.3745339647 1547046.3796306222, 803288.8297798415 1546858.6414432076, 802788.8237174514 1546482.8823189025, 802596.1958581387 1546339.9596824497, 802246.2862643674 1546073.1281456205, 801996.0535568694 1545888.529634283, 801661.8053454072 1545634.2171079686, 801377.124972239 1545421.8715648751, 801136.833858779 1545241.4756679896, 800812.6523170732 1544998.8004129124, 800543.7913354984 1544793.7501402376, 800228.1437746722 1544780.9734502474, 799807.0328509128 1544762.3614091564, 799259.8968189145 1544733.7375567532, 798979.4982347921 1544721.465292238, 798691.195598311 1544708.2293591588, 798236.1413598909 1544687.0115691395, 797864.5730793751 1544670.1595743133, 797374.6503119974 1544648.6187900207, 796881.9448857814 1544622.8146044766, 796569.0528880795 1544610.6912206677, 796162.0785058537 1544589.6238845105, 795826.8163710628 1544574.51654714, 795567.9945379053 1544445.0111272526, 794834.9346962261 1544077.0307592677, 794615.6827407258 1543968.231399381, 794248.2053589382 1543784.0165632577, 794060.4848406316 1543688.1955142405, 793859.6789913353 1543588.5503880056, 793282.2329990745 1543299.134517281, 792923.4812479647 1543118.3526476389, 792742.870915868 1543027.019854851, 792594.7697911768 1543106.178584093, 792331.2299101122 1543249.1590194474, 791849.4621339852 1543510.0655727475, 791356.0405157015 1543777.390381032, 790960.9161238293 1543990.0798435905, 790691.4660770063 1544137.3245443285, 790317.0841672451 1544337.491173618, 789762.2368346513 1544641.2463788618, 789533.255690916 1544763.3824044494, 789229.5820516967 1544745.5404127247, 789024.8498737914 1544734.1202792174, 788720.1683986089 1544719.4063326968, 788345.9838073747 1544697.8362278405, 787910.2690886722 1544677.739796964, 787456.6892062479 1544651.1841739637, 787111.7635980385 1544632.69501961, 786652.2321252797 1544606.662976185, 786247.0882913249 1544585.5641082446, 785640.3360377983 1544549.54895837, 785273.6021121229 1544531.1963703262, 784730.9817615114 1544498.0754348456, 784201.2021470225 1544471.308356551, 783921.6757203733 1544453.7315198695, 783506.8922981119 1544433.511029265, 783206.3250826425 1544416.938471928, 782796.9388187573 1544420.2045748804, 782366.5548944441 1544420.6443101994, 781771.8911804433 1544426.7810968666, 781481.8069202424 1544426.6958979485, 780837.2525714049 1544427.5573278917, 780429.6881370118 1544437.0031459762, 780105.4595809877 1544437.1358387014, 779625.0176491237 1544441.1820174234, 779030.5693992276 1544441.7049739712, 778570.2678651765 1544448.3701169228, 778200.1949046252 1544451.0512161814, 777750.1571943052 1544453.735066965, 777475.0121545368 1544453.7903358862, 777262.7285130838 1544400.846508702, 776783.1077846512 1544275.6390614125, 776307.1349564807 1544148.7537208933, 775585.8941656384 1543953.8267632439, 775160.435310205 1543841.3455239097, 774810.9745550441 1543747.8302337728, 774503.7614219533 1543661.8017566109, 774080.6652925153 1543551.2363267075, 773799.835611307 1543479.9346459296, 773354.8040905779 1543359.6388905656, 773065.6680445272 1543278.1724963703, 772762.3403210085 1543195.1308251664, 772447.2195787486 1543403.0155603667, 772151.6928087706 1543595.8673491238, 771850.0250784901 1543793.2397467948, 771504.7170430803 1544019.0682844955, 771173.5088958328 1544235.141658387, 770885.1845762541 1544420.5530842869, 770629.8039379895 1544590.893980471, 770174.1005056917 1544885.7670278368, 769941.1376004885 1545041.0727005946, 769689.6380165422 1545200.3694449652, 769163.7058874785 1545759.0243401402, 769129.9080259125 1545754.1970722226) | line | [10 empty] | 6 | 2 |  |  | 378 | 379 | 1 | FALSE | FALSE | 2 | TRUE | FALSE | 378 |  | 811792.8423 | 1550774.1329 |  |  | 378 | 811792.8423 | 1550774.1329 | 379 | 769129.908 | 1545754.1971
VN | 401532708 | LINEVN0281b | 220 | 55.8271 | [5 empty] | 50 | 6 cables - 2 systems | LINESTRING (811792.8423051077 1550774.1329473502, 811706.2515942212 1550761.260588881, 811202.9075201469 1550781.3457019974, 810860.0994080156 1550794.966748144, 810478.2362185094 1550809.6899964341, 810149.8985454561 1550822.3556989403, 809707.0008267825 1550839.1065201967, 809414.7970257096 1550851.1455081215, 809019.7087822154 1550867.4462986088, 808648.0925922813 1550881.290504909, 808445.2883751998 1550732.8828783378, 808070.7032129407 1550447.8202937022, 807810.4788303538 1550251.0232114398, 807499.1954490705 1550018.247247018, 807243.1905991704 1549825.0409217745, 807014.112666059 1549653.7098155492, 806722.7279099878 1549435.7244170904, 806433.855704701 1549219.7223728378, 806107.8849681838 1548970.858449155, 805835.3273381834 1548765.9454695121, 805440.1997147431 1548469.858647692, 805083.7994224099 1548208.7893903044, 804757.5522837236 1547962.0265764291, 804509.581519823 1547773.757643068, 804241.0476808932 1547575.8243972783, 803959.9038428093 1547364.9780510543, 803535.3745339647 1547046.3796306222, 803288.8297798415 1546858.6414432076, 802788.8237174514 1546482.8823189025, 802596.1958581387 1546339.9596824497, 802246.2862643674 1546073.1281456205, 801996.0535568694 1545888.529634283, 801661.8053454072 1545634.2171079686, 801377.124972239 1545421.8715648751, 801136.833858779 1545241.4756679896, 800812.6523170732 1544998.8004129124, 800543.7913354984 1544793.7501402376, 800228.1437746722 1544780.9734502474, 799807.0328509128 1544762.3614091564, 799259.8968189145 1544733.7375567532, 798979.4982347921 1544721.465292238, 798691.195598311 1544708.2293591588, 798236.1413598909 1544687.0115691395, 797864.5730793751 1544670.1595743133, 797374.6503119974 1544648.6187900207, 796881.9448857814 1544622.8146044766, 796569.0528880795 1544610.6912206677, 796162.0785058537 1544589.6238845105, 795826.8163710628 1544574.51654714, 795567.9945379053 1544445.0111272526, 794834.9346962261 1544077.0307592677, 794615.6827407258 1543968.231399381, 794248.2053589382 1543784.0165632577, 794060.4848406316 1543688.1955142405, 793859.6789913353 1543588.5503880056, 793282.2329990745 1543299.134517281, 792923.4812479647 1543118.3526476389, 792742.870915868 1543027.019854851, 792594.7697911768 1543106.178584093, 792331.2299101122 1543249.1590194474, 791849.4621339852 1543510.0655727475, 791356.0405157015 1543777.390381032, 790960.9161238293 1543990.0798435905, 790691.4660770063 1544137.3245443285, 790317.0841672451 1544337.491173618, 789762.2368346513 1544641.2463788618, 789533.255690916 1544763.3824044494, 789229.5820516967 1544745.5404127247, 789024.8498737914 1544734.1202792174, 788720.1683986089 1544719.4063326968, 788345.9838073747 1544697.8362278405, 787910.2690886722 1544677.739796964, 787456.6892062479 1544651.1841739637, 787111.7635980385 1544632.69501961, 786652.2321252797 1544606.662976185, 786247.0882913249 1544585.5641082446, 785640.3360377983 1544549.54895837, 785273.6021121229 1544531.1963703262, 784730.9817615114 1544498.0754348456, 784201.2021470225 1544471.308356551, 783921.6757203733 1544453.7315198695, 783506.8922981119 1544433.511029265, 783206.3250826425 1544416.938471928, 782796.9388187573 1544420.2045748804, 782366.5548944441 1544420.6443101994, 781771.8911804433 1544426.7810968666, 781481.8069202424 1544426.6958979485, 780837.2525714049 1544427.5573278917, 780429.6881370118 1544437.0031459762, 780105.4595809877 1544437.1358387014, 779625.0176491237 1544441.1820174234, 779030.5693992276 1544441.7049739712, 778570.2678651765 1544448.3701169228, 778200.1949046252 1544451.0512161814, 777750.1571943052 1544453.735066965, 777475.0121545368 1544453.7903358862, 777262.7285130838 1544400.846508702, 776783.1077846512 1544275.6390614125, 776307.1349564807 1544148.7537208933, 775585.8941656384 1543953.8267632439, 775160.435310205 1543841.3455239097, 774810.9745550441 1543747.8302337728, 774503.7614219533 1543661.8017566109, 774080.6652925153 1543551.2363267075, 773799.835611307 1543479.9346459296, 773354.8040905779 1543359.6388905656, 773065.6680445272 1543278.1724963703, 772762.3403210085 1543195.1308251664, 772447.2195787486 1543403.0155603667, 772151.6928087706 1543595.8673491238, 771850.0250784901 1543793.2397467948, 771504.7170430803 1544019.0682844955, 771173.5088958328 1544235.141658387, 770885.1845762541 1544420.5530842869, 770629.8039379895 1544590.893980471, 770174.1005056917 1544885.7670278368, 769941.1376004885 1545041.0727005946, 769689.6380165422 1545200.3694449652, 769163.7058874785 1545759.0243401402, 769129.9080259125 1545754.1970722226) | line | [10 empty] | 6 | 2 |  |  | 378 | 379 | 1 | FALSE | FALSE | 2 | TRUE | FALSE | 378 |  | 811792.8423 | 1550774.1329 |  |  | 378 | 811792.8423 | 1550774.1329 | 379 | 769129.908 | 1545754.1971
VN | 401532709 | LINEVN0282a | 220 | 0.48203 | [5 empty] | 50 | 6 cables - 2 systems | LINESTRING (818455.8478562187 1560981.6001758475, 818429.0596486505 1560937.15482042, 818480.0569971112 1560777.7040918872, 818501.1705816877 1560596.5379984188) | line | [10 empty] | 6 |  |  |  | 380 | 381 | 1 | FALSE | FALSE | 2 | FALSE | TRUE |  | 381 |  |  | 818501.1706 | 1560596.538 | 380 | 818455.8479 | 1560981.6002 | 381 | 818501.1706 | 1560596.538
VN | 401532709 | LINEVN0282b | 220 | 0.48203 | [5 empty] | 50 | 6 cables - 2 systems | LINESTRING (818455.8478562187 1560981.6001758475, 818429.0596486505 1560937.15482042, 818480.0569971112 1560777.7040918872, 818501.1705816877 1560596.5379984188) | line | [10 empty] | 6 |  |  |  | 380 | 381 | 1 | FALSE | FALSE | 2 | FALSE | TRUE |  | 381 |  |  | 818501.1706 | 1560596.538 | 380 | 818455.8479 | 1560981.6002 | 381 | 818501.1706 | 1560596.538
VN | 401532711 | LINEVN0283 | 220 | 1.8652 | [5 empty] | 50 |  | LINESTRING (817405.2398948254 1559905.2184029603, 817675.6762156799 1560234.8597850222, 817832.9075993609 1560239.6962612802, 818049.544107039 1560246.3521911493, 818300.8526117774 1560255.0172946323, 818473.7423294762 1560329.1358987347, 818540.1951874701 1560357.6224376992, 818501.1705816877 1560596.5379984188) | line | [10 empty] | 3 |  |  |  | 382 | 381 | 1 | FALSE | FALSE | 1 | TRUE | TRUE | 382 | 381 | 817405.2399 | 1559905.2184 | 818501.1706 | 1560596.538 | 382 | 817405.2399 | 1559905.2184 | 381 | 818501.1706 | 1560596.538
VN | 401532712 | LINEVN0284 | 220 | 1.8509 | [5 empty] | 50 |  | LINESTRING (818501.1705816877 1560596.5379984188, 818519.6436646782 1560371.6947333144, 818465.4054139489 1560347.4811542293, 818296.5742711639 1560272.0956321566, 818048.7150727226 1560266.796046146, 817831.2163516226 1560263.4072787801, 817663.894194479 1560260.7922418811, 817405.2398948254 1559905.2184029603) | line | [10 empty] | 3 |  |  |  | 381 | 382 | 1 | FALSE | FALSE | 1 | TRUE | TRUE | 381 | 382 | 818501.1706 | 1560596.538 | 817405.2399 | 1559905.2184 | 381 | 818501.1706 | 1560596.538 | 382 | 817405.2399 | 1559905.2184
VN | 401627633 | LINEVN0285 | 220 | 6.7426 | [5 empty] | 50 |  | LINESTRING (766461.3263055331 1541362.0956149392, 766574.960984624 1541338.4888155558, 766928.2104297762 1541421.1159840345, 767147.0798168469 1541680.7410686759, 767632.1185846482 1542390.9489565555, 767729.0720745415 1542548.4430062168, 767911.8374337438 1542848.0291388587, 768232.3161895669 1543372.3803530573, 768417.8154007458 1543719.4577446252, 768576.5058216604 1544018.146834865, 768755.1652058766 1544347.35641191, 768873.7080359398 1544574.5811133762, 768707.0178066181 1545264.9278874362, 768799.6664463228 1545513.490223871, 768903.1027588082 1545770.2254176254, 769022.9077043498 1545835.0910865152, 769056.9262979496 1545853.8908811472) | line | [10 empty] | 3 |  |  |  | 383 | 384 | 1 | FALSE | FALSE | 1 | FALSE | FALSE | [6 empty] | 383 | 766461.3263 | 1541362.0956 | 384 | 769056.9263 | 1545853.8909
VN | 401628861 | LINEVN0286 | 220 | 0.37429 | [5 empty] | 50 |  | LINESTRING (793371.2934056715 1573250.810792909, 793518.6309072643 1572975.9001098266) | line | [10 empty] | 3 |  |  |  | 385 | 386 | 1 | FALSE | FALSE | 1 | FALSE | TRUE |  | 386 |  |  | 793518.6309 | 1572975.9001 | 385 | 793371.2934 | 1573250.8108 | 386 | 793518.6309 | 1572975.9001
VN | 401628862 | LINEVN0287 | 220 | 0.37568 | [5 empty] | 50 |  | LINESTRING (793424.3218132358 1573274.4261628715, 793518.6309072643 1572975.9001098266) | line | [10 empty] | 3 |  |  |  | 387 | 386 | 1 | FALSE | FALSE | 1 | FALSE | TRUE |  | 386 |  |  | 793518.6309 | 1572975.9001 | 387 | 793424.3218 | 1573274.4262 | 386 | 793518.6309 | 1572975.9001
VN | 401628864 | LINEVN0288a | 220 | 31.595 | [5 empty] | 50 | 6 cables - 2 systems | LINESTRING (817566.6681544781 1560512.157445898, 817215.0669533735 1560536.4979229511, 816919.3299355067 1560556.280429467, 816488.173430946 1560583.7458215628, 816224.2828697714 1560600.8325861038, 815804.0670245781 1560629.3093498303, 815288.9994472037 1560662.0072364423, 815240.9274959122 1560665.1308857533, 815130.9482416469 1560672.2918867434, 814914.6018334539 1560795.351625391, 814620.9025587505 1560961.0960646493, 814292.7370856337 1561148.021386619, 813993.3559453601 1561316.8681497683, 813695.1274768871 1561486.3852408312, 813372.6174559457 1561668.195959076, 813097.3953832227 1561824.7472984293, 812751.0827507891 1562021.6849923253, 812401.6711130738 1562218.012280344, 812074.7065542056 1562404.3099552598, 811791.20232877 1562563.5054186757, 811293.3730717495 1562843.9954910795, 810886.4551215518 1563075.1236528766, 810533.4717050986 1563275.4466605275, 810277.971678867 1563376.153186208, 809971.2095485983 1563496.0340466956, 809640.1097569747 1563632.1865074723, 809286.3464222915 1563762.661858167, 808925.6763241596 1563899.8230422675, 808573.484152023 1564032.485315347, 808234.5620921609 1564170.8610900862, 807850.374680295 1564319.1987782673, 807440.8532644932 1564477.2439723848, 807073.1218512079 1564614.1976604564, 806701.5749520145 1564755.206758486, 806333.5844853856 1564901.8887474483, 805911.6472305872 1565064.543838767, 805545.8180411559 1565207.6627698818, 805222.0950408345 1565331.7721367872, 804733.5327936772 1565522.6517092406, 804361.45571328 1565668.2233779824, 804086.7185556409 1565776.0148351332, 803674.0632430781 1565970.4154829164, 803166.2196935425 1566219.1225602217, 802842.1218644449 1566371.6108383834, 802704.0787968453 1566536.6389663096, 802455.0299844326 1566847.8416847384, 802289.6702394694 1567055.9390177433, 801753.977497215 1567686.460212946, 801133.4633813648 1568444.9746057664, 800830.3752958804 1568808.0709559221, 800708.7385089817 1568904.8815816946, 800484.7522460672 1569074.916119727, 800188.4058599914 1569298.646613618, 800025.7420162766 1569430.9468710332, 799910.1333819139 1569519.2172604585, 799204.8735413426 1569656.5366491973, 798692.9447032993 1569753.9209278116, 798213.6844167616 1569850.8927611224, 797819.3953158597 1569927.7166011017, 797492.8457071297 1569987.928045119, 797186.7117037723 1570050.3327670777, 796715.4599195321 1570145.6978217876, 796430.6040267467 1570197.84251307, 795823.3499229108 1570315.7511864386, 795439.3303007797 1570515.5225278432, 794997.868928839 1570741.2662385884, 794638.2394909087 1570920.2510877529, 794406.9486080548 1571044.4476478973, 794199.4159262169 1571144.4424609058) | line | [10 empty] | 6 |  |  |  | 388 | 389 | 1 | FALSE | FALSE | 2 | TRUE | TRUE | 388 | 389 | 817566.6682 | 1560512.1574 | 794199.4159 | 1571144.4425 | 388 | 817566.6682 | 1560512.1574 | 389 | 794199.4159 | 1571144.4425
VN | 401628864 | LINEVN0288b | 220 | 31.595 | [5 empty] | 50 | 6 cables - 2 systems | LINESTRING (817566.6681544781 1560512.157445898, 817215.0669533735 1560536.4979229511, 816919.3299355067 1560556.280429467, 816488.173430946 1560583.7458215628, 816224.2828697714 1560600.8325861038, 815804.0670245781 1560629.3093498303, 815288.9994472037 1560662.0072364423, 815240.9274959122 1560665.1308857533, 815130.9482416469 1560672.2918867434, 814914.6018334539 1560795.351625391, 814620.9025587505 1560961.0960646493, 814292.7370856337 1561148.021386619, 813993.3559453601 1561316.8681497683, 813695.1274768871 1561486.3852408312, 813372.6174559457 1561668.195959076, 813097.3953832227 1561824.7472984293, 812751.0827507891 1562021.6849923253, 812401.6711130738 1562218.012280344, 812074.7065542056 1562404.3099552598, 811791.20232877 1562563.5054186757, 811293.3730717495 1562843.9954910795, 810886.4551215518 1563075.1236528766, 810533.4717050986 1563275.4466605275, 810277.971678867 1563376.153186208, 809971.2095485983 1563496.0340466956, 809640.1097569747 1563632.1865074723, 809286.3464222915 1563762.661858167, 808925.6763241596 1563899.8230422675, 808573.484152023 1564032.485315347, 808234.5620921609 1564170.8610900862, 807850.374680295 1564319.1987782673, 807440.8532644932 1564477.2439723848, 807073.1218512079 1564614.1976604564, 806701.5749520145 1564755.206758486, 806333.5844853856 1564901.8887474483, 805911.6472305872 1565064.543838767, 805545.8180411559 1565207.6627698818, 805222.0950408345 1565331.7721367872, 804733.5327936772 1565522.6517092406, 804361.45571328 1565668.2233779824, 804086.7185556409 1565776.0148351332, 803674.0632430781 1565970.4154829164, 803166.2196935425 1566219.1225602217, 802842.1218644449 1566371.6108383834, 802704.0787968453 1566536.6389663096, 802455.0299844326 1566847.8416847384, 802289.6702394694 1567055.9390177433, 801753.977497215 1567686.460212946, 801133.4633813648 1568444.9746057664, 800830.3752958804 1568808.0709559221, 800708.7385089817 1568904.8815816946, 800484.7522460672 1569074.916119727, 800188.4058599914 1569298.646613618, 800025.7420162766 1569430.9468710332, 799910.1333819139 1569519.2172604585, 799204.8735413426 1569656.5366491973, 798692.9447032993 1569753.9209278116, 798213.6844167616 1569850.8927611224, 797819.3953158597 1569927.7166011017, 797492.8457071297 1569987.928045119, 797186.7117037723 1570050.3327670777, 796715.4599195321 1570145.6978217876, 796430.6040267467 1570197.84251307, 795823.3499229108 1570315.7511864386, 795439.3303007797 1570515.5225278432, 794997.868928839 1570741.2662385884, 794638.2394909087 1570920.2510877529, 794406.9486080548 1571044.4476478973, 794199.4159262169 1571144.4424609058) | line | [10 empty] | 6 |  |  |  | 388 | 389 | 1 | FALSE | FALSE | 2 | TRUE | TRUE | 388 | 389 | 817566.6682 | 1560512.1574 | 794199.4159 | 1571144.4425 | 388 | 817566.6682 | 1560512.1574 | 389 | 794199.4159 | 1571144.4425
VN | 401693045 | LINEVN0289 | 220 | 47.8881 | [5 empty] | 50 |  | LINESTRING (842421.9673328869 1551263.3423701478, 842717.5213307363 1551320.0644830794, 843081.9897958857 1551387.2197672473, 843542.8408534218 1551469.7998752187, 843879.0036297492 1551527.3708556658, 844177.9198264536 1551582.4174776338, 844736.2410159644 1551686.2286332697, 845161.6852165454 1551759.5672451477, 845501.1068094429 1551815.1117395228, 845813.5124364002 1551872.9757211017, 846335.8058152068 1551963.852956261, 846955.7434140501 1552071.8977272748, 847493.0895271022 1552169.1085061263, 847853.5810340358 1552229.0719739718, 848229.9803513763 1552297.0451792479, 848583.4515885706 1552361.764678408, 848930.9211617112 1552418.4650423185, 849264.5401652113 1552479.589054164, 849809.0702940386 1552579.3545342253, 850213.1029586687 1552653.387568701, 850521.8147658565 1552707.21986033, 850997.170746182 1552790.1332832137, 851296.7533976823 1552842.3878699846, 851466.2874286859 1552871.3197508068, 851701.9003122933 1552971.9046485045, 851986.5628477639 1553093.4297134879, 852473.5326478956 1553301.3226818617, 852791.0041533364 1553436.870907352, 853110.5993469014 1553571.9547869018, 853413.084926925 1553699.816303991, 853765.290864419 1553849.1648177714, 854071.6259329258 1553979.0609478082, 854366.5142788042 1554105.9775359053, 854706.5755977908 1554252.3258530593, 855124.5683702029 1554431.2708081643, 855466.8850420858 1554578.2831097648, 855997.3026603096 1554804.5433038946, 856397.2239379552 1554974.7419207327, 856652.5846324458 1555083.312910053, 857122.8996912106 1555284.0005356565, 857344.0696465431 1555377.9095075808, 857653.3321918265 1555509.9367959106, 857952.5540616548 1555640.5645600217, 858130.5575168096 1555718.2769930612, 858399.147182153 1555622.2518564763, 858815.0280225418 1555474.9728997983, 859325.6941966659 1555296.676675747, 859599.263907799 1555198.062377026, 860018.8700432254 1555050.1986500507, 860479.38924597 1554886.12451271, 860697.3922663901 1554809.4335991614, 860986.3628105586 1554707.2607646794, 861400.2601124338 1554560.753029804, 861584.8770014364 1554496.6011873463, 861833.1365406334 1554407.2637985186, 862312.4443481693 1554237.6453318675, 862587.3450198756 1554139.5749488377, 863082.0788561535 1553969.9773612705, 863407.4302473771 1553853.2339551626, 863658.9366082327 1553885.513677863, 864076.3808973434 1553928.8728338392, 864434.6126459755 1553968.722714142, 864947.8075393117 1554026.2284306467, 865225.4299066128 1554058.1670518764, 865700.0863606615 1554110.3837569098, 865932.3147054828 1554136.8710812542, 866657.8221699616 1554219.619320562, 867484.3420802418 1554313.9162090167, 867870.1823496472 1554355.810171398, 868282.8447646359 1554403.9254598762, 868659.9114073282 1554264.9464365463, 869166.3374835084 1554073.9880438698, 869756.9401429226 1553861.4236350001, 869867.4189521413 1553541.8999063196, 869993.9271048368 1553209.9558277626, 870197.1227388432 1552993.574866201, 870347.0604489648 1552843.2308805096, 870531.9464099049 1552604.5816223577, 870922.7039849963 1552085.5760368234, 871027.2078359504 1551952.8771448273, 871175.0924537503 1551756.2152350447, 871336.0906731538 1551537.9840578886, 871549.2902577829 1551268.3941688575, 871719.2782274454 1551043.148329981, 871985.525788742 1550702.42515847, 872520.444943893 1550005.217794132, 872760.1366202716 1549692.231016125, 873004.8733436307 1549371.9728139555, 873244.0768343664 1549062.7920670481, 873470.4155248303 1548768.0829315614, 873717.1924791732 1548444.8212378223, 873920.4797434288 1548179.2935580055, 874202.3199630994 1547817.0795749717, 874443.4528119524 1547494.7019691986, 874840.8733467796 1547209.8236928438, 875242.2893965613 1547148.5013603389, 875779.5665173719 1547064.6684918457, 876010.8134309163 1547029.990789112, 876491.997708932 1546952.5614279278, 876727.2923695971 1546918.8133898345, 877341.1043313413 1546822.285915997, 877629.0545586331 1546780.67850357, 877765.2730546182 1546842.7191041065) | line | [10 empty] | 3 | 1 |  |  | 390 | 391 | 1 | FALSE | FALSE | 1 | TRUE | TRUE | 390 | 391 | 842421.9673 | 1551263.3424 | 877765.2731 | 1546842.7191 | 390 | 842421.9673 | 1551263.3424 | 391 | 877765.2731 | 1546842.7191
VN | 401693051 | LINEVN0290 | 220 | 1.2839 | [5 empty] | 50 |  | LINESTRING (818316.5549720544 1560998.9221741357, 818328.1438049518 1560953.97287142, 818326.8115722868 1560825.8260728593, 818311.9594287841 1560721.6406698746, 818165.4575610197 1560659.5258344288, 818041.7960052439 1560597.2663324692, 817876.5643450941 1560537.4990539525, 817804.2011182314 1560505.4075894153, 817566.6681544781 1560512.157445898) | line | [10 empty] | 3 | 1 |  |  | 392 | 388 | 1 | FALSE | FALSE | 1 | FALSE | TRUE |  | 388 |  |  | 817566.6682 | 1560512.1574 | 392 | 818316.555 | 1560998.9222 | 388 | 817566.6682 | 1560512.1574
VN | 401693053 | LINEVN0291 | 220 | 1.3251 | [5 empty] | 50 |  | LINESTRING (818364.3281847218 1560992.9877481773, 818387.7980289051 1560944.4222636945, 818341.9729633653 1560824.3662088632, 818325.2949418304 1560709.7812267342, 818172.4871982061 1560641.9725784876, 818112.3885360071 1560621.4071870618, 818041.7960052439 1560597.2663324692, 817883.3055934418 1560519.654211484, 817805.7954724145 1560487.7086976462, 817566.6681544781 1560512.157445898) | line | [10 empty] | 3 | 1 |  |  | 393 | 388 | 1 | FALSE | FALSE | 1 | FALSE | TRUE |  | 388 |  |  | 817566.6682 | 1560512.1574 | 393 | 818364.3282 | 1560992.9877 | 388 | 817566.6682 | 1560512.1574
VN | 429516959 | LINEVN0292a | 220 | 31.9938 | [5 empty] | 50 | 6 cables - 2 systems | LINESTRING (838628.5745493604 1771878.642612171, 838684.1048961282 1771545.1529172629, 838790.6506731495 1771029.7239088244, 838856.4401690153 1770665.8581325563, 838912.4084521894 1770380.4552008824, 838958.4740453386 1770154.226361138, 838953.2362082177 1769850.2206407143, 838947.0806935865 1769459.3461443014, 838940.1935571993 1769120.6290206094, 838935.4329057848 1768801.9409835644, 838931.3019543331 1768524.1863463095, 838923.3436945563 1768265.4727499362, 839062.7807005655 1768019.3608989927, 839186.4466082002 1767792.8063821828, 839384.0582370111 1767461.9115124801, 839575.3596487788 1767131.1870360805, 839756.4047162829 1766809.8786240735, 839944.5779389251 1766478.9857263723, 840108.1948571831 1766190.6148234368, 840089.5535284689 1765847.7940210588, 840092.9168926054 1765464.8280881443, 840086.6181462514 1765136.9191683698, 840078.3236094196 1764785.1501322424, 840072.2135492654 1764438.3555618164, 840061.204554365 1764109.079164168, 840057.5689230016 1763786.1524179124, 840049.4936834599 1763484.3845634807, 839941.7023688236 1763215.032430876, 839895.6055459642 1763101.751626247, 840039.254573493 1762692.959742035, 840156.1475084474 1762363.9134159263, 840270.2670314586 1762034.824886077, 840393.3428617319 1761681.6440522156, 840508.0938187956 1761356.4758559575, 840441.2002357405 1761054.1444710768, 840314.5887531787 1760419.1380876754, 840167.5409805732 1759737.648690005, 840092.7929303962 1759369.8829103108, 840009.1797846069 1758989.7528201079, 839915.4690313329 1758548.428459771, 839835.1815859489 1758193.0336864474, 839771.418584302 1757881.1404208401, 840013.2132653041 1757691.899579678, 840290.8072165651 1757480.5375462712, 840562.5949567767 1757269.887350196, 840836.7753892981 1757058.0793346164, 841092.6409965509 1756860.740527508, 841217.0142682975 1756545.8092570785, 841343.090377949 1756213.577146558, 841455.450287599 1755928.0982549503, 841565.9462802984 1755640.519356584, 841816.3759773927 1754990.3649145633, 841962.536230566 1754618.9881352768, 842076.6708986347 1754320.5746173044, 842138.2609702197 1753983.2946435593, 842215.9961073383 1753577.4624475827, 842282.5920838765 1753203.14521108, 842361.324788884 1752745.3471476948, 842706.861643489 1752492.7576196576, 843006.7423945401 1752269.454148421, 843265.6848208901 1752076.0502886695, 843597.2832010069 1751889.1648595259, 843977.2852095915 1751676.7999965758, 844317.2387326413 1751486.5939529478, 844398.5011578 1751457.5928444553, 845113.0361916987 1751200.7121339005, 845536.0248234394 1751048.510206083, 845873.093224909 1751086.116970143, 846304.0627762148 1751130.38117604, 846687.4823540633 1751171.240090271, 846982.868012472 1751203.3471426466, 847327.5573042483 1751239.9197252453, 847548.2413328144 1751007.752602138, 847799.477779935 1750745.8017797298) | line | [10 empty] | 6 |  |  |  | 394 | 395 | 1 | FALSE | FALSE | 2 | FALSE | TRUE |  | 395 |  |  | 847799.4778 | 1750745.8018 | 394 | 838628.5745 | 1771878.6426 | 395 | 847799.4778 | 1750745.8018
VN | 429516959 | LINEVN0292b | 220 | 31.9938 | [5 empty] | 50 | 6 cables - 2 systems | LINESTRING (838628.5745493604 1771878.642612171, 838684.1048961282 1771545.1529172629, 838790.6506731495 1771029.7239088244, 838856.4401690153 1770665.8581325563, 838912.4084521894 1770380.4552008824, 838958.4740453386 1770154.226361138, 838953.2362082177 1769850.2206407143, 838947.0806935865 1769459.3461443014, 838940.1935571993 1769120.6290206094, 838935.4329057848 1768801.9409835644, 838931.3019543331 1768524.1863463095, 838923.3436945563 1768265.4727499362, 839062.7807005655 1768019.3608989927, 839186.4466082002 1767792.8063821828, 839384.0582370111 1767461.9115124801, 839575.3596487788 1767131.1870360805, 839756.4047162829 1766809.8786240735, 839944.5779389251 1766478.9857263723, 840108.1948571831 1766190.6148234368, 840089.5535284689 1765847.7940210588, 840092.9168926054 1765464.8280881443, 840086.6181462514 1765136.9191683698, 840078.3236094196 1764785.1501322424, 840072.2135492654 1764438.3555618164, 840061.204554365 1764109.079164168, 840057.5689230016 1763786.1524179124, 840049.4936834599 1763484.3845634807, 839941.7023688236 1763215.032430876, 839895.6055459642 1763101.751626247, 840039.254573493 1762692.959742035, 840156.1475084474 1762363.9134159263, 840270.2670314586 1762034.824886077, 840393.3428617319 1761681.6440522156, 840508.0938187956 1761356.4758559575, 840441.2002357405 1761054.1444710768, 840314.5887531787 1760419.1380876754, 840167.5409805732 1759737.648690005, 840092.7929303962 1759369.8829103108, 840009.1797846069 1758989.7528201079, 839915.4690313329 1758548.428459771, 839835.1815859489 1758193.0336864474, 839771.418584302 1757881.1404208401, 840013.2132653041 1757691.899579678, 840290.8072165651 1757480.5375462712, 840562.5949567767 1757269.887350196, 840836.7753892981 1757058.0793346164, 841092.6409965509 1756860.740527508, 841217.0142682975 1756545.8092570785, 841343.090377949 1756213.577146558, 841455.450287599 1755928.0982549503, 841565.9462802984 1755640.519356584, 841816.3759773927 1754990.3649145633, 841962.536230566 1754618.9881352768, 842076.6708986347 1754320.5746173044, 842138.2609702197 1753983.2946435593, 842215.9961073383 1753577.4624475827, 842282.5920838765 1753203.14521108, 842361.324788884 1752745.3471476948, 842706.861643489 1752492.7576196576, 843006.7423945401 1752269.454148421, 843265.6848208901 1752076.0502886695, 843597.2832010069 1751889.1648595259, 843977.2852095915 1751676.7999965758, 844317.2387326413 1751486.5939529478, 844398.5011578 1751457.5928444553, 845113.0361916987 1751200.7121339005, 845536.0248234394 1751048.510206083, 845873.093224909 1751086.116970143, 846304.0627762148 1751130.38117604, 846687.4823540633 1751171.240090271, 846982.868012472 1751203.3471426466, 847327.5573042483 1751239.9197252453, 847548.2413328144 1751007.752602138, 847799.477779935 1750745.8017797298) | line | [10 empty] | 6 |  |  |  | 394 | 395 | 1 | FALSE | FALSE | 2 | FALSE | TRUE |  | 395 |  |  | 847799.4778 | 1750745.8018 | 394 | 838628.5745 | 1771878.6426 | 395 | 847799.4778 | 1750745.8018
VN | 430182923 | LINEVN0293a |  | 3.2977 | [6 empty] | multiple vlevels, 6 cables - 2 systems | LINESTRING (838488.7871058387 1772272.865355125, 838544.4542470276 1772371.901630203, 838595.0465069565 1772485.3956997732, 838673.7173832771 1772643.487840284, 838814.1652362125 1772674.0238463737, 839032.7050205348 1772779.6128968508, 839198.5073656773 1772837.2710607643, 839343.2039031461 1772884.8922750833, 839521.6085914972 1772945.8809608552, 839661.9893633063 1772881.1907555056, 839929.7059886998 1773021.8191460604, 840215.626350834 1772986.7800358108, 840890.8511312129 1772867.1819686573) | line | [10 empty] | 6 |  |  |  | 396 | 397 | 0 | FALSE | FALSE | 2 | FALSE | FALSE | [6 empty] | 396 | 838488.7871 | 1772272.8654 | 397 | 840890.8511 | 1772867.182
VN | 430182923 | LINEVN0293b |  | 3.2977 | [6 empty] | multiple vlevels, 6 cables - 2 systems | LINESTRING (838488.7871058387 1772272.865355125, 838544.4542470276 1772371.901630203, 838595.0465069565 1772485.3956997732, 838673.7173832771 1772643.487840284, 838814.1652362125 1772674.0238463737, 839032.7050205348 1772779.6128968508, 839198.5073656773 1772837.2710607643, 839343.2039031461 1772884.8922750833, 839521.6085914972 1772945.8809608552, 839661.9893633063 1772881.1907555056, 839929.7059886998 1773021.8191460604, 840215.626350834 1772986.7800358108, 840890.8511312129 1772867.1819686573) | line | [10 empty] | 6 |  |  |  | 396 | 397 | 0 | FALSE | FALSE | 2 | FALSE | FALSE | [6 empty] | 396 | 838488.7871 | 1772272.8654 | 397 | 840890.8511 | 1772867.182
VN | 430731461 | LINEVN0294 | 110 | 7.4187 | [5 empty] | 50 |  | LINESTRING (836484.1066598407 1766638.6671713444, 836399.6295565844 1766826.163803436, 836452.8048041805 1767131.7930141224, 836488.6129668572 1767343.9266027214, 836546.5315629095 1767557.3582224934, 836599.1131980207 1767767.8403652888, 836642.2859813441 1767966.1275966992, 836690.1993244248 1768161.9720211152, 836750.8279430299 1768391.4208943243, 836834.7078738178 1768613.943596284, 836915.1652550345 1768824.5504217132, 836995.0332772657 1769036.4451150836, 837081.3927552996 1769260.4254166537, 837164.4517224546 1769474.3527773442, 837234.5460067797 1769666.802966433, 837386.4535453506 1769846.7792547548, 837545.4953313007 1770030.299620201, 837697.3976745254 1770210.2790078416, 837832.9458974823 1770369.7271123189, 837967.4938411771 1770527.8761643223, 838083.408782284 1770663.209760215, 838234.0934330733 1770792.3263854724, 838198.2423510108 1771127.3782717232, 838241.2679819711 1771323.0345075482, 838318.4557532896 1771596.6932631563, 838470.2156879527 1771793.252716009, 838559.8234762719 1771890.6675861324, 838569.1949398092 1772058.3382696859, 838570.821114793 1772187.8919826206) | line | [14 empty] | 398 | 399 | 1 | FALSE | FALSE | 1 | TRUE | FALSE | 398 |  | 836484.1067 | 1766638.6672 |  |  | 398 | 836484.1067 | 1766638.6672 | 399 | 838570.8211 | 1772187.892
VN | 430731595 | LINEVN0295 |  | 0.51491 | [6 empty] | multiple vlevels | LINESTRING (832481.7402467031 1759210.6747122256, 832457.1028375156 1759118.319821914, 832383.7952827753 1759034.4258894662, 832303.6246219338 1758953.4989768493, 832232.6518729634 1758871.855948148) | line | [13 empty] | 1 | 400 | 401 | 0 | FALSE | FALSE | 1 | FALSE | FALSE | [6 empty] | 400 | 832481.7402 | 1759210.6747 | 401 | 832232.6519 | 1758871.8559
VN | 430731653 | LINEVN0296 |  | 1.0485 | [6 empty] | multiple vlevels | LINESTRING (821585.6334036514 1756206.672708032, 821825.5355609101 1756307.1781881717, 822027.8064762852 1756393.3890559417, 822193.2498952579 1756460.8960979981, 822307.5137909765 1756528.1451795266, 822389.1337670863 1756540.0517631036) | line | [13 empty] | 1 | 402 | 403 | 0 | FALSE | FALSE | 1 | FALSE | FALSE | [6 empty] | 402 | 821585.6334 | 1756206.6727 | 403 | 822389.1338 | 1756540.0518
VN | 430731671 | LINEVN0297 | 500 | 21.6868 | [5 empty] | 50 |  | LINESTRING (838223.3031961205 1772379.4287256165, 838158.7420093464 1772405.643318576, 837966.7875843241 1772281.9569050283, 837785.4607997194 1772163.1978460131, 837671.7153141907 1771829.938647697, 837593.4638244855 1771579.354562045, 837408.1257841031 1771052.2596622668, 837268.3608075641 1770641.8378965762, 837151.8409882818 1770294.4734898251, 837023.8170270509 1769931.6150423118, 836865.6702673894 1769715.5872824315, 836690.2038308927 1769481.0645159814, 836441.7915267712 1769145.549153633, 836204.385713469 1768835.0194364146, 836017.3080471439 1768584.2330769259, 835783.6716699473 1768275.9053229452, 835550.0430565511 1767975.8568333343, 835343.5565400531 1767676.3647028664, 835083.3822452693 1767331.9333440578, 834762.8809348672 1766910.5279126451, 834531.5285230079 1766530.3922478869, 834358.4311455658 1766373.080737055, 834244.4041126906 1766203.817200624, 834204.3903377499 1765809.3861243485, 834161.8657508914 1765155.2073738289, 834134.826396352 1764705.5379461162, 834111.5620938775 1764377.2616669626, 834096.8283256548 1764074.7586316008, 834045.0119499059 1763450.852269966, 833832.0545158121 1763256.7743339445, 833662.2343255277 1763095.9455643075, 833367.4948836775 1762829.2445937772, 833103.2920235395 1762587.4306625142, 832822.9205757845 1762329.6609035716, 832636.8849300937 1762156.8811762151, 832344.5329307991 1761891.652236716, 832090.8520199317 1761665.2984297373, 831647.9480321049 1761266.5316402316, 831424.811543487 1761054.2002303463, 831077.6314781231 1760742.597296322, 830847.322750615 1760528.8716190443, 830475.7490163678 1760329.789279144, 830043.4192320744 1760097.228368953, 829649.7255310963 1759886.6814377839, 829229.5551461319 1759657.3206991309, 828830.1617471382 1759441.9884682416, 828405.4038283513 1759210.8621594342, 828027.0839358214 1759008.7060816155, 827810.556575534 1758891.2292506592) | line | [10 empty] | 3 |  |  |  | 404 | 405 | 1 | FALSE | FALSE | 1 | FALSE | TRUE |  | 405 |  |  | 827810.5566 | 1758891.2293 | 404 | 838223.3032 | 1772379.4287 | 405 | 827810.5566 | 1758891.2293
VN | 430731790 | LINEVN0298a | 110 | 1.0158 | [5 empty] | 50 | 6 cables - 2 systems | LINESTRING (834878.6328514072 1758718.9439426195, 834882.391778916 1758736.4367824986, 834871.8921800843 1758835.6154287537, 834857.3525287828 1759068.023110984, 834836.4293291154 1759356.6332859604, 834823.8455796259 1759562.8931066457) | line | [10 empty] | 6 | 2 |  |  | 406 | 407 | 1 | FALSE | FALSE | 2 | FALSE | TRUE |  | 407 |  |  | 834823.8456 | 1759562.8931 | 406 | 834878.6329 | 1758718.9439 | 407 | 834823.8456 | 1759562.8931
VN | 430731790 | LINEVN0298b | 110 | 1.0158 | [5 empty] | 50 | 6 cables - 2 systems | LINESTRING (834878.6328514072 1758718.9439426195, 834882.391778916 1758736.4367824986, 834871.8921800843 1758835.6154287537, 834857.3525287828 1759068.023110984, 834836.4293291154 1759356.6332859604, 834823.8455796259 1759562.8931066457) | line | [10 empty] | 6 | 2 |  |  | 406 | 407 | 1 | FALSE | FALSE | 2 | FALSE | TRUE |  | 407 |  |  | 834823.8456 | 1759562.8931 | 406 | 834878.6329 | 1758718.9439 | 407 | 834823.8456 | 1759562.8931
VN | 430731875 | LINEVN0299 |  | 1.2692 | [6 empty] | multiple vlevels | LINESTRING (834646.8187409856 1759689.3366970515, 834702.8848557496 1759574.1560973746, 834763.7335409924 1759446.7505733757, 834858.9130431269 1759332.1439550263, 834886.2310597186 1759081.9257409358, 834896.7791895644 1758972.3456499784, 834908.9945496535 1758796.4448459316, 834916.9828458566 1758736.8764923143, 834891.879571626 1758704.2089884155) | line | [13 empty] | 2 | 408 | 409 | 0 | FALSE | FALSE | 1 | FALSE | FALSE | [6 empty] | 408 | 834646.8187 | 1759689.3367 | 409 | 834891.8796 | 1758704.209
VN | 432738058 | LINEVN0300 | 110 | 21.5394 | [5 empty] | 50 |  | LINESTRING (824962.9022485281 1739872.316437163, 824978.84322511 1739834.3635953295, 825279.9555744387 1740378.5015157906, 825423.3432587609 1740416.9822767552, 825940.1599611042 1740555.720766529, 826343.4615846634 1740666.0628346864, 826850.8302644382 1740873.8635582768, 826916.5856778547 1741571.464551265, 826526.8847217115 1742144.2188579335, 826446.2900541879 1742689.2583012395, 826694.0126085376 1743582.2262508662, 826738.5010549854 1743709.0470172989, 826797.9386376129 1743936.308562075, 826733.9317651656 1744059.9100989972, 826553.3268677425 1744372.20549454, 826434.332902914 1744577.568940346, 826307.4681705547 1744814.786913778, 826083.486933166 1745213.0010017196, 825941.1415893757 1745467.1320984198, 825660.5252389736 1745952.303392532, 825411.1055768074 1746409.6024418192, 825192.3958235141 1746813.0908292271, 825038.5466473082 1747097.8517525285, 824846.6355119192 1747458.5389853395, 824712.565254153 1747709.4912000997, 824889.6880739415 1748204.2086131086, 824983.6080541991 1748463.8635309103, 825077.4738696369 1748727.0852895554, 825334.7707477727 1748848.7236555929, 825520.1224599779 1748931.7418404894, 825793.4502948096 1749057.760810785, 826386.5214193792 1749332.360134998, 826627.831802473 1749444.7787140405, 827055.4734325681 1749640.6685658765, 827041.0848245689 1749878.882029932, 827030.3378465072 1750113.714514068, 827014.2860524128 1750426.5077917678, 827001.9787395654 1750659.4456096343, 826989.5977629151 1750878.2480396861, 826977.0206153719 1751140.0487675862, 827162.8949625288 1751324.1271081301, 827362.3403913609 1751523.846598142, 827598.251514964 1751756.1458597973, 827774.172073026 1751929.3747253045, 827957.9765078858 1752110.3748348814, 828073.2939282819 1752229.829688265, 828274.0934497644 1752370.9708729328, 828467.3719402837 1752504.1396335848, 828536.7605404335 1752681.2261540908, 828664.3864645418 1753006.4587988462, 828760.721047812 1753253.7607855476, 828857.1205869353 1753500.8430650854, 828933.1008317136 1753694.4673615955, 828932.8868678833 1753713.4728340553) | line | [10 empty] | 3 |  |  | 1 | 410 | 411 | 1 | FALSE | FALSE | 1 | FALSE | FALSE | [6 empty] | 410 | 824962.9022 | 1739872.3164 | 411 | 828932.8869 | 1753713.4728
VN | 432953673 | LINEVN0301a | 220 | 21.0593 | [5 empty] | 50 | 6 cables - 2 systems | LINESTRING (791324.3156342946 1734930.5534517241, 791369.2543457777 1734949.146675893, 791411.9048896243 1734967.1348157434, 791747.6846999244 1735126.4434916773, 792150.4297769801 1735251.3052811068, 792575.2801046382 1735383.0265113637, 793002.7876310548 1735513.0743996105, 793157.9634307071 1735562.761095391, 793549.4800820429 1735683.1312528383, 793967.4752754848 1735813.940031794, 794308.3499309598 1735978.0754138196, 794765.839106709 1736202.2013465993, 795139.2687430629 1736384.9133223633, 795413.0463838268 1736518.5949646833, 795667.7865097676 1736644.3027475395, 796024.7095570697 1736811.8114515769, 796389.0545616415 1736994.7170102012, 797087.5914361131 1736915.2051684915, 797241.3873339219 1737014.3068647354, 797457.2712178519 1737161.9758154526, 797817.7520097964 1737407.7693851287, 798202.3516768769 1737652.7909114216, 798524.8146844134 1737871.3321138027, 798689.2617045981 1737980.2430121778, 798902.2701319503 1738225.101748685, 799253.5753562837 1738636.2542039282, 799588.1253398436 1739022.8403963803, 799982.7254331631 1739472.5336155056, 800111.9656022189 1739805.2165625251, 800433.2955750162 1740557.4587025002, 800606.2811301206 1740746.6041592255, 800809.869088577 1740971.0429628636, 801137.1693701483 1741335.7948814856, 801235.759778591 1741397.4303610602, 801440.4357224843 1741525.6091376215, 801764.8568354296 1741726.9291686434, 802420.1609709372 1742141.6777602448, 802548.3646101938 1742343.2353009768, 802710.7291391238 1742606.3616016968, 802867.6121701575 1742852.4166673298, 802785.5310137989 1743204.5455667533, 802669.143046971 1743775.9152263012, 802556.565649055 1744266.412787866, 802690.0869652111 1744766.919032419, 802752.5935913646 1745276.1874097358, 802829.3947096488 1745327.1536212016, 803003.9816514036 1745510.7350493788, 803021.8056261162 1745567.455677877) | line | [10 empty] | 6 | 2 |  |  | 412 | 413 | 1 | FALSE | FALSE | 2 | FALSE | FALSE | [6 empty] | 412 | 791324.3156 | 1734930.5535 | 413 | 803021.8056 | 1745567.4557
VN | 432953673 | LINEVN0301b | 220 | 21.0593 | [5 empty] | 50 | 6 cables - 2 systems | LINESTRING (791324.3156342946 1734930.5534517241, 791369.2543457777 1734949.146675893, 791411.9048896243 1734967.1348157434, 791747.6846999244 1735126.4434916773, 792150.4297769801 1735251.3052811068, 792575.2801046382 1735383.0265113637, 793002.7876310548 1735513.0743996105, 793157.9634307071 1735562.761095391, 793549.4800820429 1735683.1312528383, 793967.4752754848 1735813.940031794, 794308.3499309598 1735978.0754138196, 794765.839106709 1736202.2013465993, 795139.2687430629 1736384.9133223633, 795413.0463838268 1736518.5949646833, 795667.7865097676 1736644.3027475395, 796024.7095570697 1736811.8114515769, 796389.0545616415 1736994.7170102012, 797087.5914361131 1736915.2051684915, 797241.3873339219 1737014.3068647354, 797457.2712178519 1737161.9758154526, 797817.7520097964 1737407.7693851287, 798202.3516768769 1737652.7909114216, 798524.8146844134 1737871.3321138027, 798689.2617045981 1737980.2430121778, 798902.2701319503 1738225.101748685, 799253.5753562837 1738636.2542039282, 799588.1253398436 1739022.8403963803, 799982.7254331631 1739472.5336155056, 800111.9656022189 1739805.2165625251, 800433.2955750162 1740557.4587025002, 800606.2811301206 1740746.6041592255, 800809.869088577 1740971.0429628636, 801137.1693701483 1741335.7948814856, 801235.759778591 1741397.4303610602, 801440.4357224843 1741525.6091376215, 801764.8568354296 1741726.9291686434, 802420.1609709372 1742141.6777602448, 802548.3646101938 1742343.2353009768, 802710.7291391238 1742606.3616016968, 802867.6121701575 1742852.4166673298, 802785.5310137989 1743204.5455667533, 802669.143046971 1743775.9152263012, 802556.565649055 1744266.412787866, 802690.0869652111 1744766.919032419, 802752.5935913646 1745276.1874097358, 802829.3947096488 1745327.1536212016, 803003.9816514036 1745510.7350493788, 803021.8056261162 1745567.455677877) | line | [10 empty] | 6 | 2 |  |  | 412 | 413 | 1 | FALSE | FALSE | 2 | FALSE | FALSE | [6 empty] | 412 | 791324.3156 | 1734930.5535 | 413 | 803021.8056 | 1745567.4557
VN | 432953747 | LINEVN0302a | 220 | 21.8019 | [5 empty] | 50 | 6 cables - 2 systems | LINESTRING (787708.5514234807 1746439.1940392612, 787812.189791007 1746645.5855357475, 788003.4799465963 1746732.9166783758, 788392.123528601 1746916.9528210897, 788987.6011195186 1747039.6083251156, 789536.9418955306 1747019.8794760748, 789718.7994505905 1747084.692716881, 789845.8774596648 1747132.6358362066, 790148.1373183024 1747245.6986305409, 790518.3121380833 1747175.5851819785, 790967.9918064419 1747105.1522174159, 791581.8510025884 1746976.664095225, 792272.5657517835 1746852.6977495123, 792521.6751604473 1746805.0432269305, 792984.5084963884 1746722.4490212665, 793211.712790262 1746679.1016397304, 793424.4998056958 1746682.4337348652, 794528.696277473 1746701.3998099426, 794929.1107707433 1746752.080329945, 795232.699994928 1746894.1132110055, 795355.9846252261 1746924.3098193163, 795882.163802976 1747056.976687458, 796122.0892803214 1747096.4273385175, 796437.321776986 1747140.0156828645, 796983.1334859619 1747211.2182849806, 797592.6450364412 1747295.0030597597, 797925.5069483705 1747344.0950890381, 798540.8645521956 1747434.8500626993, 798995.0729903129 1747494.890540254, 799073.725888686 1747507.9274708442, 799518.0736977824 1747076.7835496296, 800148.5850290265 1746457.4518798122, 800399.1463070635 1746228.6757282403, 800613.2927447292 1746109.4642508887, 801081.3927059504 1745864.4341476967, 801503.7197792488 1745643.6740448007, 802035.0990045737 1745368.6293602923, 802104.6702192593 1745391.7318933378, 802565.9347716885 1745529.6882946796, 802814.8796594539 1745606.4967678795, 803115.0688907765 1745702.1369800968, 803365.3820074981 1745782.2708710334, 803833.2006877954 1745967.079960852, 804058.988753199 1746053.171759078, 804224.2167222581 1746119.2899270381, 804420.930258495 1746196.5437171587, 804552.7095603952 1746129.048562237, 804604.6042685357 1746152.895684342) | line | [10 empty] | 6 | 2 |  | 1 | 414 | 415 | 1 | FALSE | FALSE | 2 | TRUE | FALSE | 414 |  | 787708.5514 | 1746439.194 |  |  | 414 | 787708.5514 | 1746439.194 | 415 | 804604.6043 | 1746152.8957
VN | 432953747 | LINEVN0302b | 220 | 21.8019 | [5 empty] | 50 | 6 cables - 2 systems | LINESTRING (787708.5514234807 1746439.1940392612, 787812.189791007 1746645.5855357475, 788003.4799465963 1746732.9166783758, 788392.123528601 1746916.9528210897, 788987.6011195186 1747039.6083251156, 789536.9418955306 1747019.8794760748, 789718.7994505905 1747084.692716881, 789845.8774596648 1747132.6358362066, 790148.1373183024 1747245.6986305409, 790518.3121380833 1747175.5851819785, 790967.9918064419 1747105.1522174159, 791581.8510025884 1746976.664095225, 792272.5657517835 1746852.6977495123, 792521.6751604473 1746805.0432269305, 792984.5084963884 1746722.4490212665, 793211.712790262 1746679.1016397304, 793424.4998056958 1746682.4337348652, 794528.696277473 1746701.3998099426, 794929.1107707433 1746752.080329945, 795232.699994928 1746894.1132110055, 795355.9846252261 1746924.3098193163, 795882.163802976 1747056.976687458, 796122.0892803214 1747096.4273385175, 796437.321776986 1747140.0156828645, 796983.1334859619 1747211.2182849806, 797592.6450364412 1747295.0030597597, 797925.5069483705 1747344.0950890381, 798540.8645521956 1747434.8500626993, 798995.0729903129 1747494.890540254, 799073.725888686 1747507.9274708442, 799518.0736977824 1747076.7835496296, 800148.5850290265 1746457.4518798122, 800399.1463070635 1746228.6757282403, 800613.2927447292 1746109.4642508887, 801081.3927059504 1745864.4341476967, 801503.7197792488 1745643.6740448007, 802035.0990045737 1745368.6293602923, 802104.6702192593 1745391.7318933378, 802565.9347716885 1745529.6882946796, 802814.8796594539 1745606.4967678795, 803115.0688907765 1745702.1369800968, 803365.3820074981 1745782.2708710334, 803833.2006877954 1745967.079960852, 804058.988753199 1746053.171759078, 804224.2167222581 1746119.2899270381, 804420.930258495 1746196.5437171587, 804552.7095603952 1746129.048562237, 804604.6042685357 1746152.895684342) | line | [10 empty] | 6 | 2 |  | 1 | 414 | 415 | 1 | FALSE | FALSE | 2 | TRUE | FALSE | 414 |  | 787708.5514 | 1746439.194 |  |  | 414 | 787708.5514 | 1746439.194 | 415 | 804604.6043 | 1746152.8957
VN | 433817487 | LINEVN0303a | 220 | 20.379 | [5 empty] | 50 | 6 cables - 2 systems | LINESTRING (804620.1099281436 1746196.7069966665, 804664.1271849948 1746229.7065795416, 804768.137987182 1746333.2001335665, 804871.2586467355 1746492.9652096422, 804977.2046221772 1746677.632534034, 805137.1109277594 1746934.4975437634, 805318.9726602766 1747045.85937141, 805855.4734941334 1747359.5650924465, 806242.6694175755 1747590.0771290457, 806573.8683798981 1747791.5275969277, 806936.5147378381 1748007.1344062674, 807215.0202886545 1748169.8578667527, 807441.5334951943 1748306.7243013487, 807811.5480529859 1748529.0164600569, 808127.0217976291 1749247.9271380997, 808298.3540551807 1749642.8577357056, 808423.5913851471 1749938.4782885476, 808612.492396492 1750372.8055118911, 808725.9680186221 1750646.5494044423, 810013.8063396083 1751421.6730603382, 810575.5022758191 1751545.4604335246, 810924.1710204578 1751621.4495660746, 811173.8717868035 1751782.6637205451, 811604.0392989942 1752057.2817689527, 812074.8461094219 1752346.473830907, 812647.0045432409 1752706.0340547888, 812845.4802580348 1752932.370880983, 813144.8264921237 1753262.2677217312, 813418.6918027767 1753567.3925954532, 813891.3749813737 1754088.421641978, 814103.6456315845 1754331.5922233942, 814335.573265707 1754588.6200003913, 814571.042405895 1754848.8353439365, 814788.445334617 1755094.2248822828, 815019.1963550155 1755356.7953939824, 815205.8633048113 1755564.0345667142, 815611.9818095007 1755766.6423056328, 815935.0150571545 1755933.0105162351, 816401.0682482921 1755947.4324034192, 816787.3123133236 1755953.0831795586, 817341.4628164116 1755971.1947344912, 817464.7949379478 1755973.5158562784) | line | [10 empty] | 6 | 2 |  | 1 | 416 | 417 | 1 | FALSE | FALSE | 2 | FALSE | TRUE |  | 417 |  |  | 817464.7949 | 1755973.5159 | 416 | 804620.1099 | 1746196.707 | 417 | 817464.7949 | 1755973.5159
VN | 433817487 | LINEVN0303b | 220 | 20.379 | [5 empty] | 50 | 6 cables - 2 systems | LINESTRING (804620.1099281436 1746196.7069966665, 804664.1271849948 1746229.7065795416, 804768.137987182 1746333.2001335665, 804871.2586467355 1746492.9652096422, 804977.2046221772 1746677.632534034, 805137.1109277594 1746934.4975437634, 805318.9726602766 1747045.85937141, 805855.4734941334 1747359.5650924465, 806242.6694175755 1747590.0771290457, 806573.8683798981 1747791.5275969277, 806936.5147378381 1748007.1344062674, 807215.0202886545 1748169.8578667527, 807441.5334951943 1748306.7243013487, 807811.5480529859 1748529.0164600569, 808127.0217976291 1749247.9271380997, 808298.3540551807 1749642.8577357056, 808423.5913851471 1749938.4782885476, 808612.492396492 1750372.8055118911, 808725.9680186221 1750646.5494044423, 810013.8063396083 1751421.6730603382, 810575.5022758191 1751545.4604335246, 810924.1710204578 1751621.4495660746, 811173.8717868035 1751782.6637205451, 811604.0392989942 1752057.2817689527, 812074.8461094219 1752346.473830907, 812647.0045432409 1752706.0340547888, 812845.4802580348 1752932.370880983, 813144.8264921237 1753262.2677217312, 813418.6918027767 1753567.3925954532, 813891.3749813737 1754088.421641978, 814103.6456315845 1754331.5922233942, 814335.573265707 1754588.6200003913, 814571.042405895 1754848.8353439365, 814788.445334617 1755094.2248822828, 815019.1963550155 1755356.7953939824, 815205.8633048113 1755564.0345667142, 815611.9818095007 1755766.6423056328, 815935.0150571545 1755933.0105162351, 816401.0682482921 1755947.4324034192, 816787.3123133236 1755953.0831795586, 817341.4628164116 1755971.1947344912, 817464.7949379478 1755973.5158562784) | line | [10 empty] | 6 | 2 |  | 1 | 416 | 417 | 1 | FALSE | FALSE | 2 | FALSE | TRUE |  | 417 |  |  | 817464.7949 | 1755973.5159 | 416 | 804620.1099 | 1746196.707 | 417 | 817464.7949 | 1755973.5159
VN | 433817492 | LINEVN0304 |  | 9.6561 | [6 empty] | multiple vlevels | LINESTRING (797625.7426055707 1747075.2051052444, 798117.8293911456 1747142.7252218993, 798994.4290143561 1747245.0870566445, 799324.2263667345 1746603.3789644144, 800112.1410717424 1746179.6941785305, 800541.9263219917 1745937.8656556536, 801179.6748491798 1745470.9911844758, 801542.5795258787 1745382.355475674, 801980.7885868145 1745276.5809303683, 802294.3990269088 1745277.0019114623, 802497.1139743002 1745277.7793464889, 802887.5238178596 1745402.9207111434, 803021.8056261162 1745567.455677877, 803326.4664256586 1745659.9581729253, 803877.8280072345 1745823.4752378773, 804223.2183769336 1746043.801114321, 804622.0626924294 1746021.882483477, 804658.7275562179 1746117.3228340775) | line | [13 empty] | 1 | 418 | 419 | 0 | FALSE | FALSE | 1 | TRUE | FALSE | 418 |  | 797625.7426 | 1747075.2051 |  |  | 418 | 797625.7426 | 1747075.2051 | 419 | 804658.7276 | 1746117.3228
VN | 433817628 | LINEVN0305 |  | 8.1673 | [6 empty] | multiple vlevels | LINESTRING (790931.3743519047 1747049.4550329435, 793415.2014908177 1746602.5914790384, 794830.3014301972 1746511.4004185789, 795033.138263687 1746572.3686607822, 795397.9944994561 1746692.0489931623, 795725.17915856 1746789.5144315949, 795868.1666534273 1746807.9678275697, 796101.5027926923 1746867.6302914133, 796315.1880967349 1746935.0327356318, 796938.2194326458 1746996.6832875733, 797625.7426055707 1747075.2051052444) | line | [13 empty] | 1 | 420 | 418 | 0 | FALSE | FALSE | 1 | FALSE | TRUE |  | 418 |  |  | 797625.7426 | 1747075.2051 | 420 | 790931.3744 | 1747049.455 | 418 | 797625.7426 | 1747075.2051
VN | 436002390 | LINEVN0306a | 220 | 3.8079 | [5 empty] | 50 | 6 cables - 2 systems | LINESTRING (723564.848888378 1854748.7581521594, 723686.4726302546 1854874.53326152, 723945.5337933265 1854906.1651328183, 724337.5265792877 1854950.1238629196, 724752.991768236 1854992.0589631218, 725103.3583283848 1855023.0702281499, 725410.5012534126 1855245.2457014052, 725807.4448281144 1855521.2544790362, 726135.0549104281 1855753.8895131482, 726292.1026777202 1855912.9608977907, 726360.1599998525 1855964.976041231) | line |  | Đường dây 220kV dẫn vào Trạm biến áp Đông Hà | [8 empty] | 6 | 2 |  |  | 421 | 422 | 1 | FALSE | FALSE | 2 | TRUE | FALSE | 421 |  | 723564.8489 | 1854748.7582 |  |  | 421 | 723564.8489 | 1854748.7582 | 422 | 726360.16 | 1855964.976
VN | 436002390 | LINEVN0306b | 220 | 3.8079 | [5 empty] | 50 | 6 cables - 2 systems | LINESTRING (723564.848888378 1854748.7581521594, 723686.4726302546 1854874.53326152, 723945.5337933265 1854906.1651328183, 724337.5265792877 1854950.1238629196, 724752.991768236 1854992.0589631218, 725103.3583283848 1855023.0702281499, 725410.5012534126 1855245.2457014052, 725807.4448281144 1855521.2544790362, 726135.0549104281 1855753.8895131482, 726292.1026777202 1855912.9608977907, 726360.1599998525 1855964.976041231) | line |  | Đường dây 220kV dẫn vào Trạm biến áp Đông Hà | [8 empty] | 6 | 2 |  |  | 421 | 422 | 1 | FALSE | FALSE | 2 | TRUE | FALSE | 421 |  | 723564.8489 | 1854748.7582 |  |  | 421 | 723564.8489 | 1854748.7582 | 422 | 726360.16 | 1855964.976
VN | 436390300 | LINEVN0307a | 220 | 45.6059 | [5 empty] | 50 | 6 cables - 2 systems | LINESTRING (839800.7863901696 1700336.5003604323, 839915.1062989173 1700225.5245236037, 840340.3130754358 1699816.581268372, 840532.1492909172 1699632.5777783147, 840773.2466954218 1699400.754965059, 840940.4216727453 1699239.998556907, 841136.6862625065 1699054.4900864859, 841690.4784214053 1698953.7460211385, 841905.5919233165 1698913.9291545413, 842261.6366791173 1698848.8276979318, 842758.2437635125 1698755.2849160188, 843317.6579980125 1698656.088524959, 843847.6206234152 1698793.8739009248, 844244.908916431 1698894.7540880546, 844798.9776969651 1699039.080256379, 845602.6574213691 1699248.885211726, 845785.0608783759 1699295.592809718, 846105.2070665313 1699376.936259734, 846210.4006075365 1699520.2750280183, 846229.2095685494 1699545.7699974645, 846306.7108033253 1699650.7972470752, 846525.743844541 1699947.6335826097, 846702.6132742545 1700190.9768183194, 846960.722249279 1700534.5232773416, 847345.4877476615 1701051.0343263613, 847484.255134386 1701185.202461114, 847551.3193311603 1701250.6513612638, 847644.311967402 1701341.1390386794, 847718.7124913973 1701412.6367263014, 847769.7111356464 1701461.1834477687, 847881.7972317047 1701567.8787777077, 848073.6108205712 1701750.4747998468, 848140.8279016053 1701814.831646368, 848473.3153437839 1702133.186959648, 848750.3486426368 1702403.751886744, 848723.7475563376 1702887.8459132437, 848704.041593431 1703163.0105087883, 848702.4563588385 1703189.7749840743, 848692.8685671696 1703321.1571874626, 848681.2567820386 1703484.8809309793, 848673.818176283 1703589.8727414387, 848652.2459977912 1703893.991136571, 848622.4805636219 1704338.8963768454, 848602.1107959554 1704658.0334407159, 848590.2215425118 1704930.0253346565, 848786.1702417943 1705136.6716700122, 848973.4939976328 1705322.0520586406, 849307.4738275113 1705731.9670368675, 849533.8204600799 1706014.9939612502, 849715.3929983969 1706246.4840925464, 849954.4658554648 1706515.9499489032, 850271.4297686238 1706881.1361110413, 850632.8044700339 1707311.271731403, 850973.5343779936 1707700.165487097, 851334.618784305 1708113.7171191252, 851454.4953421492 1708258.0508188538, 851544.7000377346 1708278.7567218742, 851838.888112404 1708333.3697427015, 852411.8399509485 1708443.3695996704, 852956.019501846 1708549.2112640897, 853572.5192029784 1708667.220181141, 853750.3843435955 1708704.0245504314, 855104.6807797377 1708959.1445886493, 855274.3509687029 1709060.439927134, 855809.45611373 1709389.5114776902, 856332.268739207 1709711.351273314, 856819.1295147723 1710009.0504263425, 857163.7577358839 1710220.9082915485, 857537.0636847611 1710451.4101300256, 858021.9480800885 1710744.5238965475, 858567.1322639282 1711172.1999287293, 858986.430840354 1711501.116352591, 859369.4003940686 1711798.1092861167, 859733.4756471161 1712081.6306523473, 860303.4819357465 1712526.8461509938, 860575.0751285905 1712737.2514084221, 860699.7145518473 1712834.657825415, 861053.763029065 1713112.8759708777, 861613.7243100664 1713546.7204195175, 861729.466284554 1713637.468393529, 861813.5057002895 1713772.8373851925, 862219.3384633454 1714412.3454884589, 862430.8143073749 1714745.7570181475, 862667.0274016664 1715118.088222199, 862916.2939135638 1715503.582602349, 862853.2609921404 1715854.4990978711, 862791.9716139241 1716195.0607106383, 862713.4146302012 1716635.1501133218, 862661.310925951 1716923.4243524335, 862606.4697337314 1717221.1178777823, 862559.0477364062 1717496.0032544653, 862842.0616947928 1717699.077194403, 863141.1142760227 1717919.6172572668, 863423.6760311692 1718118.7600040403, 863858.3038664269 1718386.5231177234, 864029.1604757004 1718492.613157612, 864331.3898538502 1718677.600149944, 864712.1578111924 1718910.655759967, 865005.0205838031 1719090.2197587101, 865351.0337331234 1719302.3366281304, 865701.8794533233 1719518.260310327, 865933.7674419435 1719681.9971746819) | line | [10 empty] | 6 | 2 |  |  | 423 | 424 | 1 | FALSE | FALSE | 2 | TRUE | TRUE | 423 | 424 | 839800.7864 | 1700336.5004 | 865933.7674 | 1719681.9972 | 423 | 839800.7864 | 1700336.5004 | 424 | 865933.7674 | 1719681.9972
VN | 436390300 | LINEVN0307b | 220 | 45.6059 | [5 empty] | 50 | 6 cables - 2 systems | LINESTRING (839800.7863901696 1700336.5003604323, 839915.1062989173 1700225.5245236037, 840340.3130754358 1699816.581268372, 840532.1492909172 1699632.5777783147, 840773.2466954218 1699400.754965059, 840940.4216727453 1699239.998556907, 841136.6862625065 1699054.4900864859, 841690.4784214053 1698953.7460211385, 841905.5919233165 1698913.9291545413, 842261.6366791173 1698848.8276979318, 842758.2437635125 1698755.2849160188, 843317.6579980125 1698656.088524959, 843847.6206234152 1698793.8739009248, 844244.908916431 1698894.7540880546, 844798.9776969651 1699039.080256379, 845602.6574213691 1699248.885211726, 845785.0608783759 1699295.592809718, 846105.2070665313 1699376.936259734, 846210.4006075365 1699520.2750280183, 846229.2095685494 1699545.7699974645, 846306.7108033253 1699650.7972470752, 846525.743844541 1699947.6335826097, 846702.6132742545 1700190.9768183194, 846960.722249279 1700534.5232773416, 847345.4877476615 1701051.0343263613, 847484.255134386 1701185.202461114, 847551.3193311603 1701250.6513612638, 847644.311967402 1701341.1390386794, 847718.7124913973 1701412.6367263014, 847769.7111356464 1701461.1834477687, 847881.7972317047 1701567.8787777077, 848073.6108205712 1701750.4747998468, 848140.8279016053 1701814.831646368, 848473.3153437839 1702133.186959648, 848750.3486426368 1702403.751886744, 848723.7475563376 1702887.8459132437, 848704.041593431 1703163.0105087883, 848702.4563588385 1703189.7749840743, 848692.8685671696 1703321.1571874626, 848681.2567820386 1703484.8809309793, 848673.818176283 1703589.8727414387, 848652.2459977912 1703893.991136571, 848622.4805636219 1704338.8963768454, 848602.1107959554 1704658.0334407159, 848590.2215425118 1704930.0253346565, 848786.1702417943 1705136.6716700122, 848973.4939976328 1705322.0520586406, 849307.4738275113 1705731.9670368675, 849533.8204600799 1706014.9939612502, 849715.3929983969 1706246.4840925464, 849954.4658554648 1706515.9499489032, 850271.4297686238 1706881.1361110413, 850632.8044700339 1707311.271731403, 850973.5343779936 1707700.165487097, 851334.618784305 1708113.7171191252, 851454.4953421492 1708258.0508188538, 851544.7000377346 1708278.7567218742, 851838.888112404 1708333.3697427015, 852411.8399509485 1708443.3695996704, 852956.019501846 1708549.2112640897, 853572.5192029784 1708667.220181141, 853750.3843435955 1708704.0245504314, 855104.6807797377 1708959.1445886493, 855274.3509687029 1709060.439927134, 855809.45611373 1709389.5114776902, 856332.268739207 1709711.351273314, 856819.1295147723 1710009.0504263425, 857163.7577358839 1710220.9082915485, 857537.0636847611 1710451.4101300256, 858021.9480800885 1710744.5238965475, 858567.1322639282 1711172.1999287293, 858986.430840354 1711501.116352591, 859369.4003940686 1711798.1092861167, 859733.4756471161 1712081.6306523473, 860303.4819357465 1712526.8461509938, 860575.0751285905 1712737.2514084221, 860699.7145518473 1712834.657825415, 861053.763029065 1713112.8759708777, 861613.7243100664 1713546.7204195175, 861729.466284554 1713637.468393529, 861813.5057002895 1713772.8373851925, 862219.3384633454 1714412.3454884589, 862430.8143073749 1714745.7570181475, 862667.0274016664 1715118.088222199, 862916.2939135638 1715503.582602349, 862853.2609921404 1715854.4990978711, 862791.9716139241 1716195.0607106383, 862713.4146302012 1716635.1501133218, 862661.310925951 1716923.4243524335, 862606.4697337314 1717221.1178777823, 862559.0477364062 1717496.0032544653, 862842.0616947928 1717699.077194403, 863141.1142760227 1717919.6172572668, 863423.6760311692 1718118.7600040403, 863858.3038664269 1718386.5231177234, 864029.1604757004 1718492.613157612, 864331.3898538502 1718677.600149944, 864712.1578111924 1718910.655759967, 865005.0205838031 1719090.2197587101, 865351.0337331234 1719302.3366281304, 865701.8794533233 1719518.260310327, 865933.7674419435 1719681.9971746819) | line | [10 empty] | 6 | 2 |  |  | 423 | 424 | 1 | FALSE | FALSE | 2 | TRUE | TRUE | 423 | 424 | 839800.7864 | 1700336.5004 | 865933.7674 | 1719681.9972 | 423 | 839800.7864 | 1700336.5004 | 424 | 865933.7674 | 1719681.9972
VN | 437742252 | LINEVN0308a | 220 | 0.4485 | [5 empty] | 50 | 6 cables - 2 systems | LINESTRING (839335.5408723807 1701130.2366107244, 839310.1960106567 1701040.545968797, 839253.053208741 1700906.2012405281, 839221.5067093647 1700835.54030796, 839189.6207351345 1700788.08234258) | line | [10 empty] | 6 |  |  |  | 425 | 426 | 1 | FALSE | FALSE | 2 | FALSE | FALSE | [6 empty] | 425 | 839335.5409 | 1701130.2366 | 426 | 839189.6207 | 1700788.0823
VN | 437742252 | LINEVN0308b | 220 | 0.4485 | [5 empty] | 50 | 6 cables - 2 systems | LINESTRING (839335.5408723807 1701130.2366107244, 839310.1960106567 1701040.545968797, 839253.053208741 1700906.2012405281, 839221.5067093647 1700835.54030796, 839189.6207351345 1700788.08234258) | line | [10 empty] | 6 |  |  |  | 425 | 426 | 1 | FALSE | FALSE | 2 | FALSE | FALSE | [6 empty] | 425 | 839335.5409 | 1701130.2366 | 426 | 839189.6207 | 1700788.0823
VN | 439941796 | LINEVN0309 | 110 | 4.7465 | [5 empty] | 50 |  | LINESTRING (812920.6624854946 1710989.2921847801, 812972.5520070868 1710987.139226866, 812969.8411445488 1710804.669762749, 812952.9658946455 1710608.4297353076, 812857.6885865559 1710342.2818497126, 812786.1737733821 1710167.7175205231, 812636.8404153885 1709780.1178832909, 812560.7754738262 1709582.7115076876, 812195.5591221679 1709240.8467862082, 811957.5188605363 1709028.0070153002, 811438.5589914296 1708827.1383413458, 810923.1021422211 1709147.1926914898, 810884.2846389719 1709315.8641814704, 810835.6613842822 1709521.1064554546, 810777.3510112546 1709512.5240487882) | line | [10 empty] | 3 | 1 |  |  | 427 | 428 | 1 | FALSE | FALSE | 1 | FALSE | FALSE | [6 empty] | 427 | 812920.6625 | 1710989.2922 | 428 | 810777.351 | 1709512.524
VN | 440650915 | LINEVN0310 |  | 0.12858 | [6 empty] | multiple vlevels | LINESTRING (812867.6727131867 1711080.4204489028, 812866.401762926 1710995.998251393, 812889.1090742156 1710995.2321639138) | line | [13 empty] | 1 | 429 | 430 | 0 | FALSE | FALSE | 1 | FALSE | FALSE | [6 empty] | 429 | 812867.6727 | 1711080.4204 | 430 | 812889.1091 | 1710995.2322
VN | 441120303 | LINEVN0311a | 220 | 53.2781 | [5 empty] | 50 | 6 cables - 2 systems | LINESTRING (791335.6458032755 1734899.526474679, 791383.1767262903 1734918.4408790125, 791474.34291264 1734956.352920912, 791763.2781859925 1735077.5984849788, 792082.4478007883 1735207.6752561277, 792576.5429996566 1735362.4456056647, 792771.6152100596 1735420.727242305, 793155.1008897256 1735539.3473392685, 793543.1371476647 1735661.7542545558, 793971.8902836256 1735795.2712761401, 794313.5210701465 1735956.5483384624, 794762.7733286733 1736172.272944549, 795013.036809214 1736289.6305585299, 795596.9985834127 1735893.4366385667, 796287.319422551 1735916.0236810036, 796598.6882160734 1735925.9478524297, 796707.7082356678 1735929.3769066622, 796853.2593998053 1735933.5610130746, 796961.8378912015 1735937.1294867254, 798297.7690463928 1735980.4143998025, 798359.189907837 1735970.612438814, 798714.963574521 1735933.58540552, 799130.3931596085 1735884.968592129, 799407.7150386559 1735857.5386611195, 799494.8192551853 1735751.1444807572, 799639.4245058254 1735585.8626944951, 799930.7330657413 1735248.8167710989, 800188.6728948632 1734943.326087897, 800405.2169291789 1734730.1820652017, 800509.9508975658 1734639.7490560464, 800660.3697371304 1734498.3693200252, 801103.8809170818 1734062.8244670648, 801266.2187215101 1733912.4356484364, 801711.0233367129 1733478.1893449628, 801798.6304040884 1733241.5928344156, 801833.7607624547 1733162.3778110922, 801893.3457495163 1733002.3110275373, 802013.7578141858 1732668.782749335, 802182.62149537 1732222.1180000813, 802511.024150356 1732120.2987395874, 802861.390330466 1732011.6882212972, 803698.4441759097 1731750.76104632, 803920.8726664067 1731678.7322235238, 804086.342752548 1731072.4084947687, 804204.1841263825 1730693.2223875609, 804377.8817822183 1730026.0642073795, 804484.0771080725 1729892.504206711, 804844.3800219045 1729478.6400459933, 805086.1857521744 1729186.0679505065, 805110.4756266021 1728852.277714346, 805104.5501293286 1728318.12798725, 805109.3178314233 1727764.275579309, 805069.0489661599 1727656.6108122796, 804862.8324630265 1727131.369902717, 804568.0764824362 1726350.1002154315, 804315.5177587674 1725685.2750898323, 804125.9515674617 1725207.5145232321, 803937.8424279403 1724984.3161475232, 803567.6538771638 1724558.3060215157, 803230.1097520734 1724140.0799180951, 802907.4029618363 1723788.0065991953, 802673.6906543509 1723466.5864242113, 802515.136971603 1723274.2733867688, 802241.0301673573 1722947.021060701, 802226.881781705 1722590.1587922075, 802257.6153594404 1722160.1887408036, 802279.5388979915 1721153.189518662, 802265.0381574407 1721041.4673407746, 802265.9672807218 1720468.9194189343, 802269.4910768189 1719961.5680238914, 802224.3275838525 1719738.8968346426, 802164.4809956056 1719516.5972392124, 802058.905553893 1719092.927596255, 802029.6830322125 1718960.6132835369, 801907.3946167628 1718471.6080272181, 801845.827700713 1718215.3672113274, 801767.0911535993 1718081.5277117775, 801664.0814864789 1717909.7389145072, 801440.7373821567 1717559.6348375322, 801464.7909060789 1716922.4117959826, 801511.2096403132 1715975.0466063463, 801518.2149228789 1715617.0720908802, 801563.567532321 1715562.7051668968, 801903.793444731 1715196.2799531934, 802097.9449361388 1714964.3303964462, 802454.5191115655 1714560.5385162102, 802535.9355237859 1714480.1791968404, 803092.600469293 1714173.0266672398, 803402.491356651 1714012.5115941593, 803923.4271915407 1713740.5638940686, 804137.2087210434 1713627.4601345093, 804340.298681323 1713518.2145021842, 804440.163380848 1713209.0708592224, 804572.8967318005 1712821.787919905, 804681.2689283345 1712496.6433771537, 805052.0060574622 1712203.9654946646, 805502.9960626914 1711844.778496994, 805704.1205549804 1711678.9675751766, 805895.1121022376 1711527.4758251451, 806139.357503244 1711336.4692873056, 806272.4971796847 1711225.154458888, 806390.8263041747 1711133.2455361867, 806784.887683254 1710812.1032819797, 806891.1554482116 1710718.0311369435, 807243.6766448603 1710445.0039729956, 807344.195860523 1710361.023341661, 807433.0209537831 1710300.221728565, 807672.5995195506 1710099.5294384041, 807914.4762737281 1709958.7401833963, 808453.4596157311 1709662.1464756909, 808968.0010276043 1709363.8067950998, 809634.4928879836 1708995.094953825, 809732.7720373236 1708939.144889449, 810330.59114339 1709197.770920019, 810420.5246854348 1709235.2846249724, 810699.6962311356 1709412.8544174884, 810701.7968793346 1709454.6911929464, 810682.970386508 1709518.1859198723) | line | [10 empty] | 6 | 2 |  |  | 431 | 432 | 1 | FALSE | FALSE | 2 | FALSE | FALSE | [6 empty] | 431 | 791335.6458 | 1734899.5265 | 432 | 810682.9704 | 1709518.1859
VN | 441120303 | LINEVN0311b | 220 | 53.2781 | [5 empty] | 50 | 6 cables - 2 systems | LINESTRING (791335.6458032755 1734899.526474679, 791383.1767262903 1734918.4408790125, 791474.34291264 1734956.352920912, 791763.2781859925 1735077.5984849788, 792082.4478007883 1735207.6752561277, 792576.5429996566 1735362.4456056647, 792771.6152100596 1735420.727242305, 793155.1008897256 1735539.3473392685, 793543.1371476647 1735661.7542545558, 793971.8902836256 1735795.2712761401, 794313.5210701465 1735956.5483384624, 794762.7733286733 1736172.272944549, 795013.036809214 1736289.6305585299, 795596.9985834127 1735893.4366385667, 796287.319422551 1735916.0236810036, 796598.6882160734 1735925.9478524297, 796707.7082356678 1735929.3769066622, 796853.2593998053 1735933.5610130746, 796961.8378912015 1735937.1294867254, 798297.7690463928 1735980.4143998025, 798359.189907837 1735970.612438814, 798714.963574521 1735933.58540552, 799130.3931596085 1735884.968592129, 799407.7150386559 1735857.5386611195, 799494.8192551853 1735751.1444807572, 799639.4245058254 1735585.8626944951, 799930.7330657413 1735248.8167710989, 800188.6728948632 1734943.326087897, 800405.2169291789 1734730.1820652017, 800509.9508975658 1734639.7490560464, 800660.3697371304 1734498.3693200252, 801103.8809170818 1734062.8244670648, 801266.2187215101 1733912.4356484364, 801711.0233367129 1733478.1893449628, 801798.6304040884 1733241.5928344156, 801833.7607624547 1733162.3778110922, 801893.3457495163 1733002.3110275373, 802013.7578141858 1732668.782749335, 802182.62149537 1732222.1180000813, 802511.024150356 1732120.2987395874, 802861.390330466 1732011.6882212972, 803698.4441759097 1731750.76104632, 803920.8726664067 1731678.7322235238, 804086.342752548 1731072.4084947687, 804204.1841263825 1730693.2223875609, 804377.8817822183 1730026.0642073795, 804484.0771080725 1729892.504206711, 804844.3800219045 1729478.6400459933, 805086.1857521744 1729186.0679505065, 805110.4756266021 1728852.277714346, 805104.5501293286 1728318.12798725, 805109.3178314233 1727764.275579309, 805069.0489661599 1727656.6108122796, 804862.8324630265 1727131.369902717, 804568.0764824362 1726350.1002154315, 804315.5177587674 1725685.2750898323, 804125.9515674617 1725207.5145232321, 803937.8424279403 1724984.3161475232, 803567.6538771638 1724558.3060215157, 803230.1097520734 1724140.0799180951, 802907.4029618363 1723788.0065991953, 802673.6906543509 1723466.5864242113, 802515.136971603 1723274.2733867688, 802241.0301673573 1722947.021060701, 802226.881781705 1722590.1587922075, 802257.6153594404 1722160.1887408036, 802279.5388979915 1721153.189518662, 802265.0381574407 1721041.4673407746, 802265.9672807218 1720468.9194189343, 802269.4910768189 1719961.5680238914, 802224.3275838525 1719738.8968346426, 802164.4809956056 1719516.5972392124, 802058.905553893 1719092.927596255, 802029.6830322125 1718960.6132835369, 801907.3946167628 1718471.6080272181, 801845.827700713 1718215.3672113274, 801767.0911535993 1718081.5277117775, 801664.0814864789 1717909.7389145072, 801440.7373821567 1717559.6348375322, 801464.7909060789 1716922.4117959826, 801511.2096403132 1715975.0466063463, 801518.2149228789 1715617.0720908802, 801563.567532321 1715562.7051668968, 801903.793444731 1715196.2799531934, 802097.9449361388 1714964.3303964462, 802454.5191115655 1714560.5385162102, 802535.9355237859 1714480.1791968404, 803092.600469293 1714173.0266672398, 803402.491356651 1714012.5115941593, 803923.4271915407 1713740.5638940686, 804137.2087210434 1713627.4601345093, 804340.298681323 1713518.2145021842, 804440.163380848 1713209.0708592224, 804572.8967318005 1712821.787919905, 804681.2689283345 1712496.6433771537, 805052.0060574622 1712203.9654946646, 805502.9960626914 1711844.778496994, 805704.1205549804 1711678.9675751766, 805895.1121022376 1711527.4758251451, 806139.357503244 1711336.4692873056, 806272.4971796847 1711225.154458888, 806390.8263041747 1711133.2455361867, 806784.887683254 1710812.1032819797, 806891.1554482116 1710718.0311369435, 807243.6766448603 1710445.0039729956, 807344.195860523 1710361.023341661, 807433.0209537831 1710300.221728565, 807672.5995195506 1710099.5294384041, 807914.4762737281 1709958.7401833963, 808453.4596157311 1709662.1464756909, 808968.0010276043 1709363.8067950998, 809634.4928879836 1708995.094953825, 809732.7720373236 1708939.144889449, 810330.59114339 1709197.770920019, 810420.5246854348 1709235.2846249724, 810699.6962311356 1709412.8544174884, 810701.7968793346 1709454.6911929464, 810682.970386508 1709518.1859198723) | line | [10 empty] | 6 | 2 |  |  | 431 | 432 | 1 | FALSE | FALSE | 2 | FALSE | FALSE | [6 empty] | 431 | 791335.6458 | 1734899.5265 | 432 | 810682.9704 | 1709518.1859
VN | 468746362 | LINEVN0312a | 500 | 3.6333 | [5 empty] | 50 | 6 cables - 2 systems | LINESTRING (699454.1493283093 2331593.228439382, 700073.4236118239 2331269.745924795, 700377.4417621491 2331117.052604114, 701013.0054028586 2330788.0408475306, 701401.7562263506 2330587.481114989, 701761.253697526 2330401.666674637, 702143.8261154995 2330203.0296342764) | line | [10 empty] | 6 |  |  |  | 433 | 434 | 1 | FALSE | FALSE | 2 | TRUE | TRUE | 433 | 434 | 699454.1493 | 2331593.2284 | 702143.8261 | 2330203.0296 | 433 | 699454.1493 | 2331593.2284 | 434 | 702143.8261 | 2330203.0296
VN | 468746362 | LINEVN0312b | 500 | 3.6333 | [5 empty] | 50 | 6 cables - 2 systems | LINESTRING (699454.1493283093 2331593.228439382, 700073.4236118239 2331269.745924795, 700377.4417621491 2331117.052604114, 701013.0054028586 2330788.0408475306, 701401.7562263506 2330587.481114989, 701761.253697526 2330401.666674637, 702143.8261154995 2330203.0296342764) | line | [10 empty] | 6 |  |  |  | 433 | 434 | 1 | FALSE | FALSE | 2 | TRUE | TRUE | 433 | 434 | 699454.1493 | 2331593.2284 | 702143.8261 | 2330203.0296 | 433 | 699454.1493 | 2331593.2284 | 434 | 702143.8261 | 2330203.0296
VN | 468746366 | LINEVN0313a | 500 | 4.1571 | [5 empty] | 50 | 6 cables - 2 systems | LINESTRING (711431.480522271 2329412.5679820613, 711749.1909166898 2329355.2407901143, 712078.1024530823 2329292.8911082856, 712411.3452878563 2329228.654135946, 712861.5308265493 2329142.990493625, 713168.9102747407 2329085.6564290808, 713457.364377657 2329030.4871803764, 713892.6517727849 2328946.7294519884, 714385.8067976851 2328853.631316754, 714834.9341268161 2328766.6100904695) | line | [10 empty] | 6 |  |  |  | 435 | 436 | 1 | FALSE | FALSE | 2 | TRUE | TRUE | 435 | 436 | 711431.4805 | 2329412.568 | 714834.9341 | 2328766.6101 | 435 | 711431.4805 | 2329412.568 | 436 | 714834.9341 | 2328766.6101
VN | 468746366 | LINEVN0313b | 500 | 4.1571 | [5 empty] | 50 | 6 cables - 2 systems | LINESTRING (711431.480522271 2329412.5679820613, 711749.1909166898 2329355.2407901143, 712078.1024530823 2329292.8911082856, 712411.3452878563 2329228.654135946, 712861.5308265493 2329142.990493625, 713168.9102747407 2329085.6564290808, 713457.364377657 2329030.4871803764, 713892.6517727849 2328946.7294519884, 714385.8067976851 2328853.631316754, 714834.9341268161 2328766.6100904695) | line | [10 empty] | 6 |  |  |  | 435 | 436 | 1 | FALSE | FALSE | 2 | TRUE | TRUE | 435 | 436 | 711431.4805 | 2329412.568 | 714834.9341 | 2328766.6101 | 435 | 711431.4805 | 2329412.568 | 436 | 714834.9341 | 2328766.6101
VN | 468746386 | LINEVN0314a | 220 | 24.0073 | [5 empty] | 50 | 6 cables - 2 systems | LINESTRING (721557.9242604013 2328039.0615051556, 721555.4574698205 2328160.6102397665, 721548.1039430682 2328471.166671035, 721561.4695075777 2328900.026922161, 721404.7811486605 2329106.0656503355, 721129.7378704839 2329107.586697472, 720655.3461422678 2329075.0696993098, 720262.792599689 2329047.5304204156, 719849.0876001607 2329017.9811282824, 719306.0349422491 2329000.462640298, 718935.8643959946 2328988.7008483345, 718400.7434039711 2328940.6064793835, 717929.2485529036 2328872.722960543, 717286.961474093 2328783.0547719914, 716728.0602096501 2328974.858781433, 716461.1603258969 2329069.0154082314, 715995.5876321555 2329102.8635550686, 715434.4695500156 2329146.080315017, 714869.4349948639 2329191.070109277, 714430.9448063504 2329223.3636120013, 713994.132355233 2329256.387892801, 713195.0101445392 2329317.880727704, 712760.1162608974 2329331.703210059, 712284.664158755 2329465.2411227487, 711828.9029662043 2329574.1706357775, 711515.4369315247 2329643.765156858, 710976.6006265138 2329775.2225960065, 710538.6573931882 2329876.7826709175, 710127.2561496625 2329975.3682463947, 709884.3950339319 2330030.7828684007, 709495.3636611016 2330125.2261340125, 709193.1463553393 2330101.2394294157, 708734.4679219567 2330069.26108104, 708288.226800539 2330035.226105191, 708161.1721779386 2329845.412248594, 707838.9943778407 2329362.2327858624, 707570.786775783 2328959.20544969, 707418.2375922301 2328732.612793461, 707351.7005398117 2328640.6514135944, 707141.8834333168 2328238.552473499, 706969.1607417838 2327907.1963612153, 706986.7404217208 2327538.362081105, 706996.9055862443 2327237.9393777847, 706935.5258808148 2327152.7115803487, 706675.671349634 2326820.3067355608, 706461.3366399475 2326442.7158202133, 706416.088678252 2326017.28786514, 706383.3550856622 2325678.0609520697, 706429.5573444692 2324990.465072314) | line | [10 empty] | 6 |  |  |  | 437 | 438 | 1 | FALSE | FALSE | 2 | TRUE | TRUE | 437 | 438 | 721557.9243 | 2328039.0615 | 706429.5573 | 2324990.4651 | 437 | 721557.9243 | 2328039.0615 | 438 | 706429.5573 | 2324990.4651
VN | 468746386 | LINEVN0314b | 220 | 24.0073 | [5 empty] | 50 | 6 cables - 2 systems | LINESTRING (721557.9242604013 2328039.0615051556, 721555.4574698205 2328160.6102397665, 721548.1039430682 2328471.166671035, 721561.4695075777 2328900.026922161, 721404.7811486605 2329106.0656503355, 721129.7378704839 2329107.586697472, 720655.3461422678 2329075.0696993098, 720262.792599689 2329047.5304204156, 719849.0876001607 2329017.9811282824, 719306.0349422491 2329000.462640298, 718935.8643959946 2328988.7008483345, 718400.7434039711 2328940.6064793835, 717929.2485529036 2328872.722960543, 717286.961474093 2328783.0547719914, 716728.0602096501 2328974.858781433, 716461.1603258969 2329069.0154082314, 715995.5876321555 2329102.8635550686, 715434.4695500156 2329146.080315017, 714869.4349948639 2329191.070109277, 714430.9448063504 2329223.3636120013, 713994.132355233 2329256.387892801, 713195.0101445392 2329317.880727704, 712760.1162608974 2329331.703210059, 712284.664158755 2329465.2411227487, 711828.9029662043 2329574.1706357775, 711515.4369315247 2329643.765156858, 710976.6006265138 2329775.2225960065, 710538.6573931882 2329876.7826709175, 710127.2561496625 2329975.3682463947, 709884.3950339319 2330030.7828684007, 709495.3636611016 2330125.2261340125, 709193.1463553393 2330101.2394294157, 708734.4679219567 2330069.26108104, 708288.226800539 2330035.226105191, 708161.1721779386 2329845.412248594, 707838.9943778407 2329362.2327858624, 707570.786775783 2328959.20544969, 707418.2375922301 2328732.612793461, 707351.7005398117 2328640.6514135944, 707141.8834333168 2328238.552473499, 706969.1607417838 2327907.1963612153, 706986.7404217208 2327538.362081105, 706996.9055862443 2327237.9393777847, 706935.5258808148 2327152.7115803487, 706675.671349634 2326820.3067355608, 706461.3366399475 2326442.7158202133, 706416.088678252 2326017.28786514, 706383.3550856622 2325678.0609520697, 706429.5573444692 2324990.465072314) | line | [10 empty] | 6 |  |  |  | 437 | 438 | 1 | FALSE | FALSE | 2 | TRUE | TRUE | 437 | 438 | 721557.9243 | 2328039.0615 | 706429.5573 | 2324990.4651 | 437 | 721557.9243 | 2328039.0615 | 438 | 706429.5573 | 2324990.4651
VN | 468821784 | LINEVN0315 | 110 | 3.5911 | [5 empty] | 50 |  | LINESTRING (723908.1327268273 2329023.9603065373, 723822.9316211098 2329024.614418012, 723525.4132808438 2329032.3820952126, 723284.7976249353 2329039.3934250916, 723020.4839918324 2329045.945248747, 722713.603359258 2329055.827476324, 722659.8237694991 2329021.5581343747, 722343.0150461136 2328827.6427773274, 722283.4382367788 2328658.081252176, 722218.072103034 2328489.826860603, 722047.0552989867 2328031.518767473, 721747.6951090143 2327820.7736990293, 721669.178677921 2327828.91595669, 721638.8367123682 2327889.7330764467) | line | [14 empty] | 439 | 440 | 1 | FALSE | FALSE | 1 | TRUE | FALSE | 439 |  | 723908.1327 | 2329023.9603 |  |  | 439 | 723908.1327 | 2329023.9603 | 440 | 721638.8367 | 2327889.7331
VN | 469414363 | LINEVN0316a | 110 | 13.2098 | [5 empty] | 50 | 6 cables - 2 systems | LINESTRING (619208.754954757 2350302.9619725645, 619391.5087435215 2350282.2845312064, 619666.317861822 2350222.440118189, 619890.466755576 2350173.7867391435, 620137.2727755279 2350120.730435366, 620413.2773751426 2350061.449418197, 620642.7142879093 2350012.7009872673, 620834.5107025569 2349982.497182208, 621032.793572188 2349950.9597023996, 621225.1622762268 2349919.3808672684, 621373.655037017 2349939.5745557677, 621600.2728619219 2349972.248759532, 621784.2291647502 2350033.944658464, 621988.2005125511 2350098.7582947765, 622180.4701085156 2350164.184793426, 622373.7539622325 2350289.5982328495, 622560.2791852544 2350406.672217804, 622765.083312122 2350545.0400447086, 622940.9387003386 2350664.3856716757, 623149.4514702919 2350798.635262845, 623336.8597413934 2350921.0168821285, 623553.6426353398 2351062.762217813, 623631.7125348209 2351109.291326595, 623742.406969472 2351202.682916195, 623951.2435801115 2351358.255802315, 624088.5804951419 2351461.53772803, 624238.5243966817 2351572.942252009, 624389.223758819 2351684.354011656, 624552.5356394462 2351804.4424326825, 624780.2834450684 2351939.690976172, 624931.9349766751 2352069.580317775, 624969.6929183158 2352102.5913818125, 625312.1273346348 2352363.78177085, 625497.5410779004 2352502.4480584045, 625638.5243332929 2352608.1190129006, 625831.8254497246 2352752.6506787185, 626088.3240651673 2352928.246894091, 626293.0816577806 2353101.2344109584, 626476.6865879986 2353238.2273189933, 626655.2657435392 2353375.327528315, 626838.1178151027 2353509.6179410364, 627014.2982359852 2353642.1983126528, 627143.6336685399 2353740.8632114534, 627307.5763713599 2353862.7689311155, 627349.5868990641 2354008.21484556, 627476.0009045736 2354125.668250474, 627676.2694460126 2354311.747203502, 627850.9708731619 2354558.670410551, 628019.1315368485 2354797.5187764415, 628193.6559347173 2354988.8723753984, 628277.1509321606 2355154.6394031406) | line | [10 empty] | 6 | 2 |  |  | 441 | 442 | 1 | FALSE | FALSE | 2 | TRUE | FALSE | 441 |  | 619208.755 | 2350302.962 |  |  | 441 | 619208.755 | 2350302.962 | 442 | 628277.1509 | 2355154.6394
VN | 469414363 | LINEVN0316b | 110 | 13.2098 | [5 empty] | 50 | 6 cables - 2 systems | LINESTRING (619208.754954757 2350302.9619725645, 619391.5087435215 2350282.2845312064, 619666.317861822 2350222.440118189, 619890.466755576 2350173.7867391435, 620137.2727755279 2350120.730435366, 620413.2773751426 2350061.449418197, 620642.7142879093 2350012.7009872673, 620834.5107025569 2349982.497182208, 621032.793572188 2349950.9597023996, 621225.1622762268 2349919.3808672684, 621373.655037017 2349939.5745557677, 621600.2728619219 2349972.248759532, 621784.2291647502 2350033.944658464, 621988.2005125511 2350098.7582947765, 622180.4701085156 2350164.184793426, 622373.7539622325 2350289.5982328495, 622560.2791852544 2350406.672217804, 622765.083312122 2350545.0400447086, 622940.9387003386 2350664.3856716757, 623149.4514702919 2350798.635262845, 623336.8597413934 2350921.0168821285, 623553.6426353398 2351062.762217813, 623631.7125348209 2351109.291326595, 623742.406969472 2351202.682916195, 623951.2435801115 2351358.255802315, 624088.5804951419 2351461.53772803, 624238.5243966817 2351572.942252009, 624389.223758819 2351684.354011656, 624552.5356394462 2351804.4424326825, 624780.2834450684 2351939.690976172, 624931.9349766751 2352069.580317775, 624969.6929183158 2352102.5913818125, 625312.1273346348 2352363.78177085, 625497.5410779004 2352502.4480584045, 625638.5243332929 2352608.1190129006, 625831.8254497246 2352752.6506787185, 626088.3240651673 2352928.246894091, 626293.0816577806 2353101.2344109584, 626476.6865879986 2353238.2273189933, 626655.2657435392 2353375.327528315, 626838.1178151027 2353509.6179410364, 627014.2982359852 2353642.1983126528, 627143.6336685399 2353740.8632114534, 627307.5763713599 2353862.7689311155, 627349.5868990641 2354008.21484556, 627476.0009045736 2354125.668250474, 627676.2694460126 2354311.747203502, 627850.9708731619 2354558.670410551, 628019.1315368485 2354797.5187764415, 628193.6559347173 2354988.8723753984, 628277.1509321606 2355154.6394031406) | line | [10 empty] | 6 | 2 |  |  | 441 | 442 | 1 | FALSE | FALSE | 2 | TRUE | FALSE | 441 |  | 619208.755 | 2350302.962 |  |  | 441 | 619208.755 | 2350302.962 | 442 | 628277.1509 | 2355154.6394
VN | 470914768 | LINEVN0317 | 500 | 17.4607 | [5 empty] | 50 |  | LINESTRING (528074.1490751173 2280499.115455051, 528191.0078027481 2280260.4633568367, 528346.0745768335 2279948.3363229735, 528526.1613418328 2279575.805373025, 528741.5307239702 2279139.24770442, 528928.9674667777 2278756.0872103283, 529106.1276287216 2278397.369030697, 529327.4218606909 2277938.2194273486, 529480.4226781077 2277573.620176913, 529605.4971038084 2277271.590072576, 529843.1593233164 2276682.0858589625, 529919.6731878882 2276497.9458484673, 530009.3795890183 2276315.290330681, 530219.7104598869 2275867.000934978, 530398.4177208206 2275490.7582666855, 530545.5258037025 2275176.3687593723, 530662.5024490567 2274911.4393328344, 530915.8521736916 2274393.2716334127, 531090.1352056495 2274019.3080945173, 531172.4922540187 2273845.421400262, 531287.2062686192 2273602.4045988177, 531455.5666546734 2273272.114869777, 531860.269059956 2272867.7436458105, 532635.7393068465 2272118.4821522203, 532896.8067419148 2271866.2620750456, 533218.9023173997 2271546.502181814, 533515.0719901151 2271280.526427457, 533879.1003376559 2270922.802534879, 534318.8516700186 2270497.155446416, 534581.0171315221 2270242.140985961, 534870.4463568315 2269959.696219012, 535113.3603978171 2269715.5623454293, 535780.444247566 2269082.0335599454, 536169.1565863481 2268697.6057612915) | line |  | Đường dây 500kV Bắc - Nam mạch 1 | [8 empty] | 3 |  |  |  | 443 | 444 | 1 | FALSE | FALSE | 1 | TRUE | TRUE | 443 | 444 | 528074.1491 | 2280499.1155 | 536169.1566 | 2268697.6058 | 443 | 528074.1491 | 2280499.1155 | 444 | 536169.1566 | 2268697.6058
VN | 471106357 | LINEVN0318 | 500 | 22.2077 | [5 empty] | 50 |  | LINESTRING (536169.1565863481 2268697.6057612915, 536639.6610049325 2268361.5584411207, 537048.2783151572 2268065.351733214, 537467.1777616905 2267765.5362500097, 537706.3363336087 2267595.666949304, 538184.6799117529 2267255.207886757, 538644.6994863349 2266929.2844826216, 538882.4284756352 2266756.5065003415, 539216.2598946916 2266525.6964082303, 539521.5000785122 2266307.1992470464, 539810.5571754427 2266118.528100556, 540117.22960353 2265922.621161526, 540425.3569883606 2265731.8138445024, 540850.1525864815 2265466.279513574, 541153.1482922244 2265282.7548302263, 541566.966196944 2265020.8414976276, 541911.0732249591 2264809.0214813, 542252.2760400815 2264594.2904979857, 542538.4315280312 2264418.019241027, 542985.3215699304 2264135.084298962, 543269.2992943592 2263955.9089853126, 543569.4653150712 2263757.8330607093, 544055.8461308274 2263462.210880637, 544326.2966442057 2263195.2906427826, 544626.7214833417 2262903.9949780274, 544873.1730243315 2262663.5478825686, 545041.3726172019 2262495.020865714, 545423.3344563685 2262117.322202488, 546007.3243103611 2261536.952680898, 546387.1076858625 2261162.8879988086, 546699.3197812036 2260859.2869826634, 546872.6892111318 2260690.050133488, 547251.0559935777 2260313.786852669, 547569.1877699184 2260000.733286315, 547921.8234505584 2259667.3857191354, 548231.7736835817 2259663.884783598, 548557.9755470998 2259613.0912866704, 549016.142140146 2259537.1831127764, 549282.970661696 2259497.1564887934, 549442.0941226276 2259329.3537616874, 549716.9767018154 2259049.9573018113, 549973.8492922402 2258803.4809320522, 550259.3087016805 2258903.7969600367, 550836.4181380258 2259113.769242324, 551163.5612511568 2259232.805845233) | line |  | Đường dây 500kV Bắc - Nam mạch 1 | [8 empty] | 3 |  |  |  | 444 | 307 | 1 | FALSE | FALSE | 1 | TRUE | TRUE | 444 | 307 | 536169.1566 | 2268697.6058 | 551163.5613 | 2259232.8058 | 444 | 536169.1566 | 2268697.6058 | 307 | 551163.5613 | 2259232.8058
VN | 471106358 | LINEVN0319 | 500 | 61.4762 | [5 empty] | 50 |  | LINESTRING (516455.0292017759 2284079.5931439376, 516748.25454941933 2283796.0266641574, 517226.8583135441 2283389.8549776645, 517615.85597178043 2283053.0368426065, 518008.60012326617 2282724.5428360626, 518163.04274792166 2282593.8642774415, 518763.07084297633 2282084.1037290506, 518914.87596104975 2281909.5157858725, 519279.6664159737 2281500.0770016788, 519656.4411083917 2281085.2150924336, 520157.8972508923 2280509.630575278, 520308.1143886989 2280266.726512731, 520529.5910319499 2279912.632791892, 520898.2379766108 2279314.9201741247, 521045.54381375754 2279075.604809875, 521396.7260497908 2278507.1643800843, 521598.5057185668 2278182.7523018606, 521799.8774917833 2277857.3682484454, 522100.9764953069 2277368.3049756875, 522409.79007604404 2276866.3312406545, 522808.12508171273 2276221.068257227, 523182.9446421032 2275623.5580583652, 523386.7137859491 2275432.6470448733, 523693.35369493597 2275136.558727677, 523894.8965842755 2274943.5590439923, 524455.7669277145 2274408.4243443287, 524726.4453568192 2274147.130113321, 524989.8826574507 2273896.70819397, 525139.0959468752 2273756.0255460665, 525351.9094861224 2273547.8539027376, 525594.2269816248 2273311.2765198187, 526186.4445648663 2272972.216758816, 526720.5985172028 2272670.6911588754, 527132.9014122105 2272431.3046320425, 527413.1080054897 2272272.989330517, 527947.1624133429 2271970.0519807003, 528206.4977290876 2271815.942880035, 528549.3545887824 2271613.5492137554, 528772.382294782 2271484.111047495, 529271.3662395402 2271199.061702495, 529681.6923468565 2270974.9055305696, 530182.9232725258 2270680.3248149976, 530394.9184489629 2270560.6158637293, 530934.982020367 2270245.7855891064, 531580.5965519709 2270029.2749914736, 532289.2801591685 2269780.1502847513, 532898.2841671713 2269574.542814374, 533414.9731045344 2269400.8030500934, 533826.4587677293 2269272.7084853263, 534524.5914147419 2269025.126883005, 535078.6767498403 2268843.500523279, 535350.0018474987 2268688.9703377564, 535756.9793592847 2268458.997989662, 536067.1834669256 2268281.2538798423, 536346.5759006434 2268126.7453423, 536666.3415324329 2267935.1988032064, 537110.034963274 2267682.030504655, 537414.3901369243 2267512.2991638915, 538050.2594004972 2267154.708119995, 538388.4581508302 2266925.3526547085, 538784.6438859284 2266649.5218807096, 539048.7364446629 2266468.760504978, 539563.1930660544 2266107.926248999, 539825.0430192427 2265934.608412128, 540072.3083929498 2265766.2292984715, 540424.5199435228 2265521.6409082385, 540636.5779398769 2265376.4822411975, 540880.9309093757 2265207.377281164, 541281.5946504113 2264933.052845032, 541551.6344574081 2264751.624526061, 541931.7674487982 2264488.9074652535, 542274.4783487327 2264257.425309573, 542641.8559128104 2264125.04898115, 542977.7013975198 2264009.3563605472, 543116.5465516454 2263859.6724587474, 543526.4235915533 2263442.637967731, 543657.9064159913 2263312.59439737, 543979.6725830724 2262982.740833689, 544139.823572864 2262816.3535478734, 544545.7227036908 2262400.029846472, 544744.1880217803 2262156.5453410223, 545048.9449720855 2261889.305486503, 545462.3261904228 2261558.979248171, 545651.0298084964 2261409.4369571395, 545936.6861489854 2261176.3804028532, 546134.1914494763 2261026.855887094, 546392.309814664 2260817.769811751, 546715.415308883 2260553.519281203, 547331.4927021428 2260068.644832638, 547622.2813656419 2259840.7317621442, 547905.7381596823 2259614.9831689545, 548135.7991410287 2259623.6409665793, 548522.128073673 2259562.8122551274, 549262.539273099 2259441.0990515174, 549449.5838574308 2259250.058745031, 549794.6014879864 2258903.391149182, 550102.2308370523 2258607.1856701057, 550443.9349171337 2258268.024443849, 550815.0617433178 2257897.6265878435, 551200.5027499285 2257522.1774283904, 551573.1808361354 2257149.8191340743, 551844.1028846687 2256885.162843875, 552166.5469710563 2256568.3539920254, 552464.3770676999 2256272.5581943155, 552771.6169594361 2255970.5214002267, 553098.6591410602 2255649.073408249, 553365.5751182523 2255382.590862412, 553620.3439086108 2255132.4977040365, 554070.3728621178 2254694.983925723, 554200.6466615119 2254611.230782941, 554378.3902579899 2254959.029793508, 554641.9999024682 2255543.738073854, 555129.5567764788 2255626.120303661, 555494.6649865494 2255707.56653838, 555855.6310895502 2255771.897588794) | line |  | Đường dây 500kV Bắc - Nam mạch 2 | [8 empty] | 3 | 1 |  |  | 445 | 306 | 1 | FALSE | FALSE | 1 | TRUE | TRUE | 445 | 306 | 516455.0292 | 2284079.5931 | 555855.6311 | 2255771.8976 | 445 | 516455.0292 | 2284079.5931 | 306 | 555855.6311 | 2255771.8976
VN | 471118033 | LINEVN0320 | 500 | 4.3503 | [5 empty] | 50 |  | LINESTRING (532062.6861995975 2287737.872757259, 532195.2710118926 2288137.279781433, 532281.1902701266 2288419.332423883, 532485.0735490966 2289075.2358394046, 532359.1349714403 2289801.1255772905, 532288.0033417915 2290219.7669178485, 532198.00085698 2290734.5454777186, 532108.3991014753 2291265.8154158825) | line |  | Đường dây 500kV Bắc - Nam mạch 1 | [8 empty] | 3 |  |  |  | 446 | 447 | 1 | FALSE | FALSE | 1 | TRUE | TRUE | 446 | 447 | 532062.6862 | 2287737.8728 | 532108.3991 | 2291265.8154 | 446 | 532062.6862 | 2287737.8728 | 447 | 532108.3991 | 2291265.8154
VN | 476096975 | LINEVN0321a | 220 | 24.9545 | [5 empty] | 50 | 6 cables - 2 systems | LINESTRING (757934.0393664163 1702086.6089894443, 757901.4685424343 1702203.7720255533, 757504.1645850722 1702465.7554796773, 757142.5788544407 1702962.1724700867, 757082.5865371483 1703046.9821783113, 756894.490584153 1703303.5137393954, 756855.3266292019 1703406.5888035593, 756570.2547058346 1704161.9248739, 756483.3916040924 1704285.903893835, 756331.546012349 1704504.6573549095, 755850.2520675979 1705203.5344072643, 755761.0613487044 1705350.2501739943, 755683.2349785967 1705719.2319359537, 755553.9363082778 1706368.1481449401, 755461.1561266929 1706839.9973973467, 755252.8881611952 1707441.0686040758, 755100.8857911051 1707851.5530829332, 754865.5770815389 1708503.8262543494, 754782.419443694 1708731.877952531, 754619.7953320323 1709062.0851448192, 754409.9585685143 1709495.9447118132, 754207.1957728107 1709914.9934039733, 754047.9295328936 1710255.523802877, 753910.6703663717 1710533.3397691953, 753799.2390911473 1710767.92283181, 753660.1498326889 1711055.4391061591, 753539.938250377 1711301.94849649, 753548.8367489886 1711540.147983712, 753532.884173461 1711931.1551460014, 753526.0470770104 1712285.96296324, 753522.6636680835 1712726.7814865622, 753526.3097635106 1712927.9373128242, 753547.1649902889 1713297.6080458008, 753605.0131705056 1714103.406666125, 753626.9318914792 1714376.1574597203, 753645.374332719 1714632.1094698082, 753592.5558919379 1714975.9715639395, 753514.13349306 1715539.0663439736, 753462.3242358817 1715915.1876258014, 753439.5895478862 1716134.0977176258, 753363.2867406704 1716585.1278939182, 752739.7316119642 1716930.1507781798, 752283.2382683674 1717182.6264154306, 751844.6172394392 1717537.7170947366, 751940.3795482421 1717783.10095752, 752047.3310530954 1718006.2796490414, 752629.1467663941 1718293.0462371462, 752970.4423457955 1718461.6010175566, 753452.6622714595 1718694.6538743458, 753654.155996413 1718799.8697705748, 753879.8367459932 1718905.3554770402, 754212.0356550837 1719062.3729254203, 754588.3906549114 1719182.1356481637) | line | [10 empty] | 6 | 2 |  |  | 448 | 449 | 1 | FALSE | FALSE | 2 | FALSE | TRUE |  | 449 |  |  | 754588.3907 | 1719182.1356 | 448 | 757934.0394 | 1702086.609 | 449 | 754588.3907 | 1719182.1356
VN | 476096975 | LINEVN0321b | 220 | 24.9545 | [5 empty] | 50 | 6 cables - 2 systems | LINESTRING (757934.0393664163 1702086.6089894443, 757901.4685424343 1702203.7720255533, 757504.1645850722 1702465.7554796773, 757142.5788544407 1702962.1724700867, 757082.5865371483 1703046.9821783113, 756894.490584153 1703303.5137393954, 756855.3266292019 1703406.5888035593, 756570.2547058346 1704161.9248739, 756483.3916040924 1704285.903893835, 756331.546012349 1704504.6573549095, 755850.2520675979 1705203.5344072643, 755761.0613487044 1705350.2501739943, 755683.2349785967 1705719.2319359537, 755553.9363082778 1706368.1481449401, 755461.1561266929 1706839.9973973467, 755252.8881611952 1707441.0686040758, 755100.8857911051 1707851.5530829332, 754865.5770815389 1708503.8262543494, 754782.419443694 1708731.877952531, 754619.7953320323 1709062.0851448192, 754409.9585685143 1709495.9447118132, 754207.1957728107 1709914.9934039733, 754047.9295328936 1710255.523802877, 753910.6703663717 1710533.3397691953, 753799.2390911473 1710767.92283181, 753660.1498326889 1711055.4391061591, 753539.938250377 1711301.94849649, 753548.8367489886 1711540.147983712, 753532.884173461 1711931.1551460014, 753526.0470770104 1712285.96296324, 753522.6636680835 1712726.7814865622, 753526.3097635106 1712927.9373128242, 753547.1649902889 1713297.6080458008, 753605.0131705056 1714103.406666125, 753626.9318914792 1714376.1574597203, 753645.374332719 1714632.1094698082, 753592.5558919379 1714975.9715639395, 753514.13349306 1715539.0663439736, 753462.3242358817 1715915.1876258014, 753439.5895478862 1716134.0977176258, 753363.2867406704 1716585.1278939182, 752739.7316119642 1716930.1507781798, 752283.2382683674 1717182.6264154306, 751844.6172394392 1717537.7170947366, 751940.3795482421 1717783.10095752, 752047.3310530954 1718006.2796490414, 752629.1467663941 1718293.0462371462, 752970.4423457955 1718461.6010175566, 753452.6622714595 1718694.6538743458, 753654.155996413 1718799.8697705748, 753879.8367459932 1718905.3554770402, 754212.0356550837 1719062.3729254203, 754588.3906549114 1719182.1356481637) | line | [10 empty] | 6 | 2 |  |  | 448 | 449 | 1 | FALSE | FALSE | 2 | FALSE | TRUE |  | 449 |  |  | 754588.3907 | 1719182.1356 | 448 | 757934.0394 | 1702086.609 | 449 | 754588.3907 | 1719182.1356
VN | 477535150 | LINEVN0322a | 220 | 106.604 | [5 empty] | 50 | 6 cables - 2 systems | LINESTRING (445766.0256501027 2137945.980026931, 445782.8590860853 2137923.2452603322, 445891.5033039424 2137792.4134787554, 446150.94480073726 2137347.8673276743, 446461.744627758 2137213.077703619, 446858.6536767412 2137041.6247831546, 446896.20642003004 2136681.329692154, 446665.43846330506 2136489.1756982035, 446404.88738243084 2136276.928592589, 445398.31402814545 2135965.104969503, 444882.8267747491 2135805.4772922387, 444538.3416031736 2135681.0618795524, 443918.5636693142 2135461.5047169942, 443772.43778658303 2135270.2212504284, 443577.0742342064 2135016.6259239763, 443295.9799577037 2134653.074570943, 443080.8833764425 2134376.0866468414, 442589.87908456277 2133648.667595555, 442293.9656783037 2133203.6239465475, 442331.55358240346 2133012.456672755, 442175.87283769104 2132178.8112602355, 442184.43511521874 2131366.456384473, 442187.79560257896 2130871.8125033686, 442425.44367259304 2130656.0228598365, 442788.44009031705 2130335.1956567992, 443044.91194310976 2130102.270322665, 443466.1110221898 2129721.4442719966, 443698.08286494046 2129512.539485002, 444151.3009385838 2129108.161471944, 444358.04074044933 2129101.433139331, 445217.149843986 2129078.3861016245, 445643.3335291731 2128884.0519222333, 446459.710476605 2128513.1692293035, 446750.9441014351 2128380.339419345, 447179.27732543147 2128184.2100258595, 447461.2123555924 2128052.4035812407, 447780.17192311777 2127903.8089854955, 447924.7818885878 2127783.3909992008, 448456.1620737326 2127352.798187369, 448655.16442409577 2127192.375130924, 449002.51411218516 2126903.744825751, 449319.1301926901 2126652.7296124003, 449522.5554498807 2126409.933050186, 449815.630025832 2126058.5509687117, 449973.4236686699 2125871.3340611667, 450376.2159303445 2125397.6655470734, 450541.11519199534 2125206.1523576397, 450853.4079053325 2125170.0010016295, 451057.2548898441 2125145.7081541484, 451344.91459772695 2124881.8498148737, 451607.0479051149 2124641.245761128, 451963.6867392073 2124311.276763989, 452201.93434325344 2124091.7576204804, 452605.69010465645 2123725.495111679, 452851.824966418 2123537.932349257, 453487.6490348933 2123067.810092299, 453640.96780234796 2122952.5077030538, 453913.61670250806 2122748.6045809807, 454463.78371255565 2122338.4309742874, 454783.73785861547 2122100.010691876, 455009.06424046075 2121936.320039298, 455490.2481913828 2121573.763006343, 455768.4177156902 2121362.08532612, 456190.9376458612 2121164.2190329055, 456403.18941972865 2121067.566719547, 456733.49611472385 2120923.5440890417, 456990.4159485295 2120840.1712908265, 457223.3920002001 2120767.801552494, 457397.25744037225 2120712.236363749, 457641.5114066086 2120636.968847658, 457895.3510376508 2120559.5027641957, 458117.84614204324 2120489.403813382, 458352.3081916799 2120419.4242700306, 458694.36526145844 2120313.110263944, 459113.43527347164 2120123.2985281437, 459474.2652872498 2119962.4943649587, 459686.5503821355 2119867.1421953226, 460060.2862584091 2119699.095856058, 460458.0294237252 2119514.474099197, 460871.80726947874 2119503.5729642217, 461145.7681713702 2119495.344684556, 461328.5805303628 2119488.1644123993, 461676.343481593 2119434.587290832, 461792.5032882087 2119416.7624227046, 462464.6183880641 2119308.8394301822, 462687.1062901808 2119188.6824032157, 462969.6668094966 2119031.3937771535, 463126.9824798503 2118933.6591350655, 463655.34297928173 2118635.5826634103, 463793.6618422862 2118557.653924084, 464403.1875718474 2118214.9908403424, 465081.2752678355 2117949.585545172, 465779.1067866859 2117677.164670093, 466129.87384819426 2117539.9816601286, 466432.5887029486 2117350.732188752, 466962.265706694 2117028.606594409, 467506.6152886594 2116691.6102844905, 467839.37534686865 2116486.630131395, 468208.46466815344 2116262.52811379, 468619.03251371934 2116009.4718746995, 469132.0217073342 2115693.303497979, 469460.5889633057 2115494.0922292005, 469741.678202504 2115319.640174274, 470110.57186569914 2115095.55553133, 470431.41029517236 2114897.0827817693, 470782.7546510705 2114989.3349752813, 471406.5765415616 2115160.3718176237, 471704.91815532674 2115089.957019536, 472159.474439841 2114979.9072826286, 472397.19168567914 2114924.168358532, 472615.4576999795 2114871.1281604604, 472977.53180587123 2114786.4650525167, 473459.6068451605 2114670.2329921196, 473650.7952637311 2114623.4185592933, 473777.95226696285 2114478.4066170845, 474104.6723102715 2114112.0011602384, 474269.7025865687 2113916.317040447, 474444.0397990901 2113709.6118626804, 474812.91012980655 2113303.9688592865, 475191.1290499341 2113235.8700876627, 475539.11002495844 2113174.7570450776, 476070.9144927898 2112803.679293788, 476296.54670606833 2112644.239589674, 476573.34812820185 2112454.5965179214, 476923.73016830493 2112212.693956032, 477111.18941429537 2112083.3095348245, 477678.0739440809 2111686.067130924, 477917.9707714927 2111521.9942888203, 477907.59247347235 2111095.4301107647, 477901.78877517977 2110966.2868060847, 478487.18076033646 2110419.947868641, 478862.0371763968 2110063.034693952, 479337.54490250215 2109614.4318487113, 479414.9203698474 2109539.4578030915, 479554.37562699575 2109473.8092931383, 479779.00753390446 2109364.1736657354, 480427.6826622745 2109056.8978505284, 480702.3768387499 2108923.2318114648, 481224.01515011187 2108668.1560650724, 481622.9717016206 2108473.0782328798, 481724.77181321156 2108124.4545464953, 481784.68323996087 2107927.4842111045, 481906.475592161 2107520.9062248557, 482321.94737448095 2107146.1560531394, 482653.617306249 2107227.190562623, 482931.5098616326 2107297.0608503725, 483121.05533292564 2107346.678598741, 483662.71453251387 2107477.9188358895, 484117.365179979 2107179.7991132536, 484096.2213219277 2106598.2802316817, 484092.5239085879 2106410.069818063, 484046.6646136042 2105904.6990386005, 484029.6671447131 2105741.5843118853, 483991.95759309625 2105343.2373860525, 483960.15059534763 2104994.400819724, 483934.16127860907 2104596.763328937, 483906.88632901874 2104403.7716587815, 483816.3916715063 2104154.858180064, 483653.11835473764 2103742.3933980106, 483521.3482129277 2103403.837389306, 483617.20002338075 2103086.5452327244, 483863.62820723635 2102934.3973075855, 484105.0453483607 2102934.8854253567, 484292.6863175022 2102936.1304162443, 484657.8031704168 2102939.8959236527, 484887.0535751346 2102900.4934700686, 485189.81442227314 2102848.277127347, 485586.9205879406 2102778.509591403, 485697.271355454 2102761.030051887, 486048.0280809787 2102614.0204981207, 486400.830362273 2102464.7699906137, 486699.31664058095 2102335.9023667444, 487019.26176574914 2102201.0606015655, 487343.9969123484 2102061.5849814, 487656.2587040006 2101927.6779583516, 487808.94465057517 2101892.866458007, 488194.1629948451 2101800.1260278216, 488299.7698043175 2101773.768994526, 488500.49721086427 2101577.928891132, 488746.6573732031 2101336.598078801, 488902.38423134835 2101183.7102356465, 489409.5342096564 2100689.679870942, 489613.80852049927 2100489.346776268, 489787.0780400386 2100362.4147475422, 490148.9936038119 2100093.1010126257, 490281.48346666165 2099984.85064448, 490342.3107900523 2099945.5277940403, 490490.97552015673 2099170.7725083055, 490543.80921180075 2098972.1991778, 490689.1070605054 2098482.398923768, 491073.26997516654 2098294.5958664836, 491299.45190700825 2098183.066218682, 491526.2571420524 2098070.4989810516, 491929.56972765067 2097871.750963154, 492334.2379825777 2097672.103917832, 492744.1982444781 2097469.443024823, 493059.7367529658 2097314.1834611003, 493292.930899878 2097198.3272528183, 493614.8257029177 2097040.8951502515, 493777.23245808424 2096960.0784178604, 494144.0264458208 2096777.6674378144, 494447.8832858955 2096626.9940185873, 494838.13162224466 2096432.020312135, 494899.6676251865 2096365.6923438204, 495146.1722321803 2096093.7104367616, 495419.1552644801 2095796.1879486302, 495776.69667458144 2095402.2321546115, 496231.4532934674 2095281.7169481467, 496468.93520126585 2095219.4201652685, 497393.9264344628 2094969.0276908895, 497819.4048514097 2094859.2219581301, 498069.12845762016 2094970.560695276, 498423.2615232164 2095126.6614921393, 498895.3487528225 2095331.2583374511, 499156.5542724461 2095168.7149783024, 499401.09844167775 2095017.550378087, 499724.42965940223 2094816.7071152274, 500026.0264665582 2094629.755690285, 500227.2382778828 2094504.2168409757, 500428.7265418563 2094379.155974284, 500773.90663647506 2094165.4080348206, 501125.1594956067 2093948.646249403, 501470.6930039976 2093728.8700251896, 501809.8950013314 2093520.817165144, 502492.9404940469 2093132.1822492117, 502847.56461411505 2092955.7070003445, 503209.80857864645 2092777.8567607114, 503420.51372541604 2092673.1780550801, 503622.1120653365 2092573.7003726882) | line | [10 empty] | 6 | 2 |  |  | 450 | 451 | 1 | FALSE | FALSE | 2 | FALSE | FALSE | [6 empty] | 450 | 445766.0257 | 2137945.98 | 451 | 503622.1121 | 2092573.7004
VN | 477535150 | LINEVN0322b | 220 | 106.604 | [5 empty] | 50 | 6 cables - 2 systems | LINESTRING (445766.0256501027 2137945.980026931, 445782.8590860853 2137923.2452603322, 445891.5033039424 2137792.4134787554, 446150.94480073726 2137347.8673276743, 446461.744627758 2137213.077703619, 446858.6536767412 2137041.6247831546, 446896.20642003004 2136681.329692154, 446665.43846330506 2136489.1756982035, 446404.88738243084 2136276.928592589, 445398.31402814545 2135965.104969503, 444882.8267747491 2135805.4772922387, 444538.3416031736 2135681.0618795524, 443918.5636693142 2135461.5047169942, 443772.43778658303 2135270.2212504284, 443577.0742342064 2135016.6259239763, 443295.9799577037 2134653.074570943, 443080.8833764425 2134376.0866468414, 442589.87908456277 2133648.667595555, 442293.9656783037 2133203.6239465475, 442331.55358240346 2133012.456672755, 442175.87283769104 2132178.8112602355, 442184.43511521874 2131366.456384473, 442187.79560257896 2130871.8125033686, 442425.44367259304 2130656.0228598365, 442788.44009031705 2130335.1956567992, 443044.91194310976 2130102.270322665, 443466.1110221898 2129721.4442719966, 443698.08286494046 2129512.539485002, 444151.3009385838 2129108.161471944, 444358.04074044933 2129101.433139331, 445217.149843986 2129078.3861016245, 445643.3335291731 2128884.0519222333, 446459.710476605 2128513.1692293035, 446750.9441014351 2128380.339419345, 447179.27732543147 2128184.2100258595, 447461.2123555924 2128052.4035812407, 447780.17192311777 2127903.8089854955, 447924.7818885878 2127783.3909992008, 448456.1620737326 2127352.798187369, 448655.16442409577 2127192.375130924, 449002.51411218516 2126903.744825751, 449319.1301926901 2126652.7296124003, 449522.5554498807 2126409.933050186, 449815.630025832 2126058.5509687117, 449973.4236686699 2125871.3340611667, 450376.2159303445 2125397.6655470734, 450541.11519199534 2125206.1523576397, 450853.4079053325 2125170.0010016295, 451057.2548898441 2125145.7081541484, 451344.91459772695 2124881.8498148737, 451607.0479051149 2124641.245761128, 451963.6867392073 2124311.276763989, 452201.93434325344 2124091.7576204804, 452605.69010465645 2123725.495111679, 452851.824966418 2123537.932349257, 453487.6490348933 2123067.810092299, 453640.96780234796 2122952.5077030538, 453913.61670250806 2122748.6045809807, 454463.78371255565 2122338.4309742874, 454783.73785861547 2122100.010691876, 455009.06424046075 2121936.320039298, 455490.2481913828 2121573.763006343, 455768.4177156902 2121362.08532612, 456190.9376458612 2121164.2190329055, 456403.18941972865 2121067.566719547, 456733.49611472385 2120923.5440890417, 456990.4159485295 2120840.1712908265, 457223.3920002001 2120767.801552494, 457397.25744037225 2120712.236363749, 457641.5114066086 2120636.968847658, 457895.3510376508 2120559.5027641957, 458117.84614204324 2120489.403813382, 458352.3081916799 2120419.4242700306, 458694.36526145844 2120313.110263944, 459113.43527347164 2120123.2985281437, 459474.2652872498 2119962.4943649587, 459686.5503821355 2119867.1421953226, 460060.2862584091 2119699.095856058, 460458.0294237252 2119514.474099197, 460871.80726947874 2119503.5729642217, 461145.7681713702 2119495.344684556, 461328.5805303628 2119488.1644123993, 461676.343481593 2119434.587290832, 461792.5032882087 2119416.7624227046, 462464.6183880641 2119308.8394301822, 462687.1062901808 2119188.6824032157, 462969.6668094966 2119031.3937771535, 463126.9824798503 2118933.6591350655, 463655.34297928173 2118635.5826634103, 463793.6618422862 2118557.653924084, 464403.1875718474 2118214.9908403424, 465081.2752678355 2117949.585545172, 465779.1067866859 2117677.164670093, 466129.87384819426 2117539.9816601286, 466432.5887029486 2117350.732188752, 466962.265706694 2117028.606594409, 467506.6152886594 2116691.6102844905, 467839.37534686865 2116486.630131395, 468208.46466815344 2116262.52811379, 468619.03251371934 2116009.4718746995, 469132.0217073342 2115693.303497979, 469460.5889633057 2115494.0922292005, 469741.678202504 2115319.640174274, 470110.57186569914 2115095.55553133, 470431.41029517236 2114897.0827817693, 470782.7546510705 2114989.3349752813, 471406.5765415616 2115160.3718176237, 471704.91815532674 2115089.957019536, 472159.474439841 2114979.9072826286, 472397.19168567914 2114924.168358532, 472615.4576999795 2114871.1281604604, 472977.53180587123 2114786.4650525167, 473459.6068451605 2114670.2329921196, 473650.7952637311 2114623.4185592933, 473777.95226696285 2114478.4066170845, 474104.6723102715 2114112.0011602384, 474269.7025865687 2113916.317040447, 474444.0397990901 2113709.6118626804, 474812.91012980655 2113303.9688592865, 475191.1290499341 2113235.8700876627, 475539.11002495844 2113174.7570450776, 476070.9144927898 2112803.679293788, 476296.54670606833 2112644.239589674, 476573.34812820185 2112454.5965179214, 476923.73016830493 2112212.693956032, 477111.18941429537 2112083.3095348245, 477678.0739440809 2111686.067130924, 477917.9707714927 2111521.9942888203, 477907.59247347235 2111095.4301107647, 477901.78877517977 2110966.2868060847, 478487.18076033646 2110419.947868641, 478862.0371763968 2110063.034693952, 479337.54490250215 2109614.4318487113, 479414.9203698474 2109539.4578030915, 479554.37562699575 2109473.8092931383, 479779.00753390446 2109364.1736657354, 480427.6826622745 2109056.8978505284, 480702.3768387499 2108923.2318114648, 481224.01515011187 2108668.1560650724, 481622.9717016206 2108473.0782328798, 481724.77181321156 2108124.4545464953, 481784.68323996087 2107927.4842111045, 481906.475592161 2107520.9062248557, 482321.94737448095 2107146.1560531394, 482653.617306249 2107227.190562623, 482931.5098616326 2107297.0608503725, 483121.05533292564 2107346.678598741, 483662.71453251387 2107477.9188358895, 484117.365179979 2107179.7991132536, 484096.2213219277 2106598.2802316817, 484092.5239085879 2106410.069818063, 484046.6646136042 2105904.6990386005, 484029.6671447131 2105741.5843118853, 483991.95759309625 2105343.2373860525, 483960.15059534763 2104994.400819724, 483934.16127860907 2104596.763328937, 483906.88632901874 2104403.7716587815, 483816.3916715063 2104154.858180064, 483653.11835473764 2103742.3933980106, 483521.3482129277 2103403.837389306, 483617.20002338075 2103086.5452327244, 483863.62820723635 2102934.3973075855, 484105.0453483607 2102934.8854253567, 484292.6863175022 2102936.1304162443, 484657.8031704168 2102939.8959236527, 484887.0535751346 2102900.4934700686, 485189.81442227314 2102848.277127347, 485586.9205879406 2102778.509591403, 485697.271355454 2102761.030051887, 486048.0280809787 2102614.0204981207, 486400.830362273 2102464.7699906137, 486699.31664058095 2102335.9023667444, 487019.26176574914 2102201.0606015655, 487343.9969123484 2102061.5849814, 487656.2587040006 2101927.6779583516, 487808.94465057517 2101892.866458007, 488194.1629948451 2101800.1260278216, 488299.7698043175 2101773.768994526, 488500.49721086427 2101577.928891132, 488746.6573732031 2101336.598078801, 488902.38423134835 2101183.7102356465, 489409.5342096564 2100689.679870942, 489613.80852049927 2100489.346776268, 489787.0780400386 2100362.4147475422, 490148.9936038119 2100093.1010126257, 490281.48346666165 2099984.85064448, 490342.3107900523 2099945.5277940403, 490490.97552015673 2099170.7725083055, 490543.80921180075 2098972.1991778, 490689.1070605054 2098482.398923768, 491073.26997516654 2098294.5958664836, 491299.45190700825 2098183.066218682, 491526.2571420524 2098070.4989810516, 491929.56972765067 2097871.750963154, 492334.2379825777 2097672.103917832, 492744.1982444781 2097469.443024823, 493059.7367529658 2097314.1834611003, 493292.930899878 2097198.3272528183, 493614.8257029177 2097040.8951502515, 493777.23245808424 2096960.0784178604, 494144.0264458208 2096777.6674378144, 494447.8832858955 2096626.9940185873, 494838.13162224466 2096432.020312135, 494899.6676251865 2096365.6923438204, 495146.1722321803 2096093.7104367616, 495419.1552644801 2095796.1879486302, 495776.69667458144 2095402.2321546115, 496231.4532934674 2095281.7169481467, 496468.93520126585 2095219.4201652685, 497393.9264344628 2094969.0276908895, 497819.4048514097 2094859.2219581301, 498069.12845762016 2094970.560695276, 498423.2615232164 2095126.6614921393, 498895.3487528225 2095331.2583374511, 499156.5542724461 2095168.7149783024, 499401.09844167775 2095017.550378087, 499724.42965940223 2094816.7071152274, 500026.0264665582 2094629.755690285, 500227.2382778828 2094504.2168409757, 500428.7265418563 2094379.155974284, 500773.90663647506 2094165.4080348206, 501125.1594956067 2093948.646249403, 501470.6930039976 2093728.8700251896, 501809.8950013314 2093520.817165144, 502492.9404940469 2093132.1822492117, 502847.56461411505 2092955.7070003445, 503209.80857864645 2092777.8567607114, 503420.51372541604 2092673.1780550801, 503622.1120653365 2092573.7003726882) | line | [10 empty] | 6 | 2 |  |  | 450 | 451 | 1 | FALSE | FALSE | 2 | FALSE | FALSE | [6 empty] | 450 | 445766.0257 | 2137945.98 | 451 | 503622.1121 | 2092573.7004
VN | 477695790 | LINEVN0323a | 110 | 17.5706 | [5 empty] | 50 | 6 cables - 2 systems | LINESTRING (570779.0005102655 2196421.804937082, 570782.6364952789 2196387.1589106894, 570893.8967837661 2196352.6016542157, 571132.8889382482 2196278.2214500885, 571250.1005805812 2196242.9931748156, 571430.4809738641 2196187.0387987513, 571609.611470697 2196351.7827682667, 571599.2672643526 2196633.0543703837, 571452.186074382 2196932.087242975, 571330.386320441 2197178.712288844, 571221.0526150196 2197401.052919486, 571169.3170452178 2197508.63310776, 571096.3122131363 2197664.4999386696, 570937.4236953554 2197980.144505051, 570617.342268584 2198642.016566235, 570476.906067857 2198931.4888633825, 570501.5239493276 2199212.812427891, 570529.6065506749 2199507.064758222, 570562.0552083909 2199787.7670354904, 570592.159756098 2200073.2076880187, 570619.7466159037 2200330.971805912, 570648.4524539281 2200599.2095993245, 570674.1350050914 2200853.679565466, 570702.8156691439 2201127.6943423515, 570735.5609566948 2201434.505044637, 570767.6685471145 2201740.78218094, 570788.6718294336 2201939.7124526617, 570787.4734232696 2202180.496198363, 570786.8707020262 2202473.5392250773, 570786.186411851 2202703.5462261904, 570785.1829996601 2202953.018283867, 570784.1579971146 2203220.838874607, 570783.6131530333 2203457.7300878093, 570773.7087339673 2203775.979181229, 570591.8273078533 2203936.1800719462, 570383.1499985047 2204121.651406057, 570142.7782712113 2204335.61709013, 569954.942444956 2204501.245314153, 569730.6135515722 2204699.510180334, 569509.9056482398 2204896.4087569383, 569298.6809108858 2205083.4980188115, 569101.8476312933 2205257.8974692896, 568889.583825227 2205445.319335048, 568762.4612741866 2205559.062710478, 568687.1547337134 2205623.751683726, 568689.5871257082 2205895.6691444744, 568695.966655262 2206169.6826498634, 568700.2009367786 2206430.2418445023, 568707.306750755 2206638.787904413, 568604.2919510871 2206758.0602854476, 568427.8239114129 2206946.423884989, 568247.1600769467 2207135.7024610634, 568108.721023293 2207284.6093120603, 567905.5789111569 2207503.329929321, 567573.252582417 2207832.5426635817, 567169.0610833479 2208185.1024870137) | line | [10 empty] | 6 | 2 |  |  | 452 | 453 | 1 | FALSE | FALSE | 2 | FALSE | TRUE |  | 453 |  |  | 567169.0611 | 2208185.1025 | 452 | 570779.0005 | 2196421.8049 | 453 | 567169.0611 | 2208185.1025
VN | 477695790 | LINEVN0323b | 110 | 17.5706 | [5 empty] | 50 | 6 cables - 2 systems | LINESTRING (570779.0005102655 2196421.804937082, 570782.6364952789 2196387.1589106894, 570893.8967837661 2196352.6016542157, 571132.8889382482 2196278.2214500885, 571250.1005805812 2196242.9931748156, 571430.4809738641 2196187.0387987513, 571609.611470697 2196351.7827682667, 571599.2672643526 2196633.0543703837, 571452.186074382 2196932.087242975, 571330.386320441 2197178.712288844, 571221.0526150196 2197401.052919486, 571169.3170452178 2197508.63310776, 571096.3122131363 2197664.4999386696, 570937.4236953554 2197980.144505051, 570617.342268584 2198642.016566235, 570476.906067857 2198931.4888633825, 570501.5239493276 2199212.812427891, 570529.6065506749 2199507.064758222, 570562.0552083909 2199787.7670354904, 570592.159756098 2200073.2076880187, 570619.7466159037 2200330.971805912, 570648.4524539281 2200599.2095993245, 570674.1350050914 2200853.679565466, 570702.8156691439 2201127.6943423515, 570735.5609566948 2201434.505044637, 570767.6685471145 2201740.78218094, 570788.6718294336 2201939.7124526617, 570787.4734232696 2202180.496198363, 570786.8707020262 2202473.5392250773, 570786.186411851 2202703.5462261904, 570785.1829996601 2202953.018283867, 570784.1579971146 2203220.838874607, 570783.6131530333 2203457.7300878093, 570773.7087339673 2203775.979181229, 570591.8273078533 2203936.1800719462, 570383.1499985047 2204121.651406057, 570142.7782712113 2204335.61709013, 569954.942444956 2204501.245314153, 569730.6135515722 2204699.510180334, 569509.9056482398 2204896.4087569383, 569298.6809108858 2205083.4980188115, 569101.8476312933 2205257.8974692896, 568889.583825227 2205445.319335048, 568762.4612741866 2205559.062710478, 568687.1547337134 2205623.751683726, 568689.5871257082 2205895.6691444744, 568695.966655262 2206169.6826498634, 568700.2009367786 2206430.2418445023, 568707.306750755 2206638.787904413, 568604.2919510871 2206758.0602854476, 568427.8239114129 2206946.423884989, 568247.1600769467 2207135.7024610634, 568108.721023293 2207284.6093120603, 567905.5789111569 2207503.329929321, 567573.252582417 2207832.5426635817, 567169.0610833479 2208185.1024870137) | line | [10 empty] | 6 | 2 |  |  | 452 | 453 | 1 | FALSE | FALSE | 2 | FALSE | TRUE |  | 453 |  |  | 567169.0611 | 2208185.1025 | 452 | 570779.0005 | 2196421.8049 | 453 | 567169.0611 | 2208185.1025
VN | 477695795 | LINEVN0324 | 220 | 37.1259 | [5 empty] | 50 |  | LINESTRING (571558.3410851706 2197621.592142662, 571747.7081659525 2197867.9409782924, 572210.9224523387 2198411.930987237, 572722.1882067465 2199009.9941017493, 572965.655959422 2199208.617701357, 573291.9519060284 2199476.2579028644, 573656.5699279814 2199774.7637180346, 573964.6590751322 2200025.5861870707, 574293.7150397623 2200296.876654368, 574656.3468043695 2200591.7553018634, 574928.5970695845 2200813.128212195, 575245.8838701639 2201073.486943552, 575605.3925366077 2201369.192130126, 575942.5334972221 2201642.487017071, 576257.4027092176 2201900.7521819877, 576517.1476569979 2202114.682519989, 576687.9205596371 2202354.313610231, 576905.8733665725 2202653.747466767, 577134.402038729 2202974.2909102105, 577355.9510154519 2203280.6968428446, 577553.5093427404 2203554.9395431774, 577679.9517350444 2203924.7094715857, 577831.909353025 2204359.5117287682, 577968.7004521966 2204741.0611695754, 578101.1360202254 2205114.5802849988, 578222.6578827462 2205467.6448589885, 578376.7940474983 2205898.0586138438, 578508.5623985244 2206283.3098402424, 578622.7624587658 2206606.088601166, 578780.6138445637 2207050.4238325213, 578924.7178003336 2207459.816270792, 579033.9145037585 2207767.7686493094, 579220.9616431439 2208018.868152923, 579569.2878098018 2208477.5746835168, 579729.8252400678 2208692.1499300324, 579861.1056644679 2208982.1920473897, 579978.2235007917 2209240.4971821723, 580126.0700217474 2209557.6649822346, 580344.3779284876 2210052.582824338, 580168.0762313486 2210365.956465085, 579989.3061919793 2210687.399364938, 579802.9812913192 2211019.7437155787, 579984.2284808891 2211369.1245475877, 580188.4095246863 2211757.5020272825, 580397.4383624897 2212158.875174998, 580604.408696401 2212548.5108475816, 580778.0918393075 2212881.91929206, 581052.1331493158 2213051.2383664576, 581413.9766196399 2213272.0112095247, 581776.8333955936 2213493.4053629846, 582142.2994065161 2213714.1335373656, 582466.5641423992 2213908.2474094154, 582760.7289994293 2214091.1360360878, 583038.5342605822 2214579.19393329, 583566.9789098034 2215013.9913070127, 583850.5555046427 2215261.182326956, 584146.7269518794 2215510.6744871656, 584438.4341227479 2215753.731569269, 584524.0667118729 2216029.9498113026, 584628.0656406533 2216365.931697083, 584731.2402115591 2216696.3326336197, 584837.2861081052 2217041.9325564117, 584957.7998497502 2217437.3728801315, 585198.4594610862 2218218.615859008, 585310.8218293595 2218585.831833622, 585414.1690802503 2218905.1833371664, 585717.7311870459 2218975.9517114754, 585881.9013364352 2219013.844708803, 586404.8357900423 2219134.368302349, 586607.2813788147 2219367.296631201, 586889.8792111608 2219689.4411613517, 587292.018428042 2220253.9087376585, 587777.543420844 2220913.343254153, 587961.7398115066 2221371.361926571, 587907.317095223 2221680.3966895184, 587920.3157862338 2221717.2721037734) | line | [14 empty] | 454 | 455 | 1 | FALSE | FALSE | 1 | TRUE | FALSE | 454 |  | 571558.3411 | 2197621.5921 |  |  | 454 | 571558.3411 | 2197621.5921 | 455 | 587920.3158 | 2221717.2721
VN | 477721536 | LINEVN0325a | 110 | 19.9909 | [5 empty] | 50 | 6 cables - 2 systems | LINESTRING (570741.34097919 2196410.8197922017, 570742.054160011 2196373.937662129, 570694.2892228105 2196164.5654535913, 570644.5332383836 2195923.8891602247, 570589.9472050506 2195665.2659289613, 570532.7463163885 2195387.1332218824, 570488.4321961601 2195138.15736926, 570445.3440558154 2194888.622226973, 570402.967088134 2194649.4816437275, 570603.4570019423 2194545.8794817384, 570873.9873119578 2194407.147217314, 571089.4941831495 2194296.9596117428, 571336.0501570744 2194171.716481614, 571578.6618902879 2194046.471776809, 571798.9901760033 2193932.272768109, 572040.8371718158 2193811.32493986, 572283.9233282569 2193685.2394117014, 572543.1449854025 2193555.3832040215, 572797.9038181046 2193480.30311414, 572942.5943286214 2193437.7285836465, 573128.786720302 2193382.4895350565, 573291.1103047786 2193335.774355658, 573538.4197022903 2193263.1970377355, 573771.2008343326 2193196.9258080255, 574024.5510463519 2193123.2515605264, 574232.8280441285 2193015.206747985, 574463.1131426493 2192894.054446967, 574668.1930708669 2192785.5363294, 574898.0170090795 2192663.446886267, 575125.1816687569 2192546.8712946856, 575290.2190401204 2192463.665569832, 575430.052599206 2192333.1766620334, 575595.3180824578 2192182.700387592, 575775.5557536787 2192021.643557271, 575949.3648357771 2191863.349672885, 576148.834400327 2191690.925000387, 576323.8621346155 2191620.7195115197, 576615.9968450924 2191496.529965368, 576980.439011712 2191373.589054051, 577337.7241661798 2191288.6493617436, 577611.7635572323 2191142.894158532, 577851.9087366349 2191015.1765468926, 578077.7842303991 2190896.39636955, 578243.226610904 2190806.567903183, 578384.1134794726 2190732.402261934, 578656.5348973814 2190587.0428200406, 578762.109010045 2190531.2710595, 578879.0286709032 2190470.459750603, 578949.3947688175 2190359.6855682675, 579010.548258431 2190248.062666708, 579027.0286052232 2190162.557224125, 579160.5584983232 2189828.739287319, 579229.5810869823 2189653.9501893087, 579307.5101387901 2189455.374553228, 579374.9278864757 2189291.047910194, 579414.9870846111 2189182.69607347, 579480.9076533734 2189025.6449928023, 579557.9880794977 2188832.9540566327, 579616.5492468942 2188682.421899301, 579686.208301391 2188510.0941037894, 579746.2517926712 2188358.8386001308, 579802.9197325207 2188219.984947103, 579882.006078241 2188104.361912238, 580018.3047350973 2187899.5450164545, 580130.4349095759 2187732.733643289, 580189.8675739936 2187646.106414461, 580207.1407424674 2187620.919207987, 580226.4180630771 2187409.7758645182, 580244.1598758964 2187213.9308962235, 580264.177178575 2186999.1500436887, 580283.373138601 2186806.2112233113, 580298.0903607463 2186630.7265160712, 580311.1828295505 2186490.205302012, 580327.5039181069 2186333.109723649, 580495.3119704939 2186163.2325353967, 580632.2668391401 2186021.569549625, 580733.7657892578 2185920.0844114553, 580902.7068555513 2185820.5339335483, 580991.5482870042 2185768.1730053043) | line | [10 empty] | 6 | 2 |  |  | 456 | 457 | 1 | FALSE | FALSE | 2 | FALSE | TRUE |  | 457 |  |  | 580991.5483 | 2185768.173 | 456 | 570741.341 | 2196410.8198 | 457 | 580991.5483 | 2185768.173
VN | 477721536 | LINEVN0325b | 110 | 19.9909 | [5 empty] | 50 | 6 cables - 2 systems | LINESTRING (570741.34097919 2196410.8197922017, 570742.054160011 2196373.937662129, 570694.2892228105 2196164.5654535913, 570644.5332383836 2195923.8891602247, 570589.9472050506 2195665.2659289613, 570532.7463163885 2195387.1332218824, 570488.4321961601 2195138.15736926, 570445.3440558154 2194888.622226973, 570402.967088134 2194649.4816437275, 570603.4570019423 2194545.8794817384, 570873.9873119578 2194407.147217314, 571089.4941831495 2194296.9596117428, 571336.0501570744 2194171.716481614, 571578.6618902879 2194046.471776809, 571798.9901760033 2193932.272768109, 572040.8371718158 2193811.32493986, 572283.9233282569 2193685.2394117014, 572543.1449854025 2193555.3832040215, 572797.9038181046 2193480.30311414, 572942.5943286214 2193437.7285836465, 573128.786720302 2193382.4895350565, 573291.1103047786 2193335.774355658, 573538.4197022903 2193263.1970377355, 573771.2008343326 2193196.9258080255, 574024.5510463519 2193123.2515605264, 574232.8280441285 2193015.206747985, 574463.1131426493 2192894.054446967, 574668.1930708669 2192785.5363294, 574898.0170090795 2192663.446886267, 575125.1816687569 2192546.8712946856, 575290.2190401204 2192463.665569832, 575430.052599206 2192333.1766620334, 575595.3180824578 2192182.700387592, 575775.5557536787 2192021.643557271, 575949.3648357771 2191863.349672885, 576148.834400327 2191690.925000387, 576323.8621346155 2191620.7195115197, 576615.9968450924 2191496.529965368, 576980.439011712 2191373.589054051, 577337.7241661798 2191288.6493617436, 577611.7635572323 2191142.894158532, 577851.9087366349 2191015.1765468926, 578077.7842303991 2190896.39636955, 578243.226610904 2190806.567903183, 578384.1134794726 2190732.402261934, 578656.5348973814 2190587.0428200406, 578762.109010045 2190531.2710595, 578879.0286709032 2190470.459750603, 578949.3947688175 2190359.6855682675, 579010.548258431 2190248.062666708, 579027.0286052232 2190162.557224125, 579160.5584983232 2189828.739287319, 579229.5810869823 2189653.9501893087, 579307.5101387901 2189455.374553228, 579374.9278864757 2189291.047910194, 579414.9870846111 2189182.69607347, 579480.9076533734 2189025.6449928023, 579557.9880794977 2188832.9540566327, 579616.5492468942 2188682.421899301, 579686.208301391 2188510.0941037894, 579746.2517926712 2188358.8386001308, 579802.9197325207 2188219.984947103, 579882.006078241 2188104.361912238, 580018.3047350973 2187899.5450164545, 580130.4349095759 2187732.733643289, 580189.8675739936 2187646.106414461, 580207.1407424674 2187620.919207987, 580226.4180630771 2187409.7758645182, 580244.1598758964 2187213.9308962235, 580264.177178575 2186999.1500436887, 580283.373138601 2186806.2112233113, 580298.0903607463 2186630.7265160712, 580311.1828295505 2186490.205302012, 580327.5039181069 2186333.109723649, 580495.3119704939 2186163.2325353967, 580632.2668391401 2186021.569549625, 580733.7657892578 2185920.0844114553, 580902.7068555513 2185820.5339335483, 580991.5482870042 2185768.1730053043) | line | [10 empty] | 6 | 2 |  |  | 456 | 457 | 1 | FALSE | FALSE | 2 | FALSE | TRUE |  | 457 |  |  | 580991.5483 | 2185768.173 | 456 | 570741.341 | 2196410.8198 | 457 | 580991.5483 | 2185768.173
VN | 478314031 | LINEVN0326 | 500 | 22.6344 | [5 empty] | 50 |  | LINESTRING (547599.0863089394 2102227.880216774, 547723.386455122 2102617.726557412, 547841.0424821436 2103014.926220185, 547949.9983830178 2103376.40815514, 548082.2280245275 2103802.7601205492, 548229.6579639103 2104297.5910869944, 548349.4776338896 2104699.857597802, 548463.4841068827 2105081.716794264, 548574.276210068 2105439.5681073507, 548695.5419152888 2105846.234365098, 548814.6442558594 2106241.2332735597, 549148.5984988421 2106554.5117893144, 549388.8959762938 2106824.568687785, 549656.2485183354 2107106.3644493613, 549823.5328548499 2107278.658085144, 550107.6920375696 2107573.5963882334, 550489.7285472836 2107966.3691472737, 550919.2158168316 2108410.2478414765, 551253.7365391441 2108757.749186596, 551485.2583585593 2108999.3954818635, 551689.7588818965 2109210.3847200414, 552019.147437488 2109546.943024767, 552341.6778504802 2109878.8850085046, 552514.0208318403 2110059.9386323923, 552595.0136169062 2110422.0049540983, 552694.0701066229 2110870.7427478903, 552783.5984998133 2111283.7573842723, 552876.1705839813 2111708.6766917156, 552973.8232216964 2112150.342150283, 553071.4436027372 2112601.469215234, 553163.9974616242 2113027.8071894445, 553258.0783069865 2113433.7569034942, 553346.9840378598 2113852.7826839094, 553120.25775496 2114220.647283962, 552894.2703823709 2114590.685501068, 552507.465557136 2115212.999223586, 552101.1464583126 2115876.030219173, 551951.7640702807 2116110.834750506, 551928.6825321133 2116757.440268133, 551907.3602744829 2117302.8140819124, 551886.9621560343 2117781.9202599097, 551864.7760769071 2118376.7765511493, 551847.1155729789 2118922.1062280773) | line |  | Đường dây 500kV Bắc - Nam mạch 2 | [8 empty] | 3 |  |  |  | 313 | 458 | 1 | FALSE | FALSE | 1 | TRUE | TRUE | 313 | 458 | 547599.0863 | 2102227.8802 | 551847.1156 | 2118922.1062 | 313 | 547599.0863 | 2102227.8802 | 458 | 551847.1156 | 2118922.1062
VN | 478314032 | LINEVN0327 | 500 | 22.8535 | [5 empty] | 50 |  | LINESTRING (547651.4879928033 2102227.9154596645, 547766.6773124823 2102591.6138485856, 547879.9930578339 2102969.8700867584, 547998.058081253 2103361.340328326, 548128.8306228486 2103797.260231496, 548264.685514168 2104247.0261272704, 548365.6540055433 2104582.3434638157, 548488.4168283561 2104991.9992848057, 548592.3270884776 2105325.8543538856, 548731.7685852046 2105795.2640029336, 548829.0894682583 2106122.530776615, 549055.2645823436 2106206.893605754, 549561.8470741073 2106369.200451812, 549873.6462710381 2106761.128914008, 550126.997576337 2107085.89331029, 550431.4628920276 2107469.059562853, 550584.0440596307 2107666.106400806, 550943.9880245405 2108118.602869286, 551184.1713404596 2108424.3920255154, 551412.6443319343 2108719.949791162, 551652.3572053699 2108928.8899654197, 552081.1367309088 2109296.3785960576, 552256.7305468471 2109446.87634878, 552474.5054144876 2109631.720814451, 552546.8289456902 2109961.794375743, 552635.7072386513 2110388.017839889, 552724.639620611 2110797.4782282365, 552812.8836047527 2111188.7348956633, 552902.5565428343 2111590.176438235, 552990.066725125 2111981.4102248345, 553078.6350528235 2112394.645614233, 553169.0946191916 2112785.2917405823, 553247.163817022 2113156.2395975953, 553325.284606031 2113504.592708349, 553401.9233309202 2113858.773491828, 553188.4378805064 2114208.4621445443, 552936.6919763123 2114614.830433133, 552557.2478027537 2115226.253898368, 552143.5724027257 2115901.634043194, 552002.2534045696 2116129.9103655145, 551988.0931664297 2116473.604655843, 551967.6699597606 2116960.7327523627, 551947.1816095946 2117471.1424359316, 551929.652325553 2117969.1785802734, 551907.2445909505 2118641.9457027954, 551898.3270501298 2118943.374798033) | line |  | Đường dây 500kV Bắc - Nam mạch 1 | [8 empty] | 3 |  |  |  | 311 | 459 | 1 | FALSE | FALSE | 1 | TRUE | TRUE | 311 | 459 | 547651.488 | 2102227.9155 | 551898.3271 | 2118943.3748 | 311 | 547651.488 | 2102227.9155 | 459 | 551898.3271 | 2118943.3748
VN | 478314035 | LINEVN0328 | 500 | 103.3571 | [5 empty] | 50 |  | LINESTRING (550031.7532996857 2083912.4636900045, 549892.5161387919 2083544.2141621413, 549724.0177357087 2083096.319911799, 549588.890690535 2082742.7452521278, 549423.9742774563 2082301.2262721013, 549220.0656745852 2081767.8227771372, 549045.2172748195 2081305.966646234, 548919.473825658 2080976.2012232332, 549093.3947480631 2080557.030260002, 549254.4527994014 2080167.6691471974, 549442.3268079457 2079713.473335062, 549616.2747320211 2079288.73049793, 549777.8519123431 2078898.357213124, 549930.6235888383 2078528.6089689494, 550037.2330772143 2078269.4320718185, 550175.4021642413 2077933.5607752646, 550328.661663707 2077478.0749986076, 550446.4941895463 2077148.8785622336, 550629.2165538855 2076582.4934793618, 550867.1726210272 2075877.4395629247, 550830.5900938738 2075640.086759459, 550779.7277111424 2075335.5757882989, 550680.0828593714 2074703.7444706257, 550629.9271085331 2074381.4328184272, 550572.3088994981 2073995.7106464237, 550503.4312372425 2073586.2133596682, 550450.2569890379 2073251.0925242146, 550361.9292420716 2072690.530719407, 550288.1763685017 2072223.9493875839, 550196.2847995091 2071639.9553524707, 550182.3006502931 2071535.4105304566, 550163.9685167526 2071408.8461546842, 550082.7741574825 2070945.6103334178, 550022.8965034037 2070548.2565386852, 549944.3306711871 2070053.0072591894, 549878.4944586535 2069630.0788649442, 549825.5976504216 2069316.3949472534, 549770.9762749228 2068960.3838443577, 549686.3783235569 2068440.1254043158, 549881.3943649052 2068189.049236734, 550183.7985681698 2067813.9365657037, 550492.8948335935 2067424.9269706854, 550868.5530516617 2066952.6731085451, 551100.6884207511 2066661.6325596622, 551284.362212146 2066438.2016557097, 551510.2718899477 2066153.323189772, 551772.4458135928 2065824.9736100265, 552033.5653099819 2065496.049254524, 552331.318736317 2065121.3994912691, 552559.3826196727 2064835.388334354, 552681.3855541587 2064499.3250101088, 552838.8930922558 2064060.7246323728, 552999.1147824052 2063615.7930368357, 553145.3755768476 2063209.9043870138, 553301.6154746308 2062775.630594219, 553461.7927412586 2062331.4551547144, 553614.6161577748 2061909.2459470683, 553732.1071067504 2061581.4087312312, 553915.4058332151 2061069.8518139648, 554035.1829826508 2060735.4062267086, 554125.8332039936 2060480.9428477504, 554214.2677270838 2060245.8922554322, 554726.1151606994 2059866.2281844574, 554964.5915450582 2059686.2977361893, 555385.7152198863 2059379.5701673836, 555583.352616871 2059234.0499606698, 555803.7589489965 2059070.2423559602, 556129.995540994 2058828.8434419716, 556473.7578634949 2058574.9768676497, 556794.7003092802 2058338.7736954668, 557098.9295947845 2058113.1365375472, 557431.3700407664 2057868.602397051, 557733.1317922885 2057644.1515317, 557857.4535267774 2057356.59095436, 558018.8184532565 2056986.9993170502, 558196.1459743357 2056581.6522474159, 558362.9346503713 2056198.8465451668, 558530.8242992825 2055810.1259678425, 558707.7459695456 2055403.0118523005, 558856.5437031463 2055060.9837877536, 558831.9999140033 2054714.4793853173, 558810.8365884615 2054376.560861728, 558785.3212783628 2054022.7952785399, 558755.9888963855 2053579.1276357886, 558659.763667967 2052236.936589488, 558617.9381535066 2051619.3817653074, 558595.3621504699 2051278.0302735546, 558577.1439973053 2050967.4192338479, 558540.9121681099 2050460.7073794347, 558519.0926480641 2050191.3571508953, 558503.6304541895 2049903.3935444958, 558482.1891770046 2049603.2404333944, 558578.2440253552 2049483.2400234535, 558924.3806360184 2049051.9537777468, 559139.0381873479 2048781.0021605708, 559501.4447964772 2048609.499532586, 559946.227968455 2048398.153140221, 560320.2081990921 2048219.7313576073, 560681.8670622744 2048047.9605744, 560984.5396432779 2047773.8463459748, 561315.2149600862 2047469.9962246122, 561646.3889066812 2047165.3786743686, 561972.9558409913 2046865.4541743398, 562166.5031999226 2046685.9722331287, 562426.7645236284 2046449.7823087364, 562761.8000644566 2046143.7685872288, 563070.0943298322 2045860.6756891739, 563404.5932249733 2045554.029225107, 563676.8916998205 2045304.2416873858, 563978.9620281596 2045027.880495562, 564283.9963341834 2044751.755156589, 564606.103052584 2044456.0411924776, 564922.8120766137 2044167.207420923, 565448.6295522222 2043682.9045468383, 565701.5924664817 2043452.961731588, 565936.4615578481 2043135.4257661572, 566210.6145159856 2042760.1707656668, 566519.3436717311 2042340.2716046672, 566799.6342077424 2041958.5508773504, 567075.6548842768 2041584.1439335514, 567337.1948792457 2041225.921794902, 567613.8037151424 2040846.3680051386, 567907.6987396646 2040567.8791995307, 568245.9523800638 2040257.0002523402, 568611.2750298032 2039915.6851491171, 569014.8445759488 2039537.491692728, 569447.4072448278 2039133.221060909, 569683.8744773444 2038912.7840252866, 569892.063139949 2038719.1340273442, 570172.1748216761 2038456.2071876961, 570492.6558747834 2038156.5426468, 570779.3178408705 2037888.857267149, 571025.0389043042 2037664.7302300907, 571264.9781087418 2037434.94156906, 571524.0986812279 2037189.2497177867, 571752.8402997114 2036850.5355297364, 571993.2781615368 2036493.1239352718, 572216.4857843526 2036161.4092197928, 572424.8950663388 2035848.650437914, 572656.2285069118 2035508.794245453, 572873.2172297908 2035179.5858382501, 573128.5181730455 2034799.40604931, 573361.4349986115 2034458.0036357017, 573569.3067353788 2034146.2059047592, 573769.9238891513 2033846.4873437951, 573956.9738819529 2033576.7042678366, 574206.9415587257 2033193.385838613, 574552.3355350537 2032681.4463487754, 574875.7315198941 2032475.559365317, 575157.5263402236 2032295.5614511883, 575539.869256168 2032053.3022985538, 575934.4372175987 2031805.0352026417, 576484.058741126 2031456.9122205344, 576781.2231724067 2031266.6304842571, 577096.5030902794 2031065.5268845072, 577601.9177058373 2030744.3440527492, 578043.3561305371 2030464.606698152, 578169.3432589998 2030268.2290476223, 578452.2583397452 2029827.0050011245, 578812.651437693 2029260.448562211, 579127.2438023653 2028774.9708739684, 579352.7512012582 2028418.4242660503, 579717.7876763406 2027853.0643175417, 580582.0391532707 2027407.824618473, 581002.4241221856 2027192.8041823737, 581483.7508710241 2026945.087817434, 581952.5083490653 2026706.4138727288, 582247.3628801506 2026555.2507266304, 582622.554269356 2026362.9537115642, 583069.2528478034 2026134.4131823096, 584280.0479700494 2025511.8096065568, 584645.6914086133 2025322.9498644008, 584895.2012974687 2025197.5408107243, 585337.9903028085 2024969.5093159822, 585792.5013554353 2024736.4719418767, 586234.1691161369 2024511.1993281175, 586572.290037646 2024338.439729031, 586878.5151580385 2024180.8340173687, 587091.1991195906 2024072.249091177, 587272.4904693436 2023899.3576768707, 587640.7556653683 2023551.9124579558, 587951.8883705268 2023256.9606135972, 588199.3214548191 2023021.0422304112, 588581.8008922897 2022658.3645503237, 588890.2545111694 2022366.147537101, 589151.9352842239 2022119.3737643114, 589489.1035740417 2021800.0337763294, 589826.2662739301 2021482.0270390555, 590117.8128495228 2021205.6501794418, 590425.4354248717 2020899.9414503847, 590705.2349664969 2020636.8291905236, 591064.5449792084 2020396.778982332, 591495.8262485975 2020109.1746079559, 591903.6800579143 2019833.429349613, 592263.5138106237 2019591.9199274646, 592668.5955170153 2019321.310905621, 593020.9238497065 2019083.7180035713, 593304.7006492493 2018745.4496323653, 593597.0506504881 2018396.3051579285, 593648.4478581627 2018351.5959738416) | line |  | Đường dây 500kV Bắc - Nam mạch 2 | [8 empty] | 3 |  |  |  | 312 | 460 | 1 | FALSE | FALSE | 1 | TRUE | FALSE | 312 |  | 550031.7533 | 2083912.4637 |  |  | 312 | 550031.7533 | 2083912.4637 | 460 | 593648.4479 | 2018351.596
VN | 478314036 | LINEVN0329 | 500 | 106.0334 | [5 empty] | 50 |  | LINESTRING (550087.6886461991 2083918.37840544, 550270.3128804641 2083573.530810636, 550433.6145444998 2083266.541408508, 550635.1781841184 2082873.1399267612, 550807.1299331991 2082558.7967695012, 550748.8680678247 2082240.1775434283, 550677.7684582071 2081833.0926468014, 550603.8892734515 2081408.4406511292, 550523.83779962 2080962.129492639, 550447.5828553305 2080524.8139399022, 550378.0388290139 2080137.4309922806, 550316.5351263457 2079780.1335652857, 550237.8569414105 2079346.6415762648, 550162.2851772162 2078912.5167467406, 550098.9845693068 2078565.793924868, 550185.0254583042 2078310.6789754468, 550338.174999199 2077855.9342388902, 550466.5286254166 2077477.6710848953, 550543.6202788156 2077246.3564669294, 550773.9976476065 2076564.90438279, 550981.832455016 2075943.1554376837, 551056.5598639892 2075725.3025080466, 551262.6047626946 2075121.0122357868, 551404.4712439139 2074697.9906391422, 551469.1633124057 2074510.8723037771, 551717.2731598226 2073782.864024133, 551549.4372253326 2073462.804314869, 551346.0114227278 2073072.3870567034, 551170.4904484 2072740.0061513404, 550972.8894327132 2072364.8347390506, 550729.4253797985 2071899.3190614744, 550542.2246297167 2071538.786611258, 550497.8726470139 2071315.788144892, 550419.4578698559 2070927.566754087, 550321.4350820302 2070415.4779176388, 550220.8271426791 2069913.905740681, 550162.8720983437 2069617.6231643183, 550425.6241569889 2069177.0155726133, 550577.6092198557 2068920.3651681945, 550760.4162233489 2068613.1995462785, 550947.508266598 2068294.9270731418, 551143.5117685139 2067896.7040275966, 551409.8262809936 2067361.4819005746, 551601.3658599325 2066971.527770706, 551727.7183160712 2066714.9267993965, 551916.2809874387 2066334.649311092, 552103.1603421284 2065951.83514921, 552298.4410342983 2065553.8540726074, 552476.5144289071 2065188.014628507, 552629.5594609623 2064874.9525413457, 552720.1462518644 2064622.296929564, 552849.0810359817 2064260.240630865, 552966.0090028646 2063924.2865968077, 553103.9211471366 2063542.1413834856, 553239.4667770162 2063159.6032250312, 553380.3760753102 2062761.9334667327, 553514.5489829199 2062383.7639790864, 553657.9955616894 2061976.7868902048, 553798.2419237451 2061580.8223088216, 553977.0944085453 2061064.4732968712, 554134.6559236028 2060626.7910129586, 554187.1740072309 2060476.150402105, 554261.4311122848 2060274.6410453764, 554560.0120116706 2060047.565134267, 554896.2811732452 2059801.759747846, 555454.4414778703 2059390.1059639328, 555728.9276850644 2059187.3641294097, 556068.0724142325 2058935.601296306, 556371.2113870936 2058712.1293920367, 556631.6771207367 2058519.6930021562, 556947.0976322726 2058285.998603273, 557252.09994636 2058060.2997741385, 557479.9009409015 2057892.162790683, 557782.8560878695 2057667.3733184629, 557940.5507157473 2057316.8345243365, 558093.4765204606 2056978.5089926366, 558271.2535941807 2056588.7764199935, 558440.4849850766 2056218.3493325198, 558580.9041458231 2055903.955403768, 558728.4949897742 2055660.1118406705, 558927.0438051348 2055333.7845034283, 559116.1385408695 2055023.1859729195, 559329.7116295168 2054671.0177861121, 559542.2997455089 2054319.136472032, 559620.4379444581 2054190.6205145426, 559737.8859460389 2053997.4219117712, 559956.3789280037 2053638.238668376, 560143.4488627228 2053331.0514045798, 560419.6860133669 2053152.0145222011, 560779.3823454457 2052921.985148699, 561131.230838627 2052693.6742767612, 561884.6492402144 2052207.2808281842, 562250.6965905441 2051972.7846191225, 562584.4892107473 2051758.3601680778, 563245.2822849863 2051335.1376553378, 563602.6411781304 2051105.3955650474, 563924.841741054 2050898.2689213762, 564542.8315672255 2050964.3786915224, 565059.8237056569 2051016.9291081335, 565359.4896419251 2051049.0495775426, 565701.580429807 2050965.1178086284, 566125.0715697034 2050861.071404635, 566488.7853026815 2050770.6783826132, 566840.879717227 2050684.2015255864, 567239.1632994886 2050585.291438144, 567957.4023861308 2050407.763353334, 568155.7975197404 2050077.9414955801, 568351.3803269134 2049757.2179081722, 568607.1170414232 2049337.880968472, 568798.5060888996 2049019.3263344096, 569022.649448779 2048649.5398540057, 569211.4899047371 2048336.036522629, 569147.9801073314 2048051.0161849537, 569057.4467619125 2047640.665224599, 568960.9079674669 2047211.4275469377, 568875.9331100361 2046788.2518186579, 568789.0967610829 2046452.6378060456, 568707.023074704 2046089.2907808102, 568625.7703193948 2045731.5572113749, 568730.9774509604 2045374.5066453877, 568837.8428506362 2044989.0147629962, 568936.2486698946 2044634.7290997074, 569043.466204958 2044270.7608455913, 569135.3008238771 2043934.1783669079, 569380.6213634288 2043677.9427907262, 569711.2205550312 2043333.3473967023, 570019.2449427348 2043009.6425767932, 570327.2645326975 2042687.2038263564, 570623.0838419567 2042377.5267341328, 570915.3430845643 2042073.7494053035, 571486.2713713485 2041473.8134532368, 571745.7194643572 2041203.6180160786, 571674.161777869 2040837.1005473796, 571590.2240537973 2040411.6829304015, 571503.0529825669 2039977.2360034501, 571417.9875313862 2039548.9940114014, 571340.5401786342 2039163.8346317788, 571263.3818666165 2038776.7073512888, 571163.7075738723 2038272.3529859781, 571309.4268856624 2037898.0062373255, 571438.3031656927 2037558.496280098, 571562.5009932353 2037222.9087376725, 571742.8184115911 2036954.5410323185, 571975.998435102 2036605.6884014874, 572225.5495513248 2036236.6292633938, 572424.5491037726 2035940.1667759484, 572668.8602759885 2035575.8621501152, 572874.4405157923 2035268.9947655776, 573086.1157001101 2034958.213562964, 573291.5756715741 2034647.5435427849, 573504.6967960836 2034335.0570913232, 573723.8437256893 2034003.8742009432, 573936.5752351013 2033686.4668166176, 574110.3970072969 2033429.303449921, 574284.2648936561 2033308.7378603371, 574652.1521453261 2033062.2567203315, 574974.4613855929 2032843.908221747, 575254.5781182637 2032654.3341411469, 575586.5826296555 2032485.792415059, 575913.9944499366 2032208.5583893217, 576192.3613420898 2032020.108007781, 576513.4292789341 2031801.4141033296, 576952.6273046405 2031506.4519476846, 577310.7086580521 2031264.6716791152, 577683.0209880366 2031012.1116729537, 577914.1724524631 2030855.8149084747, 578501.4884264506 2030663.783535012, 579110.659508276 2030463.0519150344, 579302.8419401463 2030176.541928268, 580158.1939296457 2028899.2514001194, 580361.1630588265 2028597.692358611, 580660.5833084756 2028395.9805896392, 580969.7477782471 2028187.8301754347, 581282.1161275179 2027978.2816999818, 581512.5567783675 2027823.4060126473, 581768.4386179997 2027650.4612265588, 581851.3603740241 2027296.976759644, 581911.3957559626 2027025.5086774928, 581975.7116572604 2026749.267857784, 582269.7119428033 2026600.0710036452, 582639.0688515573 2026410.3607472677, 583039.969099955 2026205.567808434, 583355.8665474758 2026043.1036926892, 584309.6985503174 2025553.7099370086, 584664.3974891357 2025370.999106913, 584916.7605730913 2025240.7453224375, 585345.7698987311 2025021.7377365348, 585878.3507518205 2024748.2624180412, 586287.9128648147 2024539.1911200483, 586514.7869557615 2024422.7189201145, 586827.6187945467 2024262.1102836041, 587120.142795027 2024113.099483714, 587361.3936416315 2023884.0146424882, 587700.5919692271 2023562.8180774758, 587964.9579903918 2023311.327861866, 588214.740527914 2023074.6458446705, 588527.2389032753 2022778.2261630776, 588740.7956486624 2022577.3016958798, 589032.9814812936 2022432.6099889702, 589346.05267986 2022277.728616602, 589659.0553973479 2022122.7853983876, 589999.4896914437 2021954.9954970053, 590337.8001782731 2021788.3411168817, 590668.023466258 2021618.644695511, 591012.9519614838 2021447.6619727449, 591357.7473765811 2021277.1049925499, 591709.7248137846 2021102.4938857472, 592046.7820438973 2020936.9023288416, 592387.9044676153 2020766.909756474, 592706.1447588851 2020610.5339789113, 592798.9805997836 2020291.393854353, 592889.4185847575 2019970.2508532149, 592989.4751466046 2019623.6491637628, 593078.385215943 2019311.440293268, 593168.1466836877 2018998.6051690918, 593392.17163578 2018732.914598306, 593634.0497578395 2018440.811600991, 593684.3232348129 2018394.5479379545) | line |  | Đường dây 500kV Bắc - Nam mạch 1 | [8 empty] | 3 |  |  |  | 310 | 461 | 1 | FALSE | FALSE | 1 | TRUE | FALSE | 310 |  | 550087.6886 | 2083918.3784 |  |  | 310 | 550087.6886 | 2083918.3784 | 461 | 593684.3232 | 2018394.5479
VN | 478865250 | LINEVN0330a | 220 | 51.3231 | [5 empty] | 50 | 12 cables - 4 systems | LINESTRING (668465.975520919 1931358.6658243677, 668382.4235757468 1931675.6797125812, 668288.107029862 1932029.3477311253, 668209.6301738223 1932310.048196704, 668115.3552692784 1932666.970801088, 668020.780852145 1933020.637395906, 667926.6050109853 1933366.2727158396, 667828.5596182843 1933724.194075551, 667735.7279917594 1934072.3201208473, 667622.5998426329 1934490.1237710454, 667505.3899827846 1934926.785806804, 667426.4381853534 1935226.0217651008, 667301.4179221275 1935687.2334249709, 667183.3298062378 1936119.761190538, 667094.5830071587 1936449.971628117, 667027.9847753056 1936710.1435889557, 666793.8648830047 1936925.0617281108, 666519.8851034214 1937182.7051825991, 666263.3112410815 1937422.9091900345, 665999.5662134166 1937666.8862752407, 665699.6238856709 1937947.7772174375, 665533.6753747477 1938102.4638892745, 665291.278133967 1938331.1075804527, 665071.7171864473 1938537.429782681, 664748.9699581774 1938843.3351232721, 664571.2086568833 1939007.051430263, 663986.3439102361 1939143.7404962997, 663583.97784913 1939235.2984392846, 663099.0727325948 1939348.2093065826, 662706.4084818986 1939438.6561194088, 662363.370876485 1939529.5094901554, 662132.0858149925 1939844.7982070646, 661894.1753172018 1940180.8529497995, 661696.5308413178 1940460.0493286473, 661418.4523181579 1940852.870238624, 660970.1148556316 1941466.7919086523, 660752.8928761004 1941777.1810171553, 660508.1600238546 1942120.9854045152, 660281.4375705607 1942434.3462714711, 660119.0600166502 1942667.9517253805, 659845.8431714252 1943046.8397471514, 659616.4548703927 1943366.9251691606, 659310.9232436395 1943792.7302112528, 658865.9865049027 1944415.3038713916, 658603.5209270396 1944777.2470597036, 658372.7313509732 1945095.462373813, 658239.8232233432 1945277.1644932458, 658040.5013190389 1945516.1035669134, 657761.0919805941 1945851.0630645733, 657494.2344641129 1946172.8105937527, 657219.3804246995 1946500.2864610464, 656945.177964251 1946826.9958221572, 656712.8964143344 1947110.0222218046, 656431.8707656716 1947445.5154811721, 656193.058148943 1947718.6132717647, 656038.470255946 1947919.746940082, 655871.832569755 1948110.9164360124, 655765.675317908 1948429.7139845279, 655637.036645158 1948812.4809650732, 655584.4366665774 1948966.632602127, 655493.9933984218 1949237.4343156188, 655372.013028615 1949600.2009098954, 655241.7611388318 1949979.2164937104, 655135.1177886047 1950308.2382331276, 655016.5414495491 1950652.1636552152, 654855.249408634 1951121.0581395288, 654752.0716709057 1951435.521926652, 654592.6390169399 1951904.1333687364, 654435.1603891016 1952359.6022793718, 654505.9882402592 1952713.998671858, 654546.784016978 1952914.777736199, 654633.3216053353 1953362.42370567, 654724.6405143832 1953844.2376472023, 654892.7131797735 1954731.62689097, 654617.9423702888 1955041.6424632673, 654279.8229043266 1955420.727601658, 654051.7750750631 1955687.2742969599, 653750.706205606 1956042.0617724282, 653458.6483965425 1956376.858039325, 653173.8410837607 1956702.5279702924, 652928.6460913988 1956985.9967920077, 652686.9799509526 1957266.650915172, 652521.3344902825 1957458.1803123397, 652557.999490568 1957710.2847696263, 652613.3975717388 1958006.556209727, 652615.155482681 1958309.578297527, 652675.8860417951 1958625.2025989501, 652829.548662328 1959484.0887760005, 652861.4132307137 1959667.8869604373, 652915.3835706544 1959712.8443369428, 652968.9630155759 1959985.8750274873, 653049.132243746 1960421.7370858479, 653117.6424123612 1960818.7986252613, 653183.7692546735 1961170.8557385346, 653241.5802781143 1961503.382874025, 653305.4617702627 1961872.267488977, 653364.6416125486 1962162.6855814573, 653423.4126630803 1962507.30645901, 653225.102946461 1962856.2018214716, 653039.8530178443 1963181.7372808952, 652857.6069072804 1963507.651253021, 652691.35749236 1963801.7391528843, 652498.7692272562 1964141.95217655, 652324.776883665 1964454.265542275, 652144.1112820845 1964778.8243114015, 651940.5419333552 1965137.505548193, 651742.4550612201 1965491.4493303013, 651554.7684379495 1965825.5535843277, 651364.2004057474 1966164.2853288122, 651131.1438773207 1966576.8873784468, 650937.5063094537 1966835.7408835557, 650837.4745103555 1966972.464520539) | line |  | Đường Dây 220KV Vũng Áng - Ba Đồn - Đồng Hới | [8 empty] | 12 | 2 |  |  | 462 | 463 | 1 | FALSE | FALSE | 4 | TRUE | TRUE | 462 | 463 | 668465.9755 | 1931358.6658 | 650837.4745 | 1966972.4645 | 462 | 668465.9755 | 1931358.6658 | 463 | 650837.4745 | 1966972.4645
VN | 478865250 | LINEVN0330b | 220 | 51.3231 | [5 empty] | 50 | 12 cables - 4 systems | LINESTRING (668465.975520919 1931358.6658243677, 668382.4235757468 1931675.6797125812, 668288.107029862 1932029.3477311253, 668209.6301738223 1932310.048196704, 668115.3552692784 1932666.970801088, 668020.780852145 1933020.637395906, 667926.6050109853 1933366.2727158396, 667828.5596182843 1933724.194075551, 667735.7279917594 1934072.3201208473, 667622.5998426329 1934490.1237710454, 667505.3899827846 1934926.785806804, 667426.4381853534 1935226.0217651008, 667301.4179221275 1935687.2334249709, 667183.3298062378 1936119.761190538, 667094.5830071587 1936449.971628117, 667027.9847753056 1936710.1435889557, 666793.8648830047 1936925.0617281108, 666519.8851034214 1937182.7051825991, 666263.3112410815 1937422.9091900345, 665999.5662134166 1937666.8862752407, 665699.6238856709 1937947.7772174375, 665533.6753747477 1938102.4638892745, 665291.278133967 1938331.1075804527, 665071.7171864473 1938537.429782681, 664748.9699581774 1938843.3351232721, 664571.2086568833 1939007.051430263, 663986.3439102361 1939143.7404962997, 663583.97784913 1939235.2984392846, 663099.0727325948 1939348.2093065826, 662706.4084818986 1939438.6561194088, 662363.370876485 1939529.5094901554, 662132.0858149925 1939844.7982070646, 661894.1753172018 1940180.8529497995, 661696.5308413178 1940460.0493286473, 661418.4523181579 1940852.870238624, 660970.1148556316 1941466.7919086523, 660752.8928761004 1941777.1810171553, 660508.1600238546 1942120.9854045152, 660281.4375705607 1942434.3462714711, 660119.0600166502 1942667.9517253805, 659845.8431714252 1943046.8397471514, 659616.4548703927 1943366.9251691606, 659310.9232436395 1943792.7302112528, 658865.9865049027 1944415.3038713916, 658603.5209270396 1944777.2470597036, 658372.7313509732 1945095.462373813, 658239.8232233432 1945277.1644932458, 658040.5013190389 1945516.1035669134, 657761.0919805941 1945851.0630645733, 657494.2344641129 1946172.8105937527, 657219.3804246995 1946500.2864610464, 656945.177964251 1946826.9958221572, 656712.8964143344 1947110.0222218046, 656431.8707656716 1947445.5154811721, 656193.058148943 1947718.6132717647, 656038.470255946 1947919.746940082, 655871.832569755 1948110.9164360124, 655765.675317908 1948429.7139845279, 655637.036645158 1948812.4809650732, 655584.4366665774 1948966.632602127, 655493.9933984218 1949237.4343156188, 655372.013028615 1949600.2009098954, 655241.7611388318 1949979.2164937104, 655135.1177886047 1950308.2382331276, 655016.5414495491 1950652.1636552152, 654855.249408634 1951121.0581395288, 654752.0716709057 1951435.521926652, 654592.6390169399 1951904.1333687364, 654435.1603891016 1952359.6022793718, 654505.9882402592 1952713.998671858, 654546.784016978 1952914.777736199, 654633.3216053353 1953362.42370567, 654724.6405143832 1953844.2376472023, 654892.7131797735 1954731.62689097, 654617.9423702888 1955041.6424632673, 654279.8229043266 1955420.727601658, 654051.7750750631 1955687.2742969599, 653750.706205606 1956042.0617724282, 653458.6483965425 1956376.858039325, 653173.8410837607 1956702.5279702924, 652928.6460913988 1956985.9967920077, 652686.9799509526 1957266.650915172, 652521.3344902825 1957458.1803123397, 652557.999490568 1957710.2847696263, 652613.3975717388 1958006.556209727, 652615.155482681 1958309.578297527, 652675.8860417951 1958625.2025989501, 652829.548662328 1959484.0887760005, 652861.4132307137 1959667.8869604373, 652915.3835706544 1959712.8443369428, 652968.9630155759 1959985.8750274873, 653049.132243746 1960421.7370858479, 653117.6424123612 1960818.7986252613, 653183.7692546735 1961170.8557385346, 653241.5802781143 1961503.382874025, 653305.4617702627 1961872.267488977, 653364.6416125486 1962162.6855814573, 653423.4126630803 1962507.30645901, 653225.102946461 1962856.2018214716, 653039.8530178443 1963181.7372808952, 652857.6069072804 1963507.651253021, 652691.35749236 1963801.7391528843, 652498.7692272562 1964141.95217655, 652324.776883665 1964454.265542275, 652144.1112820845 1964778.8243114015, 651940.5419333552 1965137.505548193, 651742.4550612201 1965491.4493303013, 651554.7684379495 1965825.5535843277, 651364.2004057474 1966164.2853288122, 651131.1438773207 1966576.8873784468, 650937.5063094537 1966835.7408835557, 650837.4745103555 1966972.464520539) | line |  | Đường Dây 220KV Vũng Áng - Ba Đồn - Đồng Hới | [8 empty] | 12 | 2 |  |  | 462 | 463 | 1 | FALSE | FALSE | 4 | TRUE | TRUE | 462 | 463 | 668465.9755 | 1931358.6658 | 650837.4745 | 1966972.4645 | 462 | 668465.9755 | 1931358.6658 | 463 | 650837.4745 | 1966972.4645
VN | 478865250 | LINEVN0330c | 220 | 51.3231 | [5 empty] | 50 | 12 cables - 4 systems | LINESTRING (668465.975520919 1931358.6658243677, 668382.4235757468 1931675.6797125812, 668288.107029862 1932029.3477311253, 668209.6301738223 1932310.048196704, 668115.3552692784 1932666.970801088, 668020.780852145 1933020.637395906, 667926.6050109853 1933366.2727158396, 667828.5596182843 1933724.194075551, 667735.7279917594 1934072.3201208473, 667622.5998426329 1934490.1237710454, 667505.3899827846 1934926.785806804, 667426.4381853534 1935226.0217651008, 667301.4179221275 1935687.2334249709, 667183.3298062378 1936119.761190538, 667094.5830071587 1936449.971628117, 667027.9847753056 1936710.1435889557, 666793.8648830047 1936925.0617281108, 666519.8851034214 1937182.7051825991, 666263.3112410815 1937422.9091900345, 665999.5662134166 1937666.8862752407, 665699.6238856709 1937947.7772174375, 665533.6753747477 1938102.4638892745, 665291.278133967 1938331.1075804527, 665071.7171864473 1938537.429782681, 664748.9699581774 1938843.3351232721, 664571.2086568833 1939007.051430263, 663986.3439102361 1939143.7404962997, 663583.97784913 1939235.2984392846, 663099.0727325948 1939348.2093065826, 662706.4084818986 1939438.6561194088, 662363.370876485 1939529.5094901554, 662132.0858149925 1939844.7982070646, 661894.1753172018 1940180.8529497995, 661696.5308413178 1940460.0493286473, 661418.4523181579 1940852.870238624, 660970.1148556316 1941466.7919086523, 660752.8928761004 1941777.1810171553, 660508.1600238546 1942120.9854045152, 660281.4375705607 1942434.3462714711, 660119.0600166502 1942667.9517253805, 659845.8431714252 1943046.8397471514, 659616.4548703927 1943366.9251691606, 659310.9232436395 1943792.7302112528, 658865.9865049027 1944415.3038713916, 658603.5209270396 1944777.2470597036, 658372.7313509732 1945095.462373813, 658239.8232233432 1945277.1644932458, 658040.5013190389 1945516.1035669134, 657761.0919805941 1945851.0630645733, 657494.2344641129 1946172.8105937527, 657219.3804246995 1946500.2864610464, 656945.177964251 1946826.9958221572, 656712.8964143344 1947110.0222218046, 656431.8707656716 1947445.5154811721, 656193.058148943 1947718.6132717647, 656038.470255946 1947919.746940082, 655871.832569755 1948110.9164360124, 655765.675317908 1948429.7139845279, 655637.036645158 1948812.4809650732, 655584.4366665774 1948966.632602127, 655493.9933984218 1949237.4343156188, 655372.013028615 1949600.2009098954, 655241.7611388318 1949979.2164937104, 655135.1177886047 1950308.2382331276, 655016.5414495491 1950652.1636552152, 654855.249408634 1951121.0581395288, 654752.0716709057 1951435.521926652, 654592.6390169399 1951904.1333687364, 654435.1603891016 1952359.6022793718, 654505.9882402592 1952713.998671858, 654546.784016978 1952914.777736199, 654633.3216053353 1953362.42370567, 654724.6405143832 1953844.2376472023, 654892.7131797735 1954731.62689097, 654617.9423702888 1955041.6424632673, 654279.8229043266 1955420.727601658, 654051.7750750631 1955687.2742969599, 653750.706205606 1956042.0617724282, 653458.6483965425 1956376.858039325, 653173.8410837607 1956702.5279702924, 652928.6460913988 1956985.9967920077, 652686.9799509526 1957266.650915172, 652521.3344902825 1957458.1803123397, 652557.999490568 1957710.2847696263, 652613.3975717388 1958006.556209727, 652615.155482681 1958309.578297527, 652675.8860417951 1958625.2025989501, 652829.548662328 1959484.0887760005, 652861.4132307137 1959667.8869604373, 652915.3835706544 1959712.8443369428, 652968.9630155759 1959985.8750274873, 653049.132243746 1960421.7370858479, 653117.6424123612 1960818.7986252613, 653183.7692546735 1961170.8557385346, 653241.5802781143 1961503.382874025, 653305.4617702627 1961872.267488977, 653364.6416125486 1962162.6855814573, 653423.4126630803 1962507.30645901, 653225.102946461 1962856.2018214716, 653039.8530178443 1963181.7372808952, 652857.6069072804 1963507.651253021, 652691.35749236 1963801.7391528843, 652498.7692272562 1964141.95217655, 652324.776883665 1964454.265542275, 652144.1112820845 1964778.8243114015, 651940.5419333552 1965137.505548193, 651742.4550612201 1965491.4493303013, 651554.7684379495 1965825.5535843277, 651364.2004057474 1966164.2853288122, 651131.1438773207 1966576.8873784468, 650937.5063094537 1966835.7408835557, 650837.4745103555 1966972.464520539) | line |  | Đường Dây 220KV Vũng Áng - Ba Đồn - Đồng Hới | [8 empty] | 12 | 2 |  |  | 462 | 463 | 1 | FALSE | FALSE | 4 | TRUE | TRUE | 462 | 463 | 668465.9755 | 1931358.6658 | 650837.4745 | 1966972.4645 | 462 | 668465.9755 | 1931358.6658 | 463 | 650837.4745 | 1966972.4645
VN | 478865250 | LINEVN0330d | 220 | 51.3231 | [5 empty] | 50 | 12 cables - 4 systems | LINESTRING (668465.975520919 1931358.6658243677, 668382.4235757468 1931675.6797125812, 668288.107029862 1932029.3477311253, 668209.6301738223 1932310.048196704, 668115.3552692784 1932666.970801088, 668020.780852145 1933020.637395906, 667926.6050109853 1933366.2727158396, 667828.5596182843 1933724.194075551, 667735.7279917594 1934072.3201208473, 667622.5998426329 1934490.1237710454, 667505.3899827846 1934926.785806804, 667426.4381853534 1935226.0217651008, 667301.4179221275 1935687.2334249709, 667183.3298062378 1936119.761190538, 667094.5830071587 1936449.971628117, 667027.9847753056 1936710.1435889557, 666793.8648830047 1936925.0617281108, 666519.8851034214 1937182.7051825991, 666263.3112410815 1937422.9091900345, 665999.5662134166 1937666.8862752407, 665699.6238856709 1937947.7772174375, 665533.6753747477 1938102.4638892745, 665291.278133967 1938331.1075804527, 665071.7171864473 1938537.429782681, 664748.9699581774 1938843.3351232721, 664571.2086568833 1939007.051430263, 663986.3439102361 1939143.7404962997, 663583.97784913 1939235.2984392846, 663099.0727325948 1939348.2093065826, 662706.4084818986 1939438.6561194088, 662363.370876485 1939529.5094901554, 662132.0858149925 1939844.7982070646, 661894.1753172018 1940180.8529497995, 661696.5308413178 1940460.0493286473, 661418.4523181579 1940852.870238624, 660970.1148556316 1941466.7919086523, 660752.8928761004 1941777.1810171553, 660508.1600238546 1942120.9854045152, 660281.4375705607 1942434.3462714711, 660119.0600166502 1942667.9517253805, 659845.8431714252 1943046.8397471514, 659616.4548703927 1943366.9251691606, 659310.9232436395 1943792.7302112528, 658865.9865049027 1944415.3038713916, 658603.5209270396 1944777.2470597036, 658372.7313509732 1945095.462373813, 658239.8232233432 1945277.1644932458, 658040.5013190389 1945516.1035669134, 657761.0919805941 1945851.0630645733, 657494.2344641129 1946172.8105937527, 657219.3804246995 1946500.2864610464, 656945.177964251 1946826.9958221572, 656712.8964143344 1947110.0222218046, 656431.8707656716 1947445.5154811721, 656193.058148943 1947718.6132717647, 656038.470255946 1947919.746940082, 655871.832569755 1948110.9164360124, 655765.675317908 1948429.7139845279, 655637.036645158 1948812.4809650732, 655584.4366665774 1948966.632602127, 655493.9933984218 1949237.4343156188, 655372.013028615 1949600.2009098954, 655241.7611388318 1949979.2164937104, 655135.1177886047 1950308.2382331276, 655016.5414495491 1950652.1636552152, 654855.249408634 1951121.0581395288, 654752.0716709057 1951435.521926652, 654592.6390169399 1951904.1333687364, 654435.1603891016 1952359.6022793718, 654505.9882402592 1952713.998671858, 654546.784016978 1952914.777736199, 654633.3216053353 1953362.42370567, 654724.6405143832 1953844.2376472023, 654892.7131797735 1954731.62689097, 654617.9423702888 1955041.6424632673, 654279.8229043266 1955420.727601658, 654051.7750750631 1955687.2742969599, 653750.706205606 1956042.0617724282, 653458.6483965425 1956376.858039325, 653173.8410837607 1956702.5279702924, 652928.6460913988 1956985.9967920077, 652686.9799509526 1957266.650915172, 652521.3344902825 1957458.1803123397, 652557.999490568 1957710.2847696263, 652613.3975717388 1958006.556209727, 652615.155482681 1958309.578297527, 652675.8860417951 1958625.2025989501, 652829.548662328 1959484.0887760005, 652861.4132307137 1959667.8869604373, 652915.3835706544 1959712.8443369428, 652968.9630155759 1959985.8750274873, 653049.132243746 1960421.7370858479, 653117.6424123612 1960818.7986252613, 653183.7692546735 1961170.8557385346, 653241.5802781143 1961503.382874025, 653305.4617702627 1961872.267488977, 653364.6416125486 1962162.6855814573, 653423.4126630803 1962507.30645901, 653225.102946461 1962856.2018214716, 653039.8530178443 1963181.7372808952, 652857.6069072804 1963507.651253021, 652691.35749236 1963801.7391528843, 652498.7692272562 1964141.95217655, 652324.776883665 1964454.265542275, 652144.1112820845 1964778.8243114015, 651940.5419333552 1965137.505548193, 651742.4550612201 1965491.4493303013, 651554.7684379495 1965825.5535843277, 651364.2004057474 1966164.2853288122, 651131.1438773207 1966576.8873784468, 650937.5063094537 1966835.7408835557, 650837.4745103555 1966972.464520539) | line |  | Đường Dây 220KV Vũng Áng - Ba Đồn - Đồng Hới | [8 empty] | 12 | 2 |  |  | 462 | 463 | 1 | FALSE | FALSE | 4 | TRUE | TRUE | 462 | 463 | 668465.9755 | 1931358.6658 | 650837.4745 | 1966972.4645 | 462 | 668465.9755 | 1931358.6658 | 463 | 650837.4745 | 1966972.4645
VN | 479009219 | LINEVN0331 | 220 | 13.7123 | [5 empty] | 50 |  | LINESTRING (672179.8118689418 1916274.8804223966, 672140.4226316515 1916568.2749106681, 672102.9371556155 1916830.0772553298, 672045.2434155587 1917222.126604897, 672015.3163175484 1917441.0958159838, 671976.9959257616 1917717.7214632635, 671911.0576802013 1918175.363965344, 671816.9637466766 1918821.3787153093, 671760.8501324665 1919238.6974575024, 671698.5581875257 1919662.8924431324, 671659.067712409 1919968.0622867076, 671598.0518372271 1920419.0289721854, 671548.5564397551 1920774.183317532, 671482.8975139427 1921217.7956570534, 671392.260249674 1921377.8082855889, 671177.2334826628 1921755.2779715406, 671009.4043540927 1922044.6069611998, 670884.7581771384 1922267.862137517, 670714.8923773266 1922562.7647970729, 670542.8532979353 1922863.9475783447, 670267.3193438293 1923347.9715175503, 670017.7289098571 1923789.5615838151, 669860.6319807528 1924069.8898186565, 669689.180788669 1924370.9610170452, 669551.3627113682 1924612.2847233, 669441.7263922335 1924798.7510312025, 669346.0255361523 1924972.0088119227, 669391.867924121 1925130.962094795, 669512.1893281807 1925448.3442729905, 669609.2402235422 1925729.7751319108, 669724.6280602182 1926065.7555342119, 669809.013390875 1926309.6195408248, 669900.1839684923 1926576.5497676071, 670001.3880801373 1926869.3403773906, 669969.7182636303 1926972.034568266) | line |  | Đường dây 220kV Đồng Hới - Đông Hà | [8 empty] | 3 |  |  |  | 329 | 464 | 1 | FALSE | FALSE | 1 | TRUE | TRUE | 329 | 464 | 672179.8119 | 1916274.8804 | 669969.7183 | 1926972.0346 | 329 | 672179.8119 | 1916274.8804 | 464 | 669969.7183 | 1926972.0346
VN | 479071403 | LINEVN0332 | 500 | 16.6376 | [5 empty] | 50 |  | LINESTRING (719219.7031487111 1858636.806409412, 719529.7960113748 1858341.6612337816, 719849.1266820518 1858044.9331803932, 720130.3719228487 1857781.57404876, 720447.4799648791 1857481.8189964946, 720786.6821787287 1857163.5466439808, 721157.1426574566 1856816.3486870418, 721410.9700803371 1856579.7036105439, 721747.1840513307 1856261.3898322561, 722168.7831632766 1855862.9584194054, 722481.3886180028 1855566.9102653598, 722805.3718316341 1855265.7274211855, 723136.2833731521 1854952.6219676645, 723407.7138508237 1854697.3959128503, 723807.4956464365 1854316.7145874, 724122.8083196233 1854020.1382316893, 724418.8070241592 1853747.4707390163, 724794.6232142297 1853390.3387623616, 725185.2545919783 1853027.3253025124, 725522.5624517547 1852705.1177198573, 725802.8375835082 1852446.0798079863, 726108.58017483 1852158.0034929374, 726423.1030224017 1851860.5485594478, 726711.3165977442 1851590.3909679933, 727048.6630883684 1851269.896219, 727303.6141417198 1851030.4176600825, 727688.243911827 1850668.1947394481, 727983.5646657431 1850386.9018483437, 728285.7506594273 1850111.7191029917, 728683.623411018 1849732.394466333, 729046.328605045 1849397.518595335, 729317.8017855496 1849136.7832558292) | line |  | Đường dây 500kV Bắc - Nam mạch 2 | [8 empty] | 3 |  |  |  | 165 | 465 | 1 | FALSE | FALSE | 1 | TRUE | TRUE | 165 | 465 | 719219.7031 | 1858636.8064 | 729317.8018 | 1849136.7833 | 165 | 719219.7031 | 1858636.8064 | 465 | 729317.8018 | 1849136.7833
VN | 479071405 | LINEVN0333 | 500 | 16.7217 | [5 empty] | 50 |  | LINESTRING (719239.1013661228 1858742.2672817765, 719531.7258752096 1858463.7333236013, 719861.8316425381 1858150.9340474731, 720185.7891394104 1857845.8344361174, 720466.8491848148 1857582.510244715, 720820.637935438 1857245.8381861579, 721074.5085466979 1857012.378590631, 721355.6089947654 1856747.32611564, 721645.4466265365 1856475.4828536555, 721914.3173144434 1856219.7724534094, 722267.2341869866 1855888.257435129, 722611.4280450917 1855561.8247244114, 722862.775028684 1855325.7539474645, 723228.321149755 1854979.6617678022, 723538.1795694169 1854689.906657402, 723896.3960405664 1854348.1960247885, 724249.5917464314 1854011.3740020294, 724599.6869972561 1853687.386707867, 724874.3644029355 1853429.9294546712, 725289.9384251975 1853038.3236405936, 725598.2508260456 1852748.863273377, 725966.1774085502 1852399.9991460126, 726344.5318834465 1852045.6278054214, 726669.5665818509 1851741.1702084257, 727052.0184626239 1851378.9153274156, 727410.3271236618 1851040.162931225, 727725.3883544061 1850739.5628410939, 728032.352827068 1850451.7426112783, 728362.4814214006 1850141.4041361532, 728750.0046061015 1849776.2274330733, 729110.2876863233 1849443.4298042243, 729381.9136931731 1849187.3463105257) | line |  | Đường dây 500kV Bắc - Nam mạch 1 | [8 empty] | 3 |  |  |  | 466 | 467 | 1 | FALSE | FALSE | 1 | TRUE | TRUE | 466 | 467 | 719239.1014 | 1858742.2673 | 729381.9137 | 1849187.3463 | 466 | 719239.1014 | 1858742.2673 | 467 | 729381.9137 | 1849187.3463
VN | 479071407 | LINEVN0334 | 220 | 9.5204 | [5 empty] | 50 |  | LINESTRING (729405.8987353162 1849380.5119809583, 729126.4162599891 1849632.2924411576, 728698.1246557626 1850020.0939221813, 728315.2815063787 1850367.1554844417, 728023.8418870652 1850629.2575673482, 727742.1482181852 1850884.426928623, 727485.3002121004 1851117.1059210661, 727146.7001485593 1851424.2754036824, 726793.7703726336 1851746.7715049994, 726521.7598169118 1851994.9391395866, 726200.358734162 1852288.2786618846, 725898.0800062676 1852565.6085145723, 725622.2104208425 1852815.5815963384, 725257.9009073987 1853150.4631891053, 724912.1201650694 1853466.0746743851, 724529.945283077 1853829.3473864056, 724311.0695462286 1854039.1682444708, 724025.8383643945 1854308.673922819, 723704.4213225275 1854618.2488178646, 723564.848888378 1854748.7581521594) | line |  | Đường dây 220kV Đông Hà - Huế | [8 empty] | 3 | 1 |  |  | 468 | 421 | 1 | FALSE | FALSE | 1 | TRUE | TRUE | 468 | 421 | 729405.8987 | 1849380.512 | 723564.8489 | 1854748.7582 | 468 | 729405.8987 | 1849380.512 | 421 | 723564.8489 | 1854748.7582
VN | 479071418 | LINEVN0335 | 500 | 26.9918 | [5 empty] | 50 |  | LINESTRING (729381.9136931731 1849187.3463105257, 729552.9949373401 1848881.4147791439, 729699.9373321213 1848618.9939815826, 729819.1634101219 1848403.2220216494, 730094.4876584237 1847910.0750830728, 730232.8778619233 1847660.216943442, 730351.841329181 1847451.8608541072, 730577.7131029502 1847047.4618966817, 730782.4496901745 1846680.0969274386, 731019.6976336713 1846257.1932266294, 731202.293592457 1845926.5421958088, 731401.6891973187 1845572.3293459078, 731602.151334957 1845211.8524320524, 731755.7359181853 1844938.475367129, 732273.5356829719 1844478.2310185805, 732660.3244291659 1844132.0158959804, 733079.8421373331 1843758.5552072907, 733404.148317036 1843469.6195271318, 733699.9984621892 1843204.4755019608, 734125.148506687 1842823.8968738348, 734406.3210252312 1842574.3743582934, 734669.0409869953 1842338.1684368553, 734941.902316026 1842097.3718783169, 735317.8654287586 1841761.4255827116, 735621.6278891013 1841490.5997021475, 735991.603314732 1841161.4822128748, 736180.4311883515 1840988.81447705, 736517.9592625223 1840689.4231515466, 736989.0055491212 1840270.6619698333, 737306.8633732168 1839984.844586264, 737592.6033754289 1839730.6782100385, 738002.8782909611 1839364.3078647163, 738156.4150498082 1839228.457211169, 738439.1204341642 1838648.4701812482, 738654.6804648233 1838214.4643920173, 738952.6694992152 1837611.0048943432, 739118.2655317803 1837274.7055234886, 739480.8054511078 1837167.0279407655, 739834.0673276721 1837056.0967895803, 740082.208533233 1836975.5749875638, 740491.8226429769 1836852.0571373715, 741037.3015712644 1836684.1228500756, 741601.9234231295 1836514.0594457318, 742106.913823231 1836358.13630483, 742690.6450228005 1836177.6432399566, 743092.8933704766 1836056.423354455, 743595.4606494701 1835900.925472693, 744037.4629871 1835766.0258616945, 744619.2825421003 1835587.186478309, 745184.9464917954 1835414.2987128138, 745687.3138542145 1835260.836171344) | line |  | Đường dây 500kV Bắc - Nam mạch 1 | [8 empty] | 3 | 1 |  |  | 467 | 469 | 1 | FALSE | FALSE | 1 | TRUE | TRUE | 467 | 469 | 729381.9137 | 1849187.3463 | 745687.3139 | 1835260.8362 | 467 | 729381.9137 | 1849187.3463 | 469 | 745687.3139 | 1835260.8362
VN | 479071419 | LINEVN0336 | 500 | 26.967 | [5 empty] | 50 |  | LINESTRING (729317.8017855496 1849136.7832558292, 729530.2028070949 1848767.401564179, 729742.8404564037 1848378.7396758315, 730000.387779989 1847915.2886939144, 730250.7691494297 1847473.1382382987, 730494.1530475037 1847040.5889251386, 730715.6398661325 1846645.596987093, 730892.1090760382 1846332.1692918849, 731092.7343000825 1845974.9790181373, 731343.5229111325 1845525.6893117428, 731535.0514341765 1845184.033615645, 731710.4815691863 1844869.0820079343, 731940.1219363607 1844663.8182978604, 732440.694742067 1844210.8171614562, 732715.0964825706 1843962.1552732573, 733108.5837723173 1843606.9750399797, 733447.3627116188 1843300.4856561336, 733828.1315836357 1842956.1469488218, 734224.9037616858 1842598.7382121298, 734535.983055638 1842318.1058370755, 734876.5002455973 1842008.7194725408, 735209.7333728974 1841706.5633841082, 735595.6632102858 1841357.2135780288, 735961.0406901792 1841022.2768781863, 736274.7468962395 1840740.884952317, 736694.96293101 1840361.541835183, 737086.3120354023 1840005.331690075, 737447.9436144951 1839677.4690896284, 737995.8414709471 1839180.7131851078, 738135.9496099114 1838923.5012334606, 738329.8168240449 1838565.5829263653, 738517.5671392282 1838218.7675161536, 738681.0047658747 1837920.9012238584, 738962.448007737 1837408.5114511864, 739058.1197088524 1837225.5547561054, 739058.7537899191 1837226.1264464792, 739109.6761907443 1837210.433228902, 739448.2041587583 1837106.1175888616, 739793.1140649302 1836999.4428835846, 740066.0380755139 1836917.4163943632, 740480.2664148251 1836790.8944819383, 740996.7999603598 1836632.0879032512, 741479.9340381187 1836483.2999782274, 741871.0598616198 1836363.4278840472, 742466.0387556104 1836181.1409281222, 742938.1869271125 1836038.3807580045, 743375.3910917467 1835903.1261397037, 743979.0498021888 1835722.6038092736, 744167.6985690148 1835663.7769155072, 744543.8902826158 1835545.129724724, 745102.4873245929 1835375.934186407, 745634.3104481243 1835214.0505015883) | line |  | Đường dây 500kV Bắc - Nam mạch 2 | [8 empty] | 3 |  |  |  | 465 | 470 | 1 | FALSE | FALSE | 1 | TRUE | TRUE | 465 | 470 | 729317.8018 | 1849136.7833 | 745634.3104 | 1835214.0505 | 465 | 729317.8018 | 1849136.7833 | 470 | 745634.3104 | 1835214.0505
VN | 479071420 | LINEVN0337 | 220 | 33.1537 | [5 empty] | 50 |  | LINESTRING (769513.1495007197 1818737.8610548968, 769419.3860657676 1818850.419529154, 769170.1708175933 1819149.4095850273, 768867.8432557534 1819513.666972155, 768580.3190013078 1819863.7942899216, 768555.9096862256 1820535.0682687957, 768544.0201403983 1820886.111306222, 768520.9968997147 1821510.1558864382, 768500.2938964987 1822103.0268051135, 768228.3745224548 1822260.418118126, 767953.2401063009 1822421.5259229487, 767929.1643389305 1822435.6322477974, 767567.8507957327 1822645.467035551, 767249.4503697242 1822832.1212984715, 766947.3031940043 1823008.6500132992, 766611.1156320681 1823204.791325252, 766271.1577070523 1823403.127018469, 765955.1802179946 1823587.6124595301, 765592.5187096327 1823798.4101320556, 765335.0888826369 1823948.0490503062, 764928.5514367428 1823954.074427659, 764533.2403972691 1823961.2196206239, 764139.0116378798 1823967.344474659, 763706.6068506604 1823974.902547337, 763371.313081753 1823978.9171947394, 763152.3727608838 1823952.00476312, 762872.2559472481 1823917.6494489338, 762699.8173934228 1823899.580132319, 762638.0866019888 1823887.666775954, 762484.8225195764 1824034.5651172558, 762205.8041645689 1824299.7784926011, 761985.5054530018 1824507.8234209828, 761741.2496033158 1824737.0034100143, 761763.9390585311 1825068.3143408082, 761788.1525208262 1825427.9001843024, 761812.9006095519 1825783.7836286402, 761835.0374994853 1826113.582758258, 761578.3836909318 1826297.3259677235, 761307.9444048109 1826489.8725800712, 761079.8633695885 1826651.5354287745, 760809.0971471679 1826841.8686260295, 760533.2430239051 1827039.970857047, 760179.551169986 1827289.1726253761, 759983.320092469 1827430.3039123649, 759660.0375476865 1827654.026977519, 759291.4023805482 1827904.189263127, 759008.3771670485 1828098.8657402997, 758652.0234011563 1828340.7037034628, 758282.210193052 1828594.9844708107, 757987.2093991593 1828798.6399724232, 757672.7375326264 1829013.5799102203, 757372.1223900279 1829220.651412306, 757112.0759221717 1829401.8055947402, 756509.0407597098 1829813.0200465675, 756224.1667777938 1830007.792448968, 755928.2605420051 1830210.2308799953, 755613.4146161306 1830427.0727979355, 755448.8722094145 1830540.7912698477, 755036.6552978448 1830711.7517821698, 754636.7040859801 1830876.5207365537, 754293.1323613607 1831020.6514572506, 753973.180726928 1831157.216822682, 753599.9311659798 1831312.3211853954, 753332.207555338 1831423.5716557477, 753000.3690304072 1831561.4708273604, 752527.1815533808 1831758.7138676108, 752258.4281056065 1831870.5507907574, 752039.2816727977 1831962.081771909, 751830.3022115161 1832048.220529576, 751654.323041417 1832162.2941345414, 751212.3295590348 1832442.8204191343, 750828.7099516612 1832686.1730051362, 750634.0385766628 1832810.8847272252, 750305.8055324372 1833018.6671414033, 750037.7596741631 1833188.7051066365, 749795.4709285406 1833342.3505244097, 749533.9652783645 1833508.9713796424, 749205.0074905843 1833718.6081373417, 749086.0516662989 1833794.1257978245) | line |  | Đường dây 220kV Đông Hà - Huế | [8 empty] | 3 | 1 |  |  | 357 | 471 | 1 | FALSE | FALSE | 1 | TRUE | TRUE | 357 | 471 | 769513.1495 | 1818737.8611 | 749086.0517 | 1833794.1258 | 357 | 769513.1495 | 1818737.8611 | 471 | 749086.0517 | 1833794.1258
VN | 479071422 | LINEVN0338 | 220 | 31.8015 | [5 empty] | 50 |  | LINESTRING (719161.3830886004 1859165.4760086106, 719055.9158659705 1859421.0376754159, 718937.9972104098 1859712.6232561083, 718865.1560967326 1859891.4251794866, 718734.5971575214 1860161.4276679873, 718553.9911626888 1860535.8502671344, 718410.6570181269 1860832.564907944, 718267.3955762349 1861128.782731689, 718139.6742768395 1861395.805804, 718049.9184532033 1861564.969891872, 717869.5970089429 1861907.7624253721, 717769.9820445359 1862159.6576371726, 717638.3219926839 1862491.2095125983, 717436.0751450026 1862887.6856378391, 717215.083365947 1863321.4615427284, 717070.5522556481 1863605.1957330778, 716860.6044867369 1864016.417620081, 716747.5828485903 1864239.8840471217, 716523.2047424307 1864678.9315950554, 716342.9303506681 1865034.0967600099, 716127.4042330952 1865458.5598901066, 715958.7642349517 1865792.5270212702, 715809.7619179095 1866104.6796318144, 715589.086837742 1866575.8388455464, 715452.426466824 1866862.958950884, 715308.2852649 1867169.031029615, 715190.1611037751 1867419.116003649, 715008.106370479 1867806.4812445925, 714790.7680493623 1868269.189238952, 714605.2351012002 1868662.3986786893, 714430.8465267925 1869035.6100564322, 714277.667705105 1869362.094110085, 714115.4198854424 1869925.035988022, 714008.7701508685 1870292.8192255269, 713907.7182230857 1870644.8861073554, 713718.7698578404 1870938.3421594133, 713534.0332874467 1871221.547873707, 713360.7855781501 1871486.1535803776, 713181.5221646933 1871760.1410980711, 713023.3548518124 1872003.239645179, 712910.5359407521 1872242.460612464, 712781.0631735014 1872517.5872607185, 712621.2146708305 1872850.62990599, 712489.165747059 1873134.5978587705, 712344.5519642683 1873438.1087791938, 712209.8227039414 1873719.1283083954, 712035.424452134 1874086.0084094778, 711896.9774062864 1874375.0830052944, 711690.8842551896 1874811.3684561704, 711525.6107045815 1875154.0465888053, 711371.7855266504 1875481.7871714113, 711220.2844337557 1875798.1838962422, 711026.8666729467 1876205.4561930662, 710944.6461913682 1876375.5113511807, 710850.0522408667 1876632.8324787589, 710674.8911779482 1877100.7612853292, 710590.4443019044 1877329.5052639663, 710453.8757559881 1877697.991810377, 710314.2865980505 1878074.8941000688, 710195.0380613217 1878398.6818319568, 710085.6394868912 1878687.0704814536, 709964.8771372336 1879013.6994640264, 709822.7122374477 1879398.2594355661, 709677.9827349655 1879785.1518317687, 709556.1317759522 1880113.0772156145, 709415.5544071957 1880492.4852820921, 709272.2272527353 1880882.0718954918, 709141.2353465019 1881232.6093905843, 708995.4365184538 1881621.02099086, 708856.6006597443 1881985.6601918167, 708749.5238491388 1882272.9577121711, 708596.9947647305 1882679.6004226138, 708362.3730717674 1883303.5815031214) | line |  | Đường dây 220kV Đồng Hới - Đông Hà | [8 empty] | 3 |  |  |  | 472 | 473 | 1 | FALSE | FALSE | 1 | TRUE | TRUE | 472 | 473 | 719161.3831 | 1859165.476 | 708362.3731 | 1883303.5815 | 472 | 719161.3831 | 1859165.476 | 473 | 708362.3731 | 1883303.5815
VN | 479071423 | LINEVN0339 | 500 | 43.4253 | [5 empty] | 50 |  | LINESTRING (745687.3138542145 1835260.836171344, 745824.1250645011 1834968.2048536811, 746082.0936839906 1834416.4860641912, 746265.3164173658 1834016.9447842129, 746475.0552435911 1833558.988253827, 746677.7793756102 1833120.2378000922, 746880.2702606557 1832687.5303991437, 747105.505623058 1832206.240267244, 747638.2696182795 1831059.3707706435, 747827.5197567202 1830649.8749521335, 748040.5830717883 1830194.7429523221, 748184.7990041856 1829884.4130639513, 748373.9129459099 1829476.24649896, 748623.6829008574 1828935.0537197448, 748822.0191932712 1828511.0310947238, 749042.8632384771 1828035.5232654142, 749267.0782117668 1827554.6417599004, 749650.9555470368 1827362.3597526527, 750049.0415717886 1827162.144661426, 750469.0589509319 1826948.5182220116, 750883.0708275969 1826740.519420264, 751295.5913896486 1826532.9418088158, 751730.3189233837 1826313.2308240957, 752133.6369741217 1826110.4639286445, 752560.0460695133 1825893.094452369, 752984.9917823079 1825679.2689358683, 753418.3186903254 1825460.2127937807, 753817.5687644302 1825259.406795396, 754178.7183486645 1825076.3811037894, 754550.4603933222 1824888.8468008123, 754904.8858375517 1824711.9410456961, 755208.4150191514 1824557.787211378, 755567.8416525598 1824522.1802625835, 756025.6771874411 1824475.5809015934, 756390.7414977923 1824439.6999669352, 756391.4473482375 1824439.6308671462, 756392.5275512625 1824439.5219367065, 756472.0965824069 1824431.700449827, 756926.3560079042 1824384.578798392, 757431.8790959523 1824335.1560609816, 757941.6567593953 1824283.1606577642, 758403.3820044638 1824236.1917442107, 759026.3431426113 1824178.537476925, 759560.0500397889 1824120.5669265317, 760120.6331426312 1824065.7902029953, 760819.4641802211 1824002.470224399, 761317.4019144519 1823952.2467236673, 761766.4842388747 1823906.9546575437, 762009.9023618256 1823877.3723404156, 762641.9290729556 1823813.452317768, 763045.5935514036 1823772.8142338267, 763412.8025667128 1823737.1410458838, 763801.6857276545 1823698.3289758381, 764196.6470893564 1823661.513722942, 764444.0632724325 1823633.4573941373, 764814.4084802242 1823237.163230475, 764951.4611357425 1823086.4361537935, 765101.0337924744 1822929.8845381327, 765403.4600969474 1822595.5205460624, 765646.2875732689 1822331.5434571838, 765935.6634455926 1822016.2566275941, 766230.5657544449 1821695.3715560185, 766547.757530757 1821349.984347569, 766875.8404439627 1821004.2699590717, 767164.0688986145 1820720.647686458, 767488.7340977623 1820387.5755677347, 768060.2415056861 1819824.5911696777, 768450.0208307315 1819432.9994623966, 768739.5441171606 1819145.698868519, 769019.0851979773 1818866.8580600203, 769343.6539557234 1818543.4597220751, 769673.7549544605 1818215.1068301476, 770116.563237464 1817784.3804775642, 770580.7940973472 1817313.5794035464, 771014.3523435178 1816883.6582982538, 771193.3482076661 1816710.8623054205, 771489.8824431777 1816596.323220021, 772018.2300302091 1816382.3760123206, 772363.5940185476 1816250.9771769498, 772534.6476284455 1816184.0355153037, 772761.2849804524 1816013.953489119, 772960.4706935149 1815714.8927439053) | line |  | Đường dây 500kV Bắc - Nam mạch 1 | [8 empty] | 3 |  |  |  | 469 | 332 | 1 | FALSE | FALSE | 1 | TRUE | TRUE | 469 | 332 | 745687.3139 | 1835260.8362 | 772960.4707 | 1815714.8927 | 469 | 745687.3139 | 1835260.8362 | 332 | 772960.4707 | 1815714.8927
VN | 479071424 | LINEVN0340 | 500 | 43.4595 | [5 empty] | 50 |  | LINESTRING (745634.3104481243 1835214.0505015883, 745760.3161498457 1834941.9313014275, 746041.902619253 1834335.1279832877, 746244.3003855649 1833898.4419584791, 746474.9266107229 1833398.4671143224, 746712.3856529845 1832891.0105475613, 746923.5193823375 1832437.688664091, 747157.4565482725 1831926.1197278267, 747332.9315449726 1831548.7130961218, 747518.2599985531 1831149.7767550277, 747744.88827079 1830659.239189989, 747917.1321728491 1830290.388747741, 748153.8737284689 1829775.3145684737, 748335.5064406872 1829382.4280091268, 748514.0406122871 1828997.5550821442, 748710.1663537497 1828572.365894706, 748884.2057281185 1828199.4435731282, 749058.4666199053 1827819.8374724698, 749210.8619339468 1827492.566891538, 749572.3478069829 1827310.9180119007, 749904.8399952119 1827146.0867869877, 750308.742147119 1826938.60292379, 750666.7408680483 1826756.4310132621, 750999.6572402185 1826587.98784444, 751352.535510938 1826410.0394936267, 751679.9090575997 1826245.304843561, 752051.8833745646 1826058.5443678012, 752392.964139564 1825885.443500498, 752676.1962619083 1825742.767763691, 752994.508190324 1825583.003501137, 753358.9659321444 1825397.225791337, 753663.956104189 1825244.9193325865, 753971.7822064776 1825088.9521252187, 754272.3795288951 1824938.5940997093, 754563.2797966863 1824792.0665162595, 754915.2761329483 1824614.7555499922, 755162.9411034386 1824490.187483134, 755498.0288339783 1824455.9737827673, 755975.811223793 1824407.3954658213, 756418.6405113653 1824363.681415829, 756855.6496527394 1824319.198183017, 757288.2003815768 1824277.0949957448, 757690.4716441793 1824235.7008703102, 758103.4829162927 1824195.0848541649, 758570.606161314 1824146.2905654502, 758999.6097012613 1824110.5887050757, 759192.5507562272 1824089.979215584, 759613.2099608527 1824045.8516314519, 760201.5860104738 1823988.0235900194, 760742.831490696 1823930.493216788, 761044.7730373853 1823900.4017475564, 761311.4461002098 1823876.0648388483, 761765.7179748729 1823834.6110597274, 761935.4388079064 1823815.24902602, 762677.6563390621 1823738.7075345288, 763040.1066298801 1823705.9595142812, 763385.6411916479 1823673.7303388007, 763625.5116054022 1823647.4770270104, 764073.3741036509 1823601.275139184, 764416.1891690649 1823564.7879181542, 764773.4910850679 1823175.3750046531, 764921.4435938152 1823017.484913805, 765260.2594304839 1822648.8768236442, 765456.254345102 1822432.8080331872, 765784.789050837 1822072.8373156895, 766036.5144318389 1821799.4615084815, 766320.6226114347 1821486.0618142167, 766534.1692295296 1821252.8990211177, 766721.428756186 1821051.4344587945, 766811.3716578041 1820952.151807694, 767076.1711472102 1820685.511967786, 767254.3733454044 1820508.7188690254, 767664.1997028462 1820077.747441994, 767951.8354469009 1819805.806613025, 768054.1779238784 1819710.4792907499, 768611.723116897 1819146.301755692, 768941.9699205488 1818814.0227987466, 769261.0402620436 1818493.5998662356, 769524.9284933975 1818230.3027222604, 769905.268913968 1817851.8655411957, 770011.8532620321 1817747.7617632437, 770508.5201444514 1817245.0872350307, 770937.4477118273 1816815.3724806393, 771083.2645881984 1816677.128074871, 771608.7016717725 1816465.416373119, 771883.2951925587 1816348.7683601647, 772345.102720476 1816167.0333664017, 772747.911242765 1815998.1057002363, 772960.4706935149 1815714.8927439053) | line |  | Đường dây 500kV Bắc - Nam mạch 2 | [8 empty] | 3 |  |  |  | 470 | 332 | 1 | FALSE | FALSE | 1 | TRUE | TRUE | 470 | 332 | 745634.3104 | 1835214.0505 | 772960.4707 | 1815714.8927 | 470 | 745634.3104 | 1835214.0505 | 332 | 772960.4707 | 1815714.8927
VN | 479121960 | LINEVN0341 | 220 | 38.7329 | [5 empty] | 50 |  | LINESTRING (708362.3730717674 1883303.5815031214, 708241.7066615624 1883641.1526937543, 708137.1176267907 1883911.131557682, 708018.0724586372 1884234.1306559837, 707883.9539976795 1884598.5104101677, 707737.2221015079 1884978.8036260698, 707661.8322468973 1885187.8637517486, 707438.110307522 1885423.127587192, 707112.8544709017 1885771.7574522246, 706861.7558988864 1886035.15639793, 706589.0493604015 1886324.2442706022, 706432.8992453278 1886489.7674961127, 706244.598989865 1886689.3858522424, 706000.4026911017 1886948.2566902663, 705817.5445422821 1887142.109747072, 705628.6856970903 1887342.3356854673, 705349.0163215402 1887641.307117783, 705074.3642827137 1887931.0995734872, 704789.321190714 1888052.180568197, 704361.8051360503 1888229.0329730324, 703931.5351308542 1888410.7033756434, 703661.2676647659 1888643.0409147458, 703328.342436484 1888930.952545615, 702996.0077920029 1889219.3059903074, 702717.4324154204 1889462.984178227, 702492.0017121918 1889660.2194132328, 702189.0464742378 1889923.888022205, 702013.3889235915 1890076.6958207998, 701740.8571534806 1890266.1627006535, 701525.8898027024 1890417.1637629434, 701285.7664963694 1890586.2300999204, 701046.2974708186 1890754.1097274185, 700698.3066472963 1890999.174030297, 700373.6648619038 1891229.1500113686, 700045.4117137487 1891456.892803292, 699851.5190431555 1891594.1323882528, 699585.8367792636 1891781.8298873154, 699282.4372246347 1891994.912974149, 699090.4239125391 1892130.4057189168, 698850.6254245009 1892232.2356690469, 698510.0709494462 1892376.5906437866, 698228.9329073643 1892496.7589626692, 697883.210975041 1892644.9035395547, 697398.7435731101 1892846.6964665174, 697078.13004767 1892983.880224576, 696728.3769426213 1893130.2994040693, 696388.6882777454 1893277.738090104, 696019.2727437099 1893429.1506206933, 695571.215487341 1893619.4729439006, 695261.4653210276 1893650.3849357278, 694888.474856243 1893691.564004257, 694611.0353734044 1893718.4509305907, 694365.0646516993 1893745.725490446, 694099.9587082521 1893773.0226901409, 693855.2198318155 1893798.5327176636, 693471.40067883 1893837.7204726604, 693073.5213687613 1893878.3999807283, 692805.039236346 1893908.81418058, 692496.0418205962 1894045.5964730822, 692186.7549739601 1894183.0886241358, 691893.2314920905 1894313.990632965, 691562.789964747 1894461.3670951778, 691244.0908556087 1894601.9725095253, 690817.9453556561 1894791.8070192686, 690461.1696696507 1894950.8658277646, 690120.9843372718 1895100.221066417, 689795.027255544 1895245.5282330127, 689421.1462608159 1895404.5791937902, 689001.767072496 1895592.805180864, 688718.3426779658 1895716.8786196315, 688368.8323211306 1895873.125644996, 688296.684381315 1895960.5915577293, 688096.6575291138 1896204.955192796, 687883.339681994 1896460.3781199637, 687633.1736934332 1896765.3956035534, 687327.5802786769 1897134.5051945276, 687118.0845291364 1897387.05802979, 686851.0017344046 1897711.9735925114, 686692.878595531 1897903.2910314358, 686419.6046723814 1898235.3822772363, 686220.1488422767 1898476.6661018666, 686033.4665022186 1898703.667243294, 685867.46966466 1898906.108232445, 685634.2045118803 1899187.4343494403, 685352.3078767273 1899530.8588647346, 685112.4748376452 1899822.4015097348, 684914.0697776683 1900062.5535032249, 684681.0404043548 1900344.1557328377, 684453.6336635342 1900619.9111705024, 684269.8991965239 1900896.2802013992, 684075.3956353188 1901187.7946007778, 683895.655111126 1901456.3878912334, 683749.0138262751 1901677.3429332268, 683501.5412968182 1901773.5412682744) | line |  | Đường dây 220kV Đồng Hới - Đông Hà | [8 empty] | 3 |  |  |  | 473 | 328 | 1 | FALSE | FALSE | 1 | TRUE | TRUE | 473 | 328 | 708362.3731 | 1883303.5815 | 683501.5413 | 1901773.5413 | 473 | 708362.3731 | 1883303.5815 | 328 | 683501.5413 | 1901773.5413
VN | 479326570 | LINEVN0342a | 220 | 0.44512 | [5 empty] | 50 | 6 cables - 2 systems | LINESTRING (752378.5700523355 1800904.4934267658, 752263.5510688543 1800922.9927911335, 752238.1089896895 1801040.7508114213, 752296.321182688 1801091.8858383477, 752339.7684198029 1801127.9707317161) | line | [10 empty] | 6 |  |  |  | 474 | 475 | 1 | FALSE | FALSE | 2 | FALSE | FALSE | [6 empty] | 474 | 752378.5701 | 1800904.4934 | 475 | 752339.7684 | 1801127.9707
VN | 479326570 | LINEVN0342b | 220 | 0.44512 | [5 empty] | 50 | 6 cables - 2 systems | LINESTRING (752378.5700523355 1800904.4934267658, 752263.5510688543 1800922.9927911335, 752238.1089896895 1801040.7508114213, 752296.321182688 1801091.8858383477, 752339.7684198029 1801127.9707317161) | line | [10 empty] | 6 |  |  |  | 474 | 475 | 1 | FALSE | FALSE | 2 | FALSE | FALSE | [6 empty] | 474 | 752378.5701 | 1800904.4934 | 475 | 752339.7684 | 1801127.9707
VN | 479481772 | LINEVN0343 | 500 | 50.6432 | [7 empty] | LINESTRING (827810.556575534 1758891.2292506592, 827141.1358868039 1758704.9806413716, 826884.959792535 1758634.3784971882, 826557.1789516066 1758533.713477621, 826138.1878247715 1758418.1672701533, 825879.9545532606 1758339.8272027408, 825545.1240092942 1758249.5106539824, 825210.6929573684 1758151.4958526187, 824732.1075992922 1758019.6724314163, 824231.2568082933 1757876.3947642678, 823736.4634305765 1757732.0650254923, 823296.6828273595 1757610.1296143907, 823004.1349812732 1757525.5271322792, 822649.9215597472 1757425.198255088, 822371.5388549305 1757347.6099456872, 822008.690394354 1757244.3767583899, 821658.1514338867 1757145.3253615142, 821329.8862089629 1757056.8783566332, 820706.4267193545 1756879.0665519305, 820398.1908190411 1756787.0665119223, 820067.921735629 1756697.3374668355, 819631.9612190013 1756573.3096640941, 819069.4775717251 1756414.1286720263, 818576.0807555127 1756268.7930483485, 818078.6132803089 1756126.701392952, 817798.2158258663 1756047.5744307353, 817463.007619395 1755879.3649743893, 817013.2746525411 1755654.9595861915, 816612.138913003 1755452.1401591552, 816184.3782961095 1755239.3068687108, 815750.0910165831 1755019.7126048498, 815359.443794312 1754824.4551357687, 814941.9400330074 1754616.5457280802, 814501.5929466302 1754397.183186975, 814078.6728203757 1754184.6315719313, 813556.8306875357 1753590.3312405993, 813367.0786263769 1753381.341201874, 813125.242925765 1753111.8848412896, 812665.1676369726 1752591.1878105598, 812420.1747702571 1752317.755518785, 812370.4357981815 1751447.0579084055, 811790.4019723643 1750789.4795528662, 811654.6643989892 1750622.1072656065, 811473.1997094256 1750413.0792890997, 811354.992589731 1750267.9595018364, 810899.485239544 1749742.0210007022, 810657.8978896855 1749595.4799328109, 810198.3056734038 1749321.8927253662, 809962.2330262584 1749171.438559683, 809242.9495578893 1748737.4970549608, 808492.742283395 1748281.153754576, 808151.0794308255 1748015.0695127044, 807908.3663029752 1747821.3799817872, 807422.0470095368 1747437.277227042, 806910.4240457604 1747039.8193604758, 806597.0749409548 1746793.8648037899, 806004.6611334265 1746328.2978824212, 805375.4360166062 1745828.08664854, 804813.2354842245 1745624.0830535619, 804572.8199635926 1745534.5084692643, 804265.0655268804 1745424.8694321997, 804062.7520208679 1745346.3911611736, 803540.2957693117 1745158.6851676444, 803250.945194026 1744963.014480723, 803067.7141756408 1744834.3018649386, 803034.056717105 1744374.1588135783, 803001.695295646 1743912.3059802512, 802993.0131843745 1743659.1757461482, 802945.8224863394 1743027.0057534303, 802925.66955021 1742711.5929595868, 802916.9599669043 1742362.533585867, 802853.6605651977 1742320.50993844, 802561.0291092 1742130.18358129, 802344.8319603701 1741990.0550203633, 801919.0317486804 1741711.0453570455, 801603.2527323009 1741508.4094950976, 801362.8063514347 1741351.9554698793, 800990.6993148357 1740505.2486603642, 800626.5899349431 1739997.4620162724, 800496.0509332279 1739839.3244485455, 800096.4270041613 1739294.7553340562, 799765.7558028642 1738843.7353402341, 799480.7507985041 1738474.5344744658, 799158.2770877337 1738034.4670306537, 799130.4245466593 1737986.7677707265, 798791.2259880863 1737706.013143262, 798300.2823436097 1737272.9024558486, 798294.9452947918 1737102.7979617377, 798338.3955830445 1736293.2202944534, 798529.5121647485 1736049.2309208077, 799065.287150519 1735287.4265098157, 799225.181789409 1735061.7337263124, 799440.2621648348 1734761.7623709482, 799335.9520932308 1734675.5140050037, 799125.0104361498 1734730.5103838101) | line | [10 empty] | 3 | 1 |  |  | 405 | 476 | 1 | FALSE | FALSE | 1 | TRUE | TRUE | 405 | 476 | 827810.5566 | 1758891.2293 | 799125.0104 | 1734730.5104 | 405 | 827810.5566 | 1758891.2293 | 476 | 799125.0104 | 1734730.5104
VN | 479481779 | LINEVN0344a | 220 | 28.848 | [5 empty] | 50 | 6 cables - 2 systems | LINESTRING (818000.2486490496 1755949.4112751074, 818462.1076001102 1756074.7457946711, 819122.1385881172 1756260.4070106638, 819777.0515626688 1756311.2719666378, 820120.5859042949 1756247.975174595, 820409.9572377035 1756322.2325839004, 820765.0191843335 1756415.6766122903, 821165.3705076128 1756517.695148638, 821514.4264042428 1756608.7844034138, 821851.3011973809 1756697.655590363, 822173.281364627 1756603.8303709503, 822389.1337670863 1756540.0517631036, 822683.385942959 1756568.298418817, 823163.7899248195 1756615.0819160768, 823632.6310249919 1756660.0254826404, 823998.4203565374 1756695.3262204914, 824396.683879415 1756733.6173827297, 824828.9266274795 1756777.5810189634, 825192.5473110599 1756813.1030881708, 825454.3555305474 1756837.7930692255, 825608.0699825196 1756851.556048279, 825902.959200084 1757027.7780950943, 826119.2563483876 1757157.711367583, 826444.1795866581 1757344.9355844085, 826777.4814744848 1757537.3389107112, 827137.9852892598 1757752.709564525, 827399.508122277 1757904.2098790128, 827699.9036626293 1758081.9705197585, 828026.5195944759 1758275.0078667973, 828367.6715686214 1758474.378839744, 828664.7034477617 1758649.5805187137, 828981.427691577 1758833.362187979, 829283.5367123212 1759008.294093934, 829562.70849541 1759173.1563479702, 829851.6724477715 1759346.2093859776, 830093.0782903866 1759482.7966102345, 830392.8152707339 1759449.1562551332, 830728.2679813239 1759410.1762550399, 831152.5264662374 1759362.1791148817, 831435.0969881492 1759329.8600442447, 831684.74255547 1759301.3768173829, 832012.2219905152 1759263.493351453, 832364.0844802116 1759226.2090130686, 832481.7402467031 1759210.6747122256, 832655.4733908959 1759405.3536887057, 832914.5506702593 1759693.747418662, 833175.1699395556 1759975.322442635, 833434.9445813945 1760264.931754573, 833656.9152147684 1760512.6724795273, 833808.5999560226 1760677.7349435969, 833753.3042931946 1760918.4618239182, 833674.7244493242 1761229.6617399117, 833591.6262212768 1761552.8025255774, 833511.701320949 1761889.6716827822, 833453.7377956558 1762115.4588885088, 833367.392016924 1762461.8254945725, 833568.2216370703 1762764.6991519844, 833814.0402896579 1763144.5855268433, 834188.6508761137 1763319.4461084902, 834309.7690303808 1763378.64223939, 834358.6334394799 1763696.755919871, 834400.4678868635 1764064.7040564534, 834352.8818728981 1764161.6985642437, 834218.2453395381 1764408.6473224526, 834235.9215880911 1764696.2730279763, 834252.5418209839 1765070.047145175, 834264.4342903305 1765290.6980923233, 834296.4736025408 1765884.7668191148, 834317.7931160117 1766217.0589099436, 834487.2161859742 1766435.0772465302, 834685.4234089758 1766703.746213631) | line | [10 empty] | 6 | 2 |  |  | 477 | 478 | 1 | FALSE | FALSE | 2 | TRUE | TRUE | 477 | 478 | 818000.2486 | 1755949.4113 | 834685.4234 | 1766703.7462 | 477 | 818000.2486 | 1755949.4113 | 478 | 834685.4234 | 1766703.7462
VN | 479481779 | LINEVN0344b | 220 | 28.848 | [5 empty] | 50 | 6 cables - 2 systems | LINESTRING (818000.2486490496 1755949.4112751074, 818462.1076001102 1756074.7457946711, 819122.1385881172 1756260.4070106638, 819777.0515626688 1756311.2719666378, 820120.5859042949 1756247.975174595, 820409.9572377035 1756322.2325839004, 820765.0191843335 1756415.6766122903, 821165.3705076128 1756517.695148638, 821514.4264042428 1756608.7844034138, 821851.3011973809 1756697.655590363, 822173.281364627 1756603.8303709503, 822389.1337670863 1756540.0517631036, 822683.385942959 1756568.298418817, 823163.7899248195 1756615.0819160768, 823632.6310249919 1756660.0254826404, 823998.4203565374 1756695.3262204914, 824396.683879415 1756733.6173827297, 824828.9266274795 1756777.5810189634, 825192.5473110599 1756813.1030881708, 825454.3555305474 1756837.7930692255, 825608.0699825196 1756851.556048279, 825902.959200084 1757027.7780950943, 826119.2563483876 1757157.711367583, 826444.1795866581 1757344.9355844085, 826777.4814744848 1757537.3389107112, 827137.9852892598 1757752.709564525, 827399.508122277 1757904.2098790128, 827699.9036626293 1758081.9705197585, 828026.5195944759 1758275.0078667973, 828367.6715686214 1758474.378839744, 828664.7034477617 1758649.5805187137, 828981.427691577 1758833.362187979, 829283.5367123212 1759008.294093934, 829562.70849541 1759173.1563479702, 829851.6724477715 1759346.2093859776, 830093.0782903866 1759482.7966102345, 830392.8152707339 1759449.1562551332, 830728.2679813239 1759410.1762550399, 831152.5264662374 1759362.1791148817, 831435.0969881492 1759329.8600442447, 831684.74255547 1759301.3768173829, 832012.2219905152 1759263.493351453, 832364.0844802116 1759226.2090130686, 832481.7402467031 1759210.6747122256, 832655.4733908959 1759405.3536887057, 832914.5506702593 1759693.747418662, 833175.1699395556 1759975.322442635, 833434.9445813945 1760264.931754573, 833656.9152147684 1760512.6724795273, 833808.5999560226 1760677.7349435969, 833753.3042931946 1760918.4618239182, 833674.7244493242 1761229.6617399117, 833591.6262212768 1761552.8025255774, 833511.701320949 1761889.6716827822, 833453.7377956558 1762115.4588885088, 833367.392016924 1762461.8254945725, 833568.2216370703 1762764.6991519844, 833814.0402896579 1763144.5855268433, 834188.6508761137 1763319.4461084902, 834309.7690303808 1763378.64223939, 834358.6334394799 1763696.755919871, 834400.4678868635 1764064.7040564534, 834352.8818728981 1764161.6985642437, 834218.2453395381 1764408.6473224526, 834235.9215880911 1764696.2730279763, 834252.5418209839 1765070.047145175, 834264.4342903305 1765290.6980923233, 834296.4736025408 1765884.7668191148, 834317.7931160117 1766217.0589099436, 834487.2161859742 1766435.0772465302, 834685.4234089758 1766703.746213631) | line | [10 empty] | 6 | 2 |  |  | 477 | 478 | 1 | FALSE | FALSE | 2 | TRUE | TRUE | 477 | 478 | 818000.2486 | 1755949.4113 | 834685.4234 | 1766703.7462 | 477 | 818000.2486 | 1755949.4113 | 478 | 834685.4234 | 1766703.7462
VN | 479481780 | LINEVN0345 | 500 | 19.9218 | [5 empty] | 50 |  | LINESTRING (845670.4702440042 1749722.4468441303, 845886.4424997235 1749476.5760066267, 846105.9146337169 1749236.3992648511, 846412.6580933623 1748887.983412817, 846670.309088629 1748598.9956638063, 846997.5676037378 1748227.7225675425, 847360.1757315157 1747831.260077316, 847774.8484990253 1747633.0442817265, 847987.2301150195 1747528.7317950998, 848416.5682242427 1747318.165863732, 848818.0546457262 1747122.8416558802, 849112.6966344402 1746980.0466855315, 849317.3836457648 1746741.7102450344, 849566.7305580515 1746449.1578256297, 849907.5744102431 1746042.0472439546, 850302.2414201117 1745848.2650210476, 850607.1292568203 1745700.4247824836, 850970.7934647757 1745521.0388415533, 851114.6352316916 1745450.33964467, 851196.3505948384 1745284.7323316254, 851321.2320163732 1744999.0972720615, 851634.2216834582 1744318.27173569, 851789.7614529305 1743990.9790993973, 851978.2820502194 1743593.202923661, 852139.9251791851 1743230.7508674427, 852197.3581624641 1743109.294569093, 852368.1878146362 1742942.705561241, 852638.5757143098 1742675.903984854, 852906.6650020033 1742404.8360799453, 853188.0913749984 1742123.9733803913, 853423.4914005003 1741887.5210722673, 853486.9194622597 1741544.3123993136, 853550.8904089278 1741189.7554745548, 853618.4800861141 1740833.737035271, 853683.9725360767 1740476.6885452028, 853752.5161698437 1740102.990574856, 853815.5932843955 1739766.7005749783, 854041.469511088 1739501.3149203926, 854290.1707895871 1739202.8155517266, 854532.699820247 1738913.007246788, 854517.1999027757 1738565.1615030589, 854501.032359872 1738144.5673950932, 854481.9035629348 1737705.8896001072, 854465.0087883102 1737336.339923575, 854447.0899465142 1736953.8888590534) | line | [10 empty] | 3 |  |  |  | 341 | 479 | 1 | FALSE | FALSE | 1 | TRUE | TRUE | 341 | 479 | 845670.4702 | 1749722.4468 | 854447.0899 | 1736953.8889 | 341 | 845670.4702 | 1749722.4468 | 479 | 854447.0899 | 1736953.8889
VN | 479481782 | LINEVN0346 | 500 | 24.0476 | [5 empty] | 50 |  | LINESTRING (854447.0899465142 1736953.8888590534, 854696.1637349229 1736721.1624133005, 854982.6834676703 1736454.7536015725, 855275.4348905652 1736182.228784443, 855547.5607402333 1735931.0443002034, 855606.6626923899 1735631.5304632797, 855658.5474121079 1735365.8852186196, 855722.8912328843 1735035.3855598974, 855732.0372663403 1734993.55853466, 855806.0388356727 1734511.128795042, 855870.858625334 1734094.7900904147, 856066.6771796364 1733748.7537046007, 856262.5570424511 1733399.128925964, 856456.5975320907 1733056.9103944313, 856648.7809745363 1732714.3086982614, 856908.0046386961 1732458.0184509805, 857237.7933225724 1732132.5907782342, 857503.7146235288 1731872.4762854083, 857777.4964038987 1731598.315877874, 858035.3270223278 1731345.5125640887, 858214.89733487 1731097.1307496193, 858492.6352358344 1730718.7078820562, 858701.2795417521 1730431.495508985, 858913.4975324562 1730140.6173541967, 859088.2111839621 1729900.372393134, 859031.3193379467 1729457.5362999318, 859583.4438239194 1729356.7109382392, 859799.7198310537 1729120.9135905302, 860135.9749378621 1728751.268348707, 860245.1069724754 1728630.9213160535, 860583.8101080623 1728257.4291556124, 860690.8538463428 1728140.4075761056, 860946.473339245 1727895.3435252784, 861290.002145808 1727564.3709768273, 861563.030625449 1727301.7473268185, 861826.5993797802 1727048.2388648444, 862095.7142114069 1726788.7148638566, 862418.0341311828 1726480.729168253, 862705.6541571796 1726208.4725230597, 862924.3269601129 1725998.0375187353, 863142.7136909866 1725791.6657362801, 863383.1914295729 1725559.9508019157, 863797.055931635 1725330.7083880545, 864126.1498416968 1725142.3492139268, 864518.1292376388 1724931.4498990164, 864892.7155647082 1724723.3474669661, 865268.0244468728 1724515.54930546, 865458.1467269172 1724345.4509636764, 865770.1680199988 1724065.353999725, 866084.555879559 1723781.4968109776, 866405.539942387 1723495.3876728492, 866559.7110902953 1723353.8396091284, 866884.0331520613 1723296.4745185168, 867256.0387752128 1723229.7841025623, 867620.11608859 1723164.0467175) | line | [10 empty] | 3 |  |  |  | 479 | 480 | 1 | FALSE | FALSE | 1 | TRUE | TRUE | 479 | 480 | 854447.0899 | 1736953.8889 | 867620.1161 | 1723164.0467 | 479 | 854447.0899 | 1736953.8889 | 480 | 867620.1161 | 1723164.0467
VN | 479741463 | LINEVN0347 | 500 | 28.7006 | [5 empty] | 50 |  | LINESTRING (867620.11608859 1723164.0467175, 868020.0560285738 1723096.0877638052, 868432.2073907155 1723022.4920985457, 868823.0310853068 1722951.484959272, 869173.3590256659 1722889.3051138786, 869430.9976416269 1722582.8247544223, 869691.1511365068 1722273.3501862949, 869991.1297423476 1721921.5476047036, 870224.6652177064 1721639.415442599, 870468.5645146619 1721443.5087058137, 870775.0255219485 1721191.7247721045, 871119.4448676226 1720907.0039730638, 871451.2853325523 1720629.374130063, 871968.9952772006 1720206.6929674498, 872270.2866268447 1719958.472584788, 872556.7349915276 1719720.950975504, 872604.2269602038 1719673.7177165225, 872841.9292879833 1719486.2702618279, 872871.4182239681 1719462.0046945722, 873115.4365680933 1719261.718586224, 873389.162486298 1719216.194324438, 873618.8702996017 1719178.0014080184, 873772.8825190326 1719153.914207809, 874041.2796890764 1719111.9339639249, 874430.8543150781 1719053.383121684, 874856.5974652001 1718869.2422771177, 875296.9852943553 1718688.2506370158, 875687.9057313739 1718525.4391650236, 876129.8410343021 1718340.8398708892, 876272.5368105969 1718187.8224144694, 876464.2340626896 1718000.5791523447, 877056.8776178227 1717399.7800433466, 877343.4445554004 1717112.7101177562, 877779.3884926435 1716669.8028638177, 878061.7448734086 1716461.4505752758, 878438.4538251889 1716204.3414315984, 878607.7630642797 1716085.3156331438, 878923.3455123501 1715863.6651781788, 879227.0580565783 1715650.5878547616, 879519.6324180507 1715445.3307510922, 879798.8394560784 1715250.0842836266, 879825.2198479315 1714877.98140155, 879856.7956865964 1714521.833932268, 879895.3775801298 1714140.9890549704, 879935.4874421291 1713667.5444725906, 879996.0284099191 1713024.0595379216, 880053.976896438 1712406.0538659985, 880150.3385009426 1712291.0701166864, 880342.8856007905 1712071.9386763778, 880547.0263670895 1711844.7875274813, 880820.8120947059 1711534.906220335, 880917.3123706037 1711425.6225900704, 881244.2405714379 1711053.874116838, 881531.4203172433 1710733.989488197, 881711.7172517197 1710529.788422417, 881911.6111116218 1710294.5383077138, 882106.0567534205 1710078.8921773413, 882451.9813694018 1709687.8398435402, 882606.9083422099 1709507.3260396495, 882802.1504895075 1709285.8999080209, 882900.0844157431 1709178.1181045938, 883127.7182927591 1709127.9120165017, 883564.5845783858 1709030.857359854, 884226.1876333524 1708882.1136174344, 884669.485671198 1708783.7881849615) | line | [10 empty] | 3 |  |  |  | 480 | 345 | 1 | FALSE | FALSE | 1 | TRUE | TRUE | 480 | 345 | 867620.1161 | 1723164.0467 | 884669.4857 | 1708783.7882 | 480 | 867620.1161 | 1723164.0467 | 345 | 884669.4857 | 1708783.7882
VN | 479879452 | LINEVN0348 | 500 | 30.8473 | [5 empty] | 50 |  | LINESTRING (852252.0582723835 1609741.7599865636, 852360.784848439 1609168.4965265226, 852462.0019256524 1609003.332235073, 852713.1539342962 1608555.5652179043, 852870.049889155 1608287.3532563346, 852740.6780054152 1607539.0626346583, 852720.2523706004 1607413.7861955394, 852611.7512155678 1606773.842902617, 852544.1506491774 1606380.0779110757, 852458.3746556948 1605888.012440805, 852384.2756087414 1605424.3089813627, 852214.1125085854 1605344.27449817, 848950.5105307268 1603814.9621440573, 848652.4971748473 1603807.945885, 848286.3460689082 1603787.9519211247, 847774.4238381768 1603753.257505441, 847316.6596833239 1603727.2457425736, 845734.5484550735 1603646.1248531549, 845075.992594774 1603611.8038278918, 844669.8680161582 1603588.934988731, 844300.0002198553 1603228.6451237877, 844064.863498946 1603005.5049229707, 843642.1633762972 1602597.3704108412, 843503.1027447255 1602365.3514054213, 843296.5644905055 1602035.8141272306, 843131.5802936245 1601767.338141746, 842949.353876894 1601474.0225297548, 842654.909479374 1600994.6644403667, 842524.5301382733 1600787.4442663607, 842172.8606112907 1600221.3344796614, 841909.0452212929 1600010.9000129418, 841640.2794853575 1599802.195471311, 841214.72898404 1599467.6801780495, 840874.3677096879 1599206.923911833, 840568.9940037411 1598964.345147515, 840075.9576837706 1598582.0948945086, 839677.2434077909 1598272.220168273, 839307.2495177048 1597979.3516275685, 839187.5495565364 1597961.672661194, 838755.7888515077 1597885.768975264, 838375.2930205432 1597814.5392049819, 837858.9162879286 1597728.6460803368, 837572.6658035871 1597678.2101968306, 836989.0773760844 1597573.365769875, 836872.4328563525 1597303.950291163, 836599.9838105127 1596663.939446716, 836435.7355441728 1596274.9875967382, 836264.7107572095 1595878.1816500505, 836055.2467195876 1595384.1718331927, 835900.2323803292 1595017.3503708672, 835847.663943592 1594898.7754436312) | line | [10 empty] | 3 | 1 |  |  | 365 | 366 | 1 | FALSE | FALSE | 1 | TRUE | TRUE | 365 | 366 | 852252.0583 | 1609741.76 | 835847.6639 | 1594898.7754 | 365 | 852252.0583 | 1609741.76 | 366 | 835847.6639 | 1594898.7754
VN | 480825553 | LINEVN0349a | 220 | 9.6222 | [5 empty] | 50 | 6 cables - 2 systems | LINESTRING (956101.7286364362 1450606.9766743805, 956040.7083246277 1450602.9116496942, 955942.1579670242 1450503.280866917, 955708.8526574644 1450252.0785712143, 955501.1243318075 1450028.7379427585, 955314.0351454923 1449830.2374934396, 955285.2649032464 1449616.6811826872, 955247.7881295696 1449352.6161780406, 955206.357769581 1449060.7533665355, 955161.372060884 1448762.2675627784, 955125.1758247393 1448509.169345709, 955001.7203762437 1448159.01932836, 954851.1922846654 1447708.4816194251, 954762.4945342597 1447436.9407059515, 954899.3970268867 1447009.904715042, 955043.638073171 1446559.9920732973, 955128.9518130808 1446242.4650471325, 955162.3487927523 1446132.808976635, 955262.0262582235 1445762.0170981023, 955429.2493914647 1445131.284921879, 955505.4040671429 1444879.2826249213, 955528.9016747887 1444480.4272691202, 955562.0129677979 1443899.9891264937, 955598.5725782368 1443354.1155575374, 955610.8103996788 1443116.434716664) | line | [10 empty] | 6 | 2 |  |  | 481 | 482 | 1 | FALSE | FALSE | 2 | FALSE | TRUE |  | 482 |  |  | 955610.8104 | 1443116.4347 | 481 | 956101.7286 | 1450606.9767 | 482 | 955610.8104 | 1443116.4347
VN | 480825553 | LINEVN0349b | 220 | 9.6222 | [5 empty] | 50 | 6 cables - 2 systems | LINESTRING (956101.7286364362 1450606.9766743805, 956040.7083246277 1450602.9116496942, 955942.1579670242 1450503.280866917, 955708.8526574644 1450252.0785712143, 955501.1243318075 1450028.7379427585, 955314.0351454923 1449830.2374934396, 955285.2649032464 1449616.6811826872, 955247.7881295696 1449352.6161780406, 955206.357769581 1449060.7533665355, 955161.372060884 1448762.2675627784, 955125.1758247393 1448509.169345709, 955001.7203762437 1448159.01932836, 954851.1922846654 1447708.4816194251, 954762.4945342597 1447436.9407059515, 954899.3970268867 1447009.904715042, 955043.638073171 1446559.9920732973, 955128.9518130808 1446242.4650471325, 955162.3487927523 1446132.808976635, 955262.0262582235 1445762.0170981023, 955429.2493914647 1445131.284921879, 955505.4040671429 1444879.2826249213, 955528.9016747887 1444480.4272691202, 955562.0129677979 1443899.9891264937, 955598.5725782368 1443354.1155575374, 955610.8103996788 1443116.434716664) | line | [10 empty] | 6 | 2 |  |  | 481 | 482 | 1 | FALSE | FALSE | 2 | FALSE | TRUE |  | 482 |  |  | 955610.8104 | 1443116.4347 | 481 | 956101.7286 | 1450606.9767 | 482 | 955610.8104 | 1443116.4347
VN | 480830660 | LINEVN0350a | 220 | 19.8418 | [5 empty] | 50 | 6 cables - 2 systems | LINESTRING (955610.8103996788 1443116.434716664, 955851.0443594743 1442753.497973608, 956190.0290064532 1442229.125975354, 956488.1299038442 1441759.2767806554, 956654.2719668625 1441448.7718665695, 956800.1742889732 1441168.891357192, 956914.7270479584 1440793.3170341009, 956988.9701992179 1440567.5822443592, 957116.2236898527 1440157.35451891, 957050.767405415 1439762.8978975199, 957194.2253706813 1439527.3523613126, 957342.1124545243 1439290.4164191624, 957493.7257038375 1439049.8939670175, 957649.996788946 1438794.8447082376, 957796.4359866338 1438556.4210600185, 958080.4129457319 1438485.222885902, 958389.4387558971 1438409.3305181824, 958683.7552727562 1438334.6496018772, 958951.5716856634 1438263.9225529514, 959122.385380666 1438328.0698743823, 959441.5717434305 1438437.0110105753, 959759.191773006 1438551.7745309607, 960030.9278155853 1438642.425088037, 960338.3938323124 1438748.9992386266, 960855.5471255172 1438791.1855246238, 961159.6243205464 1438748.8182271337, 961480.3868769611 1438701.8421584356, 961807.9226094617 1438653.82929988, 962136.2191390111 1438686.6410618997, 962480.6888506997 1438716.7888854148, 962800.1894443836 1438745.6470010325, 963186.984604748 1438780.5051000402, 963468.6011484978 1438806.5074212817, 963620.0939918172 1438853.9059094177, 963729.1994380162 1438888.0406060698, 963968.0592844251 1438961.6707724738, 964247.7562918741 1439048.8535470706, 964574.5160189508 1439150.5711977528, 964879.1135673284 1439243.059831512, 965137.441624873 1439326.7776370891, 965500.272280754 1439441.3811375163, 965785.5704059161 1439531.4938393685, 966277.4297815014 1439687.0117341462, 966621.9033407929 1439796.1551516338, 966825.0419353116 1439664.4783475813, 967091.3458749247 1439521.360864399, 967377.2032149676 1439357.9371436508, 967651.3289920543 1439195.1927888244, 967974.9616937016 1439010.2098064828, 968293.8892506693 1438827.212206476, 968575.099035264 1438663.717320688) | line | [10 empty] | 6 |  |  |  | 482 | 483 | 1 | FALSE | FALSE | 2 | TRUE | TRUE | 482 | 483 | 955610.8104 | 1443116.4347 | 968575.099 | 1438663.7173 | 482 | 955610.8104 | 1443116.4347 | 483 | 968575.099 | 1438663.7173
VN | 480830660 | LINEVN0350b | 220 | 19.8418 | [5 empty] | 50 | 6 cables - 2 systems | LINESTRING (955610.8103996788 1443116.434716664, 955851.0443594743 1442753.497973608, 956190.0290064532 1442229.125975354, 956488.1299038442 1441759.2767806554, 956654.2719668625 1441448.7718665695, 956800.1742889732 1441168.891357192, 956914.7270479584 1440793.3170341009, 956988.9701992179 1440567.5822443592, 957116.2236898527 1440157.35451891, 957050.767405415 1439762.8978975199, 957194.2253706813 1439527.3523613126, 957342.1124545243 1439290.4164191624, 957493.7257038375 1439049.8939670175, 957649.996788946 1438794.8447082376, 957796.4359866338 1438556.4210600185, 958080.4129457319 1438485.222885902, 958389.4387558971 1438409.3305181824, 958683.7552727562 1438334.6496018772, 958951.5716856634 1438263.9225529514, 959122.385380666 1438328.0698743823, 959441.5717434305 1438437.0110105753, 959759.191773006 1438551.7745309607, 960030.9278155853 1438642.425088037, 960338.3938323124 1438748.9992386266, 960855.5471255172 1438791.1855246238, 961159.6243205464 1438748.8182271337, 961480.3868769611 1438701.8421584356, 961807.9226094617 1438653.82929988, 962136.2191390111 1438686.6410618997, 962480.6888506997 1438716.7888854148, 962800.1894443836 1438745.6470010325, 963186.984604748 1438780.5051000402, 963468.6011484978 1438806.5074212817, 963620.0939918172 1438853.9059094177, 963729.1994380162 1438888.0406060698, 963968.0592844251 1438961.6707724738, 964247.7562918741 1439048.8535470706, 964574.5160189508 1439150.5711977528, 964879.1135673284 1439243.059831512, 965137.441624873 1439326.7776370891, 965500.272280754 1439441.3811375163, 965785.5704059161 1439531.4938393685, 966277.4297815014 1439687.0117341462, 966621.9033407929 1439796.1551516338, 966825.0419353116 1439664.4783475813, 967091.3458749247 1439521.360864399, 967377.2032149676 1439357.9371436508, 967651.3289920543 1439195.1927888244, 967974.9616937016 1439010.2098064828, 968293.8892506693 1438827.212206476, 968575.099035264 1438663.717320688) | line | [10 empty] | 6 |  |  |  | 482 | 483 | 1 | FALSE | FALSE | 2 | TRUE | TRUE | 482 | 483 | 955610.8104 | 1443116.4347 | 968575.099 | 1438663.7173 | 482 | 955610.8104 | 1443116.4347 | 483 | 968575.099 | 1438663.7173
VN | 480909624 | LINEVN0351a | 220 | 9.1971 | [5 empty] | 50 | 6 cables - 2 systems | LINESTRING (968575.099035264 1438663.717320688, 968762.1826109581 1438417.2695131039, 968974.1615698957 1438132.561148649, 969173.0938919554 1437880.4701340108, 969366.9839237116 1437623.1811534408, 969574.2868007671 1437354.4418476885, 969787.6124746599 1437077.7644925087, 969999.462927629 1436801.073432873, 970184.9897565781 1436561.1550674061, 970404.4713808794 1436268.51292112, 970521.3465334589 1436005.524681761, 970651.9067804052 1435715.0314100566, 970775.9028242321 1435427.4984262872, 970885.4356719719 1435158.3736968564, 970938.695865219 1434833.6937522425, 970985.449597476 1434546.8659750936, 971123.576644972 1434417.0911709187, 971385.7862130116 1434161.6510998502, 971652.9069629926 1433920.9128706334, 971901.5771516724 1433684.9634843373, 972139.8393911286 1433456.1243808875, 972363.311350541 1433233.622122906, 972518.9488315724 1432982.205330157, 972677.5001641728 1432732.302095335, 972853.3543946154 1432458.6043572004) | line | [10 empty] | 6 |  |  |  | 483 | 484 | 1 | FALSE | FALSE | 2 | TRUE | TRUE | 483 | 484 | 968575.099 | 1438663.7173 | 972853.3544 | 1432458.6044 | 483 | 968575.099 | 1438663.7173 | 484 | 972853.3544 | 1432458.6044
VN | 480909624 | LINEVN0351b | 220 | 9.1971 | [5 empty] | 50 | 6 cables - 2 systems | LINESTRING (968575.099035264 1438663.717320688, 968762.1826109581 1438417.2695131039, 968974.1615698957 1438132.561148649, 969173.0938919554 1437880.4701340108, 969366.9839237116 1437623.1811534408, 969574.2868007671 1437354.4418476885, 969787.6124746599 1437077.7644925087, 969999.462927629 1436801.073432873, 970184.9897565781 1436561.1550674061, 970404.4713808794 1436268.51292112, 970521.3465334589 1436005.524681761, 970651.9067804052 1435715.0314100566, 970775.9028242321 1435427.4984262872, 970885.4356719719 1435158.3736968564, 970938.695865219 1434833.6937522425, 970985.449597476 1434546.8659750936, 971123.576644972 1434417.0911709187, 971385.7862130116 1434161.6510998502, 971652.9069629926 1433920.9128706334, 971901.5771516724 1433684.9634843373, 972139.8393911286 1433456.1243808875, 972363.311350541 1433233.622122906, 972518.9488315724 1432982.205330157, 972677.5001641728 1432732.302095335, 972853.3543946154 1432458.6043572004) | line | [10 empty] | 6 |  |  |  | 483 | 484 | 1 | FALSE | FALSE | 2 | TRUE | TRUE | 483 | 484 | 968575.099 | 1438663.7173 | 972853.3544 | 1432458.6044 | 483 | 968575.099 | 1438663.7173 | 484 | 972853.3544 | 1432458.6044
VN | 481211819 | LINEVN0352 | 220 | 91.2191 | [5 empty] | 50 |  | LINESTRING (837088.383370925 1285248.3224236423, 837119.7628537721 1285218.897298509, 837290.6424236485 1285096.2307574947, 837534.3613402026 1284556.3120371853, 837595.6353289762 1284418.3793825426, 837870.2662150067 1283873.8467757674, 837908.6128304605 1283774.2235109452, 838368.0467164968 1283898.7233835254, 838601.7088938828 1283962.054658949, 838784.4038186369 1284011.5653207416, 839147.1692108659 1284109.8861568708, 839602.8314119442 1284233.380147448, 840099.8675902679 1284368.1100503292, 840381.0196746651 1284444.3244922948, 840561.5412978868 1284461.7860912452, 840864.2686097121 1284491.066641576, 841303.8272182208 1284533.5931630868, 841588.963216817 1284561.1705341842, 841896.6980074125 1284640.4391069186, 842477.1851943012 1284789.9737427782, 843053.0753465048 1284938.3292536319, 843188.7706593852 1284973.2852693459, 843688.9599636504 1285101.2265636688, 843908.2923571183 1285157.3235053897, 844279.5755021109 1285252.3071256774, 844608.3980551658 1285336.425142946, 844975.5203599815 1285430.3420880095, 845292.5504697701 1285511.4467587508, 845602.5685526651 1285590.76041963, 845857.2473599325 1285655.9272472474, 846206.271871239 1285745.2291056777, 846550.7320210494 1285831.5717903967, 846857.8036220093 1285908.5411153862, 847378.2145185787 1286038.991226509, 847668.2561660856 1286111.703350676, 847967.5841012038 1286186.7488273552, 848199.3551060813 1286244.8583239613, 848446.0850040764 1286306.715119863, 848719.820274407 1286374.8805502318, 849131.5109699229 1286477.3952800022, 849378.352633273 1286538.8741398996, 849708.3852009883 1286621.062739367, 850001.4213477784 1286694.0438744524, 850396.75511326 1286792.5056115747, 850814.3850226607 1286896.5304945009, 851175.9151671466 1286984.2987967506, 851547.5159363816 1287074.511942309, 851917.3409523519 1287164.3001784473, 852274.0419732605 1287251.1642637143, 852605.5255480573 1287331.8981551933, 852886.6736246212 1287400.3669615455, 853188.6388332979 1287473.9049114566, 853562.419675039 1287564.9455766822, 853844.6981291276 1287633.702955318, 854143.0231665315 1287705.54854547, 854564.6884537294 1287807.096383021, 854849.510665317 1287875.7049895993, 855353.4877081072 1287997.0923027133, 855687.2938890671 1288077.4915219902, 855961.7049871569 1288143.5997595545, 856274.1256160295 1288218.8647923332, 856514.9789648887 1288276.8836698246, 856820.3865249183 1288350.4681914686, 857145.5127309219 1288295.3069444362, 857642.8110282957 1288210.9485070074, 857912.9369558375 1288165.127184923, 858260.354892262 1288106.1915804541, 858539.6133334951 1288209.1853832735, 858810.1620038017 1288308.9799988812, 859312.215413144 1288494.1465605847, 859507.8645215093 1288698.843355159, 859779.6676825085 1288983.2113394977, 859997.445239412 1289211.0646283193, 860142.9160946079 1289363.2705821935, 860300.9519144008 1289528.6273508095, 860484.3450880118 1289720.520323141, 860732.0119284079 1289979.6549533822, 860867.8673040727 1290113.190651912, 860816.280976281 1290369.2771850668, 860758.8487900936 1290574.3784667891, 860733.6803726228 1290753.1851949452, 860697.6671359087 1291008.9438345158, 860865.8623463032 1291305.3121819773, 861036.1079124552 1291605.2729321942, 861188.1222733117 1291873.1118198684, 861307.9365120111 1292084.2306612718, 861514.8648480253 1292291.9739344986, 861721.4990351126 1292499.4279890382, 861938.9637290486 1292717.755314718, 862198.8081858474 1292978.6284140716, 862415.3922120987 1293196.0757270253, 862656.2820525344 1293437.9356746394, 862922.663430846 1293705.3972253725, 863123.9704650573 1293907.520113174, 863378.5513159282 1294163.1411487034, 863612.305433162 1294397.8510264198, 863818.8197915335 1294431.0269850807, 864211.6141268006 1294494.142385867, 864520.4864012756 1294543.7754217202, 864565.7833669789 1294635.7373396507, 864734.2816866201 1294977.8714809355, 864908.6219780587 1295249.5081102746, 865018.4444952746 1295420.6144483644, 865104.2457219478 1295554.2966814025, 865318.3108427495 1295887.8400468784, 865504.6436738389 1296178.167953013, 865683.8556309366 1296457.4363999623, 865858.1342064883 1296728.9941841739, 865971.149212478 1296905.0964341455, 866085.9524946572 1297083.9899747467, 866211.2141188626 1297279.1810082179, 866332.4763911047 1297468.1556083919, 866487.3021018932 1297709.404001948, 866616.4372467697 1297910.648079855, 866742.3341384544 1298106.8478363422, 866881.3245803076 1298323.4423766795, 867012.1684553854 1298527.3574808012, 867188.6064487386 1298802.3231797528, 867262.0311781564 1298916.73940916, 867362.8978183332 1299073.9421032455, 867611.252557693 1299250.369377675, 867909.0021841202 1299461.885391689, 868067.2268576453 1299574.2869842357, 868226.8141971356 1299687.6587132015, 868418.7721776573 1299824.028589311, 868478.5368862792 1299866.4847011948, 869115.5485144093 1300319.0553409576, 869581.9162948319 1300650.4076944725, 870117.4726635432 1301030.9355072838, 870270.2500774347 1301139.4879749413, 870485.9354004322 1301292.745568341, 870821.3747475324 1301531.0992352872, 871158.3354325183 1301770.5289074644, 871464.8715699178 1301988.3594653571, 871715.8028988319 1302166.6708503985, 872166.9113467627 1302410.4710862585, 872662.4181180751 1302678.2717266518, 872897.1241861179 1302805.1323415618, 873154.8274821718 1302944.4167725495, 873505.8672923386 1303134.1608121225, 873908.6490960671 1303072.2284352614, 874238.2428873378 1303021.5575865542, 874567.7513481858 1302970.8999806985, 874912.2437726588 1302917.9367176115, 875262.9280016052 1302864.0337527513, 875606.8125717035 1302811.180879134, 875922.3726491783 1302716.7297628284, 876175.9598196652 1302640.839162758, 876538.0644764155 1302532.4756431475, 876961.7006038874 1302405.6975537667, 877272.7698653428 1302312.6094182087, 877638.5559990604 1302203.160899189, 878017.131770775 1302089.88578582, 878347.098828357 1301991.157495409, 878777.5491175826 1301940.0589836058, 879148.0410202779 1301896.0890488713, 879444.3729012744 1301860.919748584, 879743.2861917515 1301825.452762269, 880098.6761325945 1301783.2891657858, 880429.5253948692 1301896.064447711, 880760.7209123522 1302008.9701914222, 881130.4812066334 1302135.0228863817, 881338.8980094458 1302351.6304792443, 881661.205490778 1302686.6043441985, 881891.8349707187 1302926.2945743348, 882203.2252685868 1303249.9301719116, 882323.9211902057 1303412.2762115325, 882590.2787803641 1303770.5078292014, 882753.6625218196 1303990.257321784, 882999.2378493671 1304320.561100948, 883224.3371672006 1304623.3361614249, 883438.7619376641 1304911.7664053442, 883822.088096581 1305427.3850208363, 883942.186003417 1305588.9266058311, 884135.8391950412 1305694.92631636, 884339.2260385887 1305806.2461408738, 884548.8014432376 1305920.9582859175, 884937.9104364533 1306133.9451077469, 885047.0269695763 1306193.6848493167, 885571.6082712647 1306480.8365620929, 885660.1380036544 1306529.2955828076, 886254.6046076971 1306854.7266402468, 886422.9559247098 1306946.8978827288, 886880.8099223513 1307197.5599588857, 887530.4170085774 1307553.2162147313, 887982.9776712663 1307801.0079058015, 888284.2515698014 1307965.9691652479, 888546.4481986652 1308109.5406744024, 888839.8807460128 1308270.2102558326, 889076.6343987328 1308399.8578311768, 889370.0948978654 1308560.5567461303, 889617.2393162441 1308695.89349334, 889877.2473881051 1308838.2778886103, 890209.7412943663 1309020.3719725448, 890578.9960321467 1309222.5863558867, 890866.0599947617 1309379.8099957188, 891277.5981636508 1309605.2029765588, 891672.19242205 1309750.0250687434, 892032.6089583561 1309882.3141232065, 892357.6752041283 1310001.6325095054, 892666.2825421249 1310114.9037119425, 893340.0338701569 1310362.2319192803, 893638.7948970059 1310471.8977372784, 893982.3633814035 1310598.0249808207, 894375.10550508 1310742.2122374738, 894581.0835829794 1310817.8454691558, 894785.1103938909 1310827.6734381556, 895447.192994624 1310859.5998683088, 895825.864003326 1310877.8561504954, 896288.1108040882 1310900.1647727287, 896455.8717789764 1310908.2573715479, 896779.5702214413 1310923.8811534347, 897382.2909188988 1310952.981979198, 897662.7177075368 1311027.6285086083, 898292.1363898354 1311195.2027901765, 898480.1957300424 1311245.2685341332, 898684.0843496574 1311270.1248194918, 899259.2664661789 1311340.2564144917, 899585.052938205 1311379.9838579276, 899721.5624135742 1311371.0084717365, 900122.9424869588 1311344.6544689017, 900403.112166558 1311258.003706578, 900814.6362435299 1311130.7252817107, 901127.4060769854 1311034.0052371803, 901241.3563244101 1311058.2574453037) | line | [10 empty] | 3 | 1 |  |  | 485 | 486 | 1 | FALSE | FALSE | 1 | FALSE | FALSE | [6 empty] | 485 | 837088.3834 | 1285248.3224 | 486 | 901241.3563 | 1311058.2574
VN | 481243153 | LINEVN0353 | 220 | 36.9228 | [5 empty] | 50 |  | LINESTRING (813329.4387594864 1388776.0743535222, 813144.5222350755 1388279.8162751487, 813018.4183738856 1387941.4080322455, 812888.8442625589 1387593.7067991474, 812785.6660841911 1387316.847531362, 812644.1950483758 1386937.2306285405, 812493.9364590634 1386697.782966654, 812304.8610372548 1386396.4742748933, 812070.3471113818 1386022.759604954, 811838.499311815 1385653.340123287, 811505.622714814 1385122.9126216103, 811267.0966264826 1384742.8550504432, 811122.4804946019 1384512.427669548, 811005.8489085031 1384326.592880695, 811007.8265580874 1383704.539530833, 811009.4756737475 1383184.999389584, 810842.4118786977 1383029.2469110913, 810652.318408139 1382852.0108961684, 810360.1241299103 1382579.59597374, 810251.0345339796 1382477.8964962126, 809954.6878489575 1382434.7436570174, 809616.2817526073 1382385.483684761, 809363.9489727276 1382348.7455302598, 809047.6582676319 1382302.708801013, 808679.8471070633 1382249.1699324443, 808316.695577665 1382196.3170803187, 807738.229090438 1382112.1356373928, 807472.9036401351 1382073.5379171304, 807183.9923088935 1381992.075915705, 806867.21479043 1381902.7581016654, 806501.5497373128 1381799.659759405, 805999.1589239837 1381658.0230373237, 805629.6392947109 1381553.8554682143, 805191.5545636069 1381430.3661838074, 804623.6940069601 1381270.3038602755, 804237.8975836912 1381161.5666956035, 803952.7888758499 1380960.9861529944, 803375.8431494383 1380555.115460146, 803057.4713379231 1380331.1458011484, 802746.8923252493 1380112.6765431284, 802343.6884039964 1379829.0486736763, 802303.6850464864 1379800.917690884, 801883.8516239108 1379505.5987433183, 801534.3856439248 1379259.8033231283, 800589.1677143141 1378184.5603328878, 800484.2202556608 1378065.1836531595, 800119.1304103523 1377131.9674345804, 799898.5700867961 1376568.2076155308, 799708.0076863999 1376081.1417319318, 799509.3809785491 1375573.480593574, 799375.6452185789 1375426.0360177609, 798936.7207010934 1374942.1120460269, 798712.1207324939 1374694.5044501342, 798256.593521036 1374192.312682469, 797935.2003349582 1373838.0122549501, 797753.9122480648 1373638.1563755274, 797396.0544713382 1373318.6730981357, 797141.102553407 1373091.064944671, 796851.9209250184 1372832.8971500031, 796542.116331401 1372556.333192426, 796300.0053876601 1372340.2033032835, 795995.668726926 1372068.530307808, 795709.9050754297 1371699.4632782913, 795492.5214505759 1371418.7213218044, 795232.2974714807 1371082.6689834946, 794953.2160625127 1370722.2505717033, 794756.2260916822 1370467.8734678356, 794562.960039265 1370218.296626509, 794302.6490245984 1369882.1460738673, 793716.7805570896 1369580.7550309345, 793395.3417086935 1369415.3910277956, 792753.8403735496 1369085.4095756267, 792461.2025018667 1368934.8838647031) | line | [10 empty] | 3 |  |  |  | 487 | 488 | 1 | FALSE | FALSE | 1 | TRUE | TRUE | 487 | 488 | 813329.4388 | 1388776.0744 | 792461.2025 | 1368934.8839 | 487 | 813329.4388 | 1388776.0744 | 488 | 792461.2025 | 1368934.8839
VN | 481243154 | LINEVN0354 | 220 | 48.5173 | [5 empty] | 50 |  | LINESTRING (825489.0742828576 1359468.3689284602, 825335.5695152488 1359510.202526971, 824967.0036718699 1359610.617570914, 824679.1022578184 1359689.06521702, 824154.0719758559 1359832.1351036397, 823850.6564386454 1359914.8250558532, 823536.135758282 1360000.5396909963, 823144.4221865446 1360107.2849568657, 822815.7452977551 1360857.649253104, 822566.6883576466 1361426.2436227144, 822498.762630858 1361489.7505278299, 822307.8480519583 1361668.2666022019, 821971.2424189668 1361982.9912631945, 821711.2460039393 1362226.1006768607, 821509.1640560695 1362415.0602321327, 821304.4996122217 1362606.4281877954, 820992.9755969523 1362897.7281167856, 820531.3556263217 1363329.3900322032, 820071.3575534258 1363608.4802898425, 819496.1791788572 1363957.478480009, 819206.5737756754 1364133.1986753934, 818773.2141554944 1364396.152049587, 818578.6474847924 1364719.5944212181, 818410.0303494927 1364999.9159217726, 818280.1126388117 1365215.907687415, 818151.2946489053 1365430.0403402487, 818022.5223136027 1365644.1293480701, 817835.6092644896 1365954.8677024117, 817653.234273052 1366258.0711653784, 817599.1511619501 1366347.9772686837, 817347.4321014124 1366766.4542305004, 817218.0936965919 1366981.4791563968, 816980.4152392698 1367380.0133331507, 816681.40388982 1367881.4190007646, 816567.055379283 1368073.1563642172, 816480.9814395935 1368217.5013800901, 816401.2060953438 1368351.2743673993, 815958.9074257016 1369105.2800224258, 815830.3915590872 1369324.3790618281, 815543.4443837402 1369813.5398821149, 815445.7123048578 1369978.8076428527, 815202.118511642 1370390.7010137404, 814974.8627639974 1370774.9806174226, 814804.9234081686 1371062.335197695, 814579.5726800705 1371443.4031443887, 814473.268828245 1371623.1610385994, 814360.7575461147 1371813.4036514089, 814086.8350209926 1372276.6119095036, 813977.0773684095 1372462.223311808, 813867.365530869 1372647.7356683086, 813714.0080319002 1372907.070423636, 813735.8112747255 1373092.6670089653, 813787.0174310755 1373528.704470804, 813818.9013680102 1373800.220695628, 813862.2809043315 1374169.7074234895, 813926.5206510331 1374716.7544802974, 813961.4473473446 1375014.2581751978, 814002.389462033 1375362.9925150112, 814057.7929519484 1375834.8975678815, 814119.7470338354 1376362.5793112325, 814160.7216547516 1376711.6144325456, 814186.9942720005 1376935.4502788163, 814256.0384568055 1377523.6880867353, 814309.0463973078 1377975.2082188535, 814358.0666420282 1378392.9259542204, 814346.4220604184 1378502.9579397049, 814307.3872530159 1378871.8952720019, 814257.5695752858 1379342.658161969, 814200.594554719 1379881.083552488, 814133.781977457 1380512.4424787667, 814100.339686864 1380828.4148798627, 814067.1019066849 1381142.5846604004, 814028.1286197421 1381510.7691784983, 813982.312419418 1381943.7186413847, 813944.3814959666 1382302.093189026, 813905.8550578933 1382666.174495296, 813862.2106016998 1383078.5195893727, 813804.9912722919 1383619.1888345655, 813653.1904029772 1384062.0310480734, 813549.7103648589 1384363.92930178, 813425.2199355423 1384727.0828288582, 813249.8981008306 1385238.5821269483, 813184.7393736532 1385428.6692856213, 813096.9856709614 1385684.6669416744, 813026.682154132 1385889.778388491, 812866.6395619923 1386356.7007790857, 812710.993824752 1386810.7828270276, 812669.6141890651 1386931.4844530702, 812905.2543598572 1387365.9073455858, 813130.3937781252 1387781.008759624, 813298.0228614276 1388090.053828212, 813437.6480443701 1388347.5072224932, 813658.6011879782 1388754.8866222934, 814252.9660273003 1389020.231691259, 814685.8694393442 1389213.5061330963, 815097.2177382738 1389397.1506398006, 815368.1966751288 1389518.145914033, 815878.0675539689 1389745.7958253934, 816299.2227915209 1390249.4908234975, 816663.5479650733 1390683.8714889863, 816817.8865670554 1390867.8814877255, 817024.4372294731 1391114.1688087087, 817272.7420691566 1391410.2287803502, 817547.4694480828 1391737.8109442587, 817621.3665382846 1391784.639548547, 817912.6863654214 1391969.2736343108) | line | [10 empty] | 3 |  |  |  | 123 | 489 | 1 | FALSE | FALSE | 1 | TRUE | TRUE | 123 | 489 | 825489.0743 | 1359468.3689 | 817912.6864 | 1391969.2736 | 123 | 825489.0743 | 1359468.3689 | 489 | 817912.6864 | 1391969.2736
VN | 481243156 | LINEVN0355 | 220 | 28.2565 | [5 empty] | 50 |  | LINESTRING (792461.2025018667 1368934.8838647031, 791899.1022252722 1368362.620747208, 791616.0393618741 1368073.4251160368, 791280.3583614489 1367729.096983128, 790935.9693875879 1367360.1558438188, 790597.4742873521 1367009.3572577555, 790403.494781061 1366866.8409030011, 790144.7736484681 1366676.7434639712, 789943.1666633817 1366533.6237942025, 789534.6237065176 1366231.1082194755, 789264.849989564 1366035.0441237872, 788711.7713407677 1365633.3822461765, 788484.4158001717 1365458.9915090632, 788392.8931955104 1365247.8662348248, 788306.0994877806 1365043.7513661396, 788171.216017406 1364729.7791938367, 787935.5503839408 1364176.7647786164, 787862.8295855748 1363993.9795604781, 787680.016448363 1363568.9727251003, 787521.7900183985 1363193.2059184178, 787372.0823834764 1362839.4542642354, 787278.0019924634 1362607.4998602585, 787202.8248235818 1362434.4134267303, 787207.5252711 1361923.13096443, 787208.8270358841 1361503.850170323, 787212.3533939263 1360967.6824754507, 787215.5333084487 1360322.462340554, 787218.2070299572 1359738.4870354696, 787221.0723029212 1359295.6212668172, 787224.2712650823 1359121.56812407, 787208.5158871999 1358964.299162881, 787157.1070857693 1358479.544611357, 787097.4383002823 1357914.1324450006, 787080.3382760037 1357740.478529635, 787030.575713953 1357241.2402126654, 786963.6433357925 1356651.6045031678, 786936.1785556668 1356374.1256812022, 786916.3731287566 1356173.9006136348, 786853.6349021316 1355549.603828525, 786831.4248819673 1355316.6555292353, 786767.722351525 1354712.2762990566, 786571.3843373773 1353965.420770514, 786428.5673210858 1353433.4448009746, 786271.985030886 1352831.608697783, 786136.5086398689 1352321.4049924854, 786023.2901766729 1351882.110427575, 785863.480585549 1351268.2166910465, 785481.6410609139 1350670.3611057585, 785189.6219080994 1350211.9744240474, 784885.1869006717 1349729.0864993513, 784759.1275862941 1349523.1260511205, 784677.4850630211 1349330.6572694345, 784450.4809692618 1348806.7707135058, 784294.0635312963 1348431.2682341065, 784133.2785284952 1348062.1236939474) | line | [10 empty] | 3 |  |  |  | 488 | 490 | 1 | FALSE | FALSE | 1 | TRUE | TRUE | 488 | 490 | 792461.2025 | 1368934.8839 | 784133.2785 | 1348062.1237 | 488 | 792461.2025 | 1368934.8839 | 490 | 784133.2785 | 1348062.1237
VN | 481243157 | LINEVN0356 | 500 | 8.6192 | [5 empty] | 50 |  | LINESTRING (803657.8938758778 1339120.2883611105, 803921.3215513022 1339438.9272233958, 804174.3691565113 1339745.0306737751, 804512.7154338886 1340154.309247773, 804703.713610302 1340385.35252684, 804879.4927169322 1340598.0072515118, 805405.8246596536 1341234.7421250897, 805596.1303086992 1341464.9792288465, 805790.4357634406 1341700.04229456, 805997.0685994646 1341950.0368735967, 806212.6067576179 1342210.8095148893, 806714.3589798601 1342817.8779433446, 806993.4152117777 1343155.5322365188, 807262.1474830245 1343480.6836691995, 807686.8476573054 1343994.566347381, 808008.5469651925 1344383.8401936989, 808233.9669218748 1344656.6077541106) | line | [10 empty] | 3 |  |  |  | 491 | 492 | 1 | FALSE | FALSE | 1 | TRUE | TRUE | 491 | 492 | 803657.8939 | 1339120.2884 | 808233.9669 | 1344656.6078 | 491 | 803657.8939 | 1339120.2884 | 492 | 808233.9669 | 1344656.6078
VN | 481243158 | LINEVN0357 | 500 | 8.5665 | [5 empty] | 50 |  | LINESTRING (814457.3512188124 1371064.313346136, 814149.8649047276 1371555.935824355, 813828.6211627657 1372069.5659529087, 813665.7161318886 1372330.027159887, 813417.8694507377 1372726.2898312213, 813252.7228207767 1372990.3370353074, 812993.966494397 1373404.0765942764, 812829.8786795826 1373666.4419173356, 812584.7098187573 1374058.4507200108, 812365.6586037418 1374408.7010726265, 812167.695883866 1374725.243343183, 811933.1288344152 1375100.3171052812, 811714.7890938881 1375449.4472680853, 811484.0859716071 1375818.3301937024, 811146.616231066 1376357.9688898027, 810986.5440334207 1376613.9366848771, 810824.7692164972 1376872.632296995, 810672.0317417504 1377116.8656859524) | line | [10 empty] | 3 |  |  |  | 493 | 494 | 1 | FALSE | FALSE | 1 | TRUE | TRUE | 493 | 494 | 814457.3512 | 1371064.3133 | 810672.0317 | 1377116.8657 | 493 | 814457.3512 | 1371064.3133 | 494 | 810672.0317 | 1377116.8657
VN | 481243159 | LINEVN0358 | 500 | 6.0389 | [5 empty] | 50 |  | LINESTRING (813038.3192548626 1393483.1081990479, 813341.5598427595 1393794.2153106402, 813666.7857877393 1394127.8799175972, 813894.6287359939 1394361.6342768976, 814251.8764970838 1394728.1700250984, 814498.3023430771 1394981.0039295703, 814847.8782632698 1395339.6933124503, 815167.8752234282 1395668.033086604, 815494.9721294418 1396003.6762132882, 815788.7399545552 1396305.1173978911, 816122.5100117284 1396647.6217632852, 816550.7263852071 1397087.060738932) | line | [10 empty] | 3 |  |  |  | 495 | 496 | 1 | FALSE | FALSE | 1 | TRUE | TRUE | 495 | 496 | 813038.3193 | 1393483.1082 | 816550.7264 | 1397087.0607 | 495 | 813038.3193 | 1393483.1082 | 496 | 816550.7264 | 1397087.0607
VN | 481243160 | LINEVN0359 | 220 | 30.448 | [5 empty] | 50 |  | LINESTRING (784133.2785284952 1348062.1236939474, 784208.9106334852 1347714.5935576584, 784339.3981943981 1347093.1556676072, 784426.8907753286 1346668.8393833176, 784583.1413651002 1345953.247877137, 784680.1373277599 1345493.5115458358, 784864.1013661618 1344634.1712165573, 784907.890472573 1344427.5367488202, 785036.5796135778 1343820.1491488907, 785068.7852413973 1343666.2933945972, 785098.3950284789 1343509.4349311157, 785174.806077034 1343085.5198755139, 785237.3075888271 1342752.307645571, 785293.6535462851 1342452.1451556708, 785353.382553349 1342132.112059806, 785434.7913049327 1341676.9841290151, 785534.3997010461 1341132.6885927985, 785650.9692647869 1340511.4231511177, 785721.9620054709 1340120.3204738747, 785756.7170894924 1339686.9929518304, 785788.2087271942 1339246.3502265646, 785840.6212166117 1338611.2832734536, 785862.0174018771 1338318.7097029488, 785893.0205441795 1337867.5128643063, 785918.2151725884 1337323.4529153719, 785945.3645737041 1336749.2582585923, 785963.8539626312 1336322.3607323738, 785974.9764957633 1336087.4605763243, 786007.820087986 1335300.9399706202, 786025.9047478521 1334934.1131594123, 786033.0761142038 1334788.4290187194, 786064.917955277 1333918.3459399785, 786082.2974345323 1333562.327385885, 786093.5263184982 1333238.6726423702, 786112.5607308901 1332824.6433745872, 786133.8421218316 1332303.3052848668, 786149.7442390723 1331937.4318242336, 786182.5804125111 1331168.2354922704, 786199.1199057169 1330905.2485212507, 786047.431040188 1330490.4173231805, 785869.2859174361 1330001.9112444362, 785788.2941590634 1329773.2612436565, 785544.5242483255 1329085.0818770106, 785901.9179580205 1328613.9517298222, 786192.4316294182 1328230.984731214, 786562.9048441256 1327744.4745930294, 786677.1834015753 1326818.801508117, 786707.2093413259 1326575.5471102179, 786350.5924704365 1326171.3712175824, 786642.0414485618 1325633.4159418608, 786663.4481459141 1325557.7827915442, 786716.9432282138 1325368.716292844, 787139.9425707259 1324893.1995416847, 787358.7945892639 1324644.9964988069, 787275.0944372521 1324482.8131522422, 787339.0400260298 1324354.8177280284, 787186.5527301433 1324221.4892099018, 786931.5562170462 1324015.4419164336) | line | [10 empty] | 3 |  |  |  | 490 | 497 | 1 | FALSE | FALSE | 1 | TRUE | TRUE | 490 | 497 | 784133.2785 | 1348062.1237 | 786931.5562 | 1324015.4419 | 490 | 784133.2785 | 1348062.1237 | 497 | 786931.5562 | 1324015.4419
VN | 481243161 | LINEVN0360 | 500 | 9.5277 | [5 empty] | 50 |  | LINESTRING (828442.4968008145 1407339.763514089, 828613.6011598889 1407633.639583814, 828886.0720749367 1408101.6398422609, 829099.2862559254 1408467.8376545752, 829390.4321486787 1408967.9357347619, 829594.5086474344 1409318.4860487967, 829803.3537999126 1409677.2232680835, 830076.8304882217 1410144.6147074, 830222.4637198463 1410393.5271055803, 830528.5239728169 1410916.6347363868, 830672.0381369791 1411161.938641297, 830916.6143300482 1411579.981021311, 831089.9898392679 1411876.326318291, 831325.8248725133 1412279.4553585101, 831565.1260042777 1412688.509389233, 831788.9268428009 1413071.0830662712, 832002.6413769503 1413436.431261356, 832193.8905073365 1413763.3550248088, 832446.8319375464 1414195.7850550797) | line | [10 empty] | 3 | 1 |  |  | 498 | 499 | 1 | FALSE | FALSE | 1 | TRUE | TRUE | 498 | 499 | 828442.4968 | 1407339.7635 | 832446.8319 | 1414195.7851 | 498 | 828442.4968 | 1407339.7635 | 499 | 832446.8319 | 1414195.7851
VN | 481396526 | LINEVN0361a | 220 | 25.8109 | [5 empty] | 50 | 6 cables - 2 systems | LINESTRING (852969.4051856477 1277041.2129410072, 852693.9553731785 1277256.1709625619, 852460.435235147 1277434.5684255555, 852026.4191227208 1277769.0791692946, 851620.3415156552 1278080.074644937, 851497.9866014393 1278176.411319572, 851462.9028637451 1279048.0558125917, 851454.439450678 1279317.317211727, 851443.8866840098 1279643.0047119283, 851426.2885438266 1279943.5941609016, 851417.4498422381 1280369.851635703, 851403.5668164738 1280695.2800986117, 851395.4519194979 1280985.6213744795, 851375.8930901261 1281444.1525376388, 851371.2000505016 1281661.492325965, 851350.7771242775 1282150.8910818086, 851340.7550391306 1282425.1630806976, 851340.5371274606 1282515.9541748182, 851099.3508427495 1283033.469606426, 850903.5205318702 1283452.1871693593, 850837.3021260065 1283596.577746585, 850648.930272612 1283990.5602165638, 850609.0718757682 1284077.9240441397, 850375.1770697954 1284579.8500640749, 850155.8444169135 1284669.3969793944, 849651.6369976266 1284873.8705249229, 849547.2318486632 1284912.707997132, 849168.5764288872 1285067.6796092277, 848879.9864337011 1285183.3771848169, 848529.3310332273 1285323.0984612757, 848230.389687031 1285444.2772052046, 847854.2439510844 1285596.022323629, 847502.9315984258 1285736.9856049514, 847100.4183451618 1285899.3398669076, 846823.8740142138 1285830.1294764476, 846520.3616292644 1285756.0245334904, 846174.0753170009 1285670.8359664662, 845876.2252395846 1285594.043803012, 845588.7855987153 1285523.5504901719, 845236.7259576409 1285435.9838026732, 844971.2687497506 1285369.8835263422, 844543.4394758166 1285263.3653363746, 844128.682153142 1285159.4019771137, 843742.0156412596 1285063.3199048403, 843437.3353635153 1284988.5827935818, 843065.3604692926 1284895.6518896956, 842521.7403236376 1284758.4277431176, 841927.4234460269 1284609.515211456, 841575.428188176 1284524.1668429675, 841263.509056379 1284490.7249335675, 840970.6690317928 1284459.7882378337, 840618.4632472337 1284423.3525239828, 840395.1199093596 1284402.0323879072, 840119.3302556003 1284325.6219663112, 839724.0422995514 1284219.3799489758, 839552.159792004 1284171.642381569, 839132.5347473908 1284055.320246617, 838788.8500501331 1283965.2918614976, 838587.9809094085 1283909.3706521716, 838350.4273447032 1283849.4300829216, 837867.3582418431 1283718.6494282119) | line | [10 empty] | 6 |  |  |  | 174 | 500 | 1 | FALSE | FALSE | 2 | TRUE | TRUE | 174 | 500 | 852969.4052 | 1277041.2129 | 837867.3582 | 1283718.6494 | 174 | 852969.4052 | 1277041.2129 | 500 | 837867.3582 | 1283718.6494
VN | 481396526 | LINEVN0361b | 220 | 25.8109 | [5 empty] | 50 | 6 cables - 2 systems | LINESTRING (852969.4051856477 1277041.2129410072, 852693.9553731785 1277256.1709625619, 852460.435235147 1277434.5684255555, 852026.4191227208 1277769.0791692946, 851620.3415156552 1278080.074644937, 851497.9866014393 1278176.411319572, 851462.9028637451 1279048.0558125917, 851454.439450678 1279317.317211727, 851443.8866840098 1279643.0047119283, 851426.2885438266 1279943.5941609016, 851417.4498422381 1280369.851635703, 851403.5668164738 1280695.2800986117, 851395.4519194979 1280985.6213744795, 851375.8930901261 1281444.1525376388, 851371.2000505016 1281661.492325965, 851350.7771242775 1282150.8910818086, 851340.7550391306 1282425.1630806976, 851340.5371274606 1282515.9541748182, 851099.3508427495 1283033.469606426, 850903.5205318702 1283452.1871693593, 850837.3021260065 1283596.577746585, 850648.930272612 1283990.5602165638, 850609.0718757682 1284077.9240441397, 850375.1770697954 1284579.8500640749, 850155.8444169135 1284669.3969793944, 849651.6369976266 1284873.8705249229, 849547.2318486632 1284912.707997132, 849168.5764288872 1285067.6796092277, 848879.9864337011 1285183.3771848169, 848529.3310332273 1285323.0984612757, 848230.389687031 1285444.2772052046, 847854.2439510844 1285596.022323629, 847502.9315984258 1285736.9856049514, 847100.4183451618 1285899.3398669076, 846823.8740142138 1285830.1294764476, 846520.3616292644 1285756.0245334904, 846174.0753170009 1285670.8359664662, 845876.2252395846 1285594.043803012, 845588.7855987153 1285523.5504901719, 845236.7259576409 1285435.9838026732, 844971.2687497506 1285369.8835263422, 844543.4394758166 1285263.3653363746, 844128.682153142 1285159.4019771137, 843742.0156412596 1285063.3199048403, 843437.3353635153 1284988.5827935818, 843065.3604692926 1284895.6518896956, 842521.7403236376 1284758.4277431176, 841927.4234460269 1284609.515211456, 841575.428188176 1284524.1668429675, 841263.509056379 1284490.7249335675, 840970.6690317928 1284459.7882378337, 840618.4632472337 1284423.3525239828, 840395.1199093596 1284402.0323879072, 840119.3302556003 1284325.6219663112, 839724.0422995514 1284219.3799489758, 839552.159792004 1284171.642381569, 839132.5347473908 1284055.320246617, 838788.8500501331 1283965.2918614976, 838587.9809094085 1283909.3706521716, 838350.4273447032 1283849.4300829216, 837867.3582418431 1283718.6494282119) | line | [10 empty] | 6 |  |  |  | 174 | 500 | 1 | FALSE | FALSE | 2 | TRUE | TRUE | 174 | 500 | 852969.4052 | 1277041.2129 | 837867.3582 | 1283718.6494 | 174 | 852969.4052 | 1277041.2129 | 500 | 837867.3582 | 1283718.6494
VN | 481561497 | LINEVN0362 | 500 | 9.5246 | [5 empty] | 50 |  | LINESTRING (699689.4433410835 1257329.0063132616, 699891.922893686 1257736.6817422486, 700107.1157629482 1258169.9510380037, 700285.7302641479 1258529.5883044472, 700498.0332985903 1258957.0469119991, 700697.9674707137 1259359.6261741824, 700877.3213814754 1259720.7674449214, 701059.408248865 1260087.4040835656, 701277.6689004959 1260526.924170013, 701450.4126128937 1260874.7643584905, 701644.0907019333 1261264.7907120863, 701833.2913669008 1261645.7961914118, 702049.0387023286 1262080.2757653226, 702240.4158365874 1262465.6804285392, 702430.2683941921 1262848.023895511, 702627.94913711 1263246.1514971412, 702815.700835127 1263624.2814986103, 703035.1457014232 1264066.2532055199, 703219.6542392131 1264437.86133914) | line | [10 empty] | 3 |  |  |  | 501 | 502 | 1 | FALSE | FALSE | 1 | TRUE | TRUE | 501 | 502 | 699689.4433 | 1257329.0063 | 703219.6542 | 1264437.8613 | 501 | 699689.4433 | 1257329.0063 | 502 | 703219.6542 | 1264437.8613
VN | 481561498 | LINEVN0363 | 500 | 8.6635 | [5 empty] | 50 |  | LINESTRING (675041.891583991 1217412.4546401752, 675227.4777595239 1217778.1302038527, 675405.7815547326 1218129.4550211222, 675617.9604805416 1218547.5529948894, 675820.3258170225 1218946.287231951, 676020.03634887 1219339.8214351244, 676213.5242853437 1219721.079080421, 676372.1255456654 1220033.6355683308, 676556.6301214145 1220397.2050589253, 676769.9875055231 1220817.6557770355, 676934.7722554819 1221142.3957919313, 677109.532500059 1221486.792321915, 677312.841268904 1221887.4606641703, 677518.3607173413 1222292.5013909095, 677734.2203703686 1222717.920710627, 677906.9403899091 1223058.3199985074, 678109.6112639408 1223457.7652843636, 678308.9039832974 1223850.5572204383) | line | [10 empty] | 3 | 1 |  |  | 503 | 504 | 1 | FALSE | FALSE | 1 | TRUE | TRUE | 503 | 504 | 675041.8916 | 1217412.4546 | 678308.904 | 1223850.5572 | 503 | 675041.8916 | 1217412.4546 | 504 | 678308.904 | 1223850.5572
VN | 481561499 | LINEVN0364 | 500 | 7.7077 | [5 empty] | 50 |  | LINESTRING (715953.1789751056 1281687.2066694847, 716260.0909384285 1281888.7491712542, 716580.0951063297 1282098.8949904256, 717002.6022482724 1282376.355927335, 717491.6763376361 1282697.5399995998, 717836.2268423582 1282923.828283116, 718426.9393149238 1283311.7861374635, 718682.6585774362 1283479.738859437, 719054.6960822002 1283724.106349643, 719452.2765885687 1283985.2343865798, 719914.3445104443 1284288.7597920757, 720286.5596906238 1284533.2463945046, 720624.406256854 1284755.1770367213, 720977.285414604 1284986.989283047, 721321.8215948947 1285213.3253443467) | line | [10 empty] | 3 |  |  |  | 505 | 506 | 1 | FALSE | FALSE | 1 | TRUE | TRUE | 505 | 506 | 715953.179 | 1281687.2067 | 721321.8216 | 1285213.3253 | 505 | 715953.179 | 1281687.2067 | 506 | 721321.8216 | 1285213.3253
VN | 481561503 | LINEVN0365 | 500 | 11.5093 | [5 empty] | 50 |  | LINESTRING (741175.2372944014 1305513.403680101, 741643.6429918793 1305788.658097817, 742061.7238951616 1306034.3407844002, 742450.9130561245 1306263.0578450272, 742873.4529354493 1306511.3791142753, 743391.1589759031 1306815.642992939, 744077.8748064516 1307219.2618585085, 744424.5468793951 1307423.0250042733, 744814.2144279825 1307652.0596661551, 745257.3784416056 1307912.5610174236, 745649.1179914121 1308142.8317374734, 745883.3453663785 1308280.5279840375, 746493.0677996448 1308638.9617780666, 746870.230753062 1308860.6791194426, 747192.5126125971 1309050.162528969, 747717.0743977231 1309358.5565554097, 748052.5827949594 1309555.816887706, 748526.8878673023 1309834.702443734, 748852.6555819578 1310026.2501411925, 749443.6345828179 1310373.7471967686) | line | [10 empty] | 3 |  |  |  | 507 | 508 | 1 | FALSE | FALSE | 1 | TRUE | TRUE | 507 | 508 | 741175.2373 | 1305513.4037 | 749443.6346 | 1310373.7472 | 507 | 741175.2373 | 1305513.4037 | 508 | 749443.6346 | 1310373.7472
VN | 482791182 | LINEVN0366a | 220 | 111.3329 | [5 empty] | 50 | 6 cables - 2 systems | LINESTRING (549146.7556142431 2492680.835586533, 549143.3313383776 2492327.080716294, 549130.1002274817 2491801.5591600016, 549121.9303291081 2490988.5629083356, 549116.7758148008 2490219.435158422, 549111.0625400487 2490021.335920903, 549100.3478411508 2489611.358111715, 549079.4473182746 2489050.5790539295, 549069.149912998 2488873.663920711, 549049.2221356072 2488335.9909062977, 549345.3934336099 2487497.5466291076, 549429.9297697773 2487256.200209974, 549655.5351868222 2486630.239204021, 549758.4088716097 2486042.6729179965, 549896.7421173553 2485289.576130051, 550011.5534821452 2484674.4651105013, 550142.4974033613 2483954.378956215, 550203.7720037804 2483627.1054487554, 550153.0214190932 2483229.839892673, 550104.4909993525 2482889.479758746, 550060.9246591734 2482562.895574977, 549955.437177708 2481744.764867332, 549899.5654826071 2481590.584034474, 549721.4649643952 2481090.5055494136, 549651.6806732679 2480893.032204822, 549597.5278646378 2480739.9984375946, 549382.2660865779 2480120.774484509, 549691.8747424063 2479763.7990603615, 550049.5880783692 2479350.5415838105, 550134.4007290396 2479008.4235586794, 550055.2219584727 2478560.71320798, 550008.4991230839 2478311.0542474417, 549954.2849132529 2477993.437503648, 549899.4837166675 2477681.5532442164, 549791.607264428 2477056.6179640717, 549761.7505491689 2476645.47695259, 549746.3450489179 2476346.3176993653, 549721.634664636 2476011.3852033135, 549690.4615904042 2475588.783720942, 549464.3565027491 2475389.207180783, 549218.1165565735 2475164.7080159755, 548903.4949610573 2474890.3170580743, 548453.2449659131 2474804.2095992356, 548184.4527288041 2474858.7740181475, 547975.2475933513 2474757.35925281, 547566.053771 2474336.4760105615, 547154.9225717887 2474385.939688016, 546376.3814777345 2474481.3885609913, 546041.9008216559 2474521.7354138424, 545318.7323678017 2474380.6597627257, 545055.3926838685 2474317.8808471947, 544752.0578052199 2474239.6708109584, 544363.0966551104 2474146.499086649, 543989.1316117476 2474056.811303971, 543416.4305902207 2473754.606635151, 543204.5209910473 2473639.6565438947, 542845.8141114597 2473457.5988273234, 542851.1697435445 2472913.066261448, 542853.6082958014 2472656.5843745414, 542131.3915640205 2472165.239708844, 541993.6336978793 2472078.2926490144, 541421.2092653926 2472135.9966314677, 541022.3684419561 2472049.0385049707, 540748.1199493796 2472060.9678819436, 540552.3277858339 2471845.8313284772, 540267.1886064061 2471458.6581434924, 539860.1663181991 2470907.838191907, 539654.4854294253 2470631.010124039, 539462.1460806822 2470377.2319966205, 539089.7382146202 2469880.2190894643, 538668.7364444903 2469310.081734375, 538479.1438400035 2468753.302125948, 538280.0043383281 2468165.651846903, 538005.6117467573 2467872.860510599, 537823.368286604 2467677.408823389, 537469.2363522024 2467304.834637465, 537550.2215702517 2466469.313507232, 537565.0378012849 2466339.5071744435, 537590.2239329638 2466061.697102165, 537630.2568608638 2465697.583082476, 537702.6889886449 2464988.708334749, 537721.8903034977 2464780.5096842903, 537805.7388501304 2463950.920750372, 537355.0469638264 2463412.600303229, 537078.3439139873 2463082.1545945103, 536824.0622860792 2462776.0086160004, 536876.2669899446 2462362.000938944, 536933.6601181845 2461872.680168313, 537012.405113264 2461236.0024391613, 537106.4709779272 2460489.7883277712, 537782.5675827543 2460153.4815733186, 538061.3839121773 2460018.064252571, 538212.950382473 2459943.109249948, 538750.1503558054 2459675.6200436396, 538907.6897304433 2459596.646299839, 539182.875957807 2459458.0075188344, 539452.6407307505 2459325.824210969, 539715.223803512 2459195.1104911244, 540396.3858936096 2458988.2607209254, 541183.7649670229 2458749.387298507, 541524.5094129075 2458645.442990753, 541703.2737345241 2458592.831873223, 542380.1553865003 2458388.3366819615, 542550.1174272932 2458338.40108463, 542759.5632550674 2458272.8129034224, 543144.3013718355 2458244.3501448226, 543931.9006092185 2458198.174722736, 544889.9089869604 2458142.1451889207, 544977.756980138 2458138.081090129, 545100.6971174506 2458087.3624125905, 545680.0189318103 2457847.959094893, 546337.493967916 2457572.4905565623, 547390.2649313885 2457140.2747294027, 547949.2968211446 2456335.49743052, 548211.1424875852 2455956.2294950304, 548487.0068135738 2455560.958911724, 548949.6411812992 2455096.8505529026, 549257.9510245624 2454785.6440510866, 549561.7814024759 2454480.096722391, 549654.8117763159 2454386.568914577, 550180.897377495 2453860.1231568786, 550336.6456676908 2453701.824134219, 550820.4667118419 2453217.160451727, 551035.3112825954 2452944.7480563354, 551601.9927453053 2452226.197110066, 551870.5936319424 2451856.1541301245, 552361.5887362792 2451810.1467981846, 552921.5256943107 2451729.1099525047, 553266.713146628 2451697.8256408945, 553469.8849725429 2451676.888934706, 553887.5867172296 2451654.62192419, 554417.5165037347 2451635.4566654493, 554973.2926609108 2451614.285817622, 555675.7943249366 2451587.9772470584, 556274.3091269799 2451567.447330572, 557206.3840738888 2451801.5440681754, 558038.4014260987 2452036.4880090556, 558461.207576287 2452143.818391907, 558946.663511288 2452267.081533394, 559270.9381401904 2452349.599943352, 559918.1355600518 2452267.405738006, 560597.1145126957 2452182.9369380223, 560885.4930212689 2452085.5715095955, 561729.6260558255 2451796.656007366, 562066.3484603345 2451685.14563233, 562436.7681876866 2451558.6780139604, 563435.0754690438 2451689.2818570165, 563640.9347450366 2451716.684155826, 564246.2307791323 2451921.5844113478, 564629.9934962468 2452047.806830323, 565076.7401326456 2451763.5666204873, 565238.3182924195 2451745.232847221, 565642.4906272473 2451692.4494245155, 566737.1366864651 2451545.8127159826, 567847.6574924649 2451198.3529435364, 567884.8444606385 2451082.770864345, 567989.6264715947 2450749.6555411625, 567940.5403618916 2450311.1105408827, 567912.835173695 2450068.157820371, 567823.4562481353 2449288.8074050765, 567806.6186047074 2449135.8200659375, 567701.0137758477 2448213.6820505015, 567673.8483782543 2447972.7143201237, 567641.4303195247 2447689.2503711474, 567842.6837921325 2447225.9420252317, 568058.1881864951 2446732.611038465, 568114.9075809506 2446603.3882622663, 568364.0006590583 2446029.6654145466, 568583.899904971 2445531.6005504867, 568819.9297444441 2444975.8597277254, 568911.9084319444 2444759.511268851, 569658.9618334674 2444430.589216437, 570031.6895902297 2444265.2631364376, 570343.782240642 2444129.473177938, 570817.8729328737 2444415.5370286573, 571533.4559120677 2444844.2051048107, 572063.5626930171 2445002.8206175226, 572724.3735128236 2445191.792197368, 573058.6632234724 2445288.2328103464, 573333.812947412 2445367.346049733, 573954.4190135447 2445429.4023260437, 574195.1175551809 2445450.4302076544, 574743.3834798648 2445505.490086751, 575128.4031873811 2445541.7214280916, 575620.5975491694 2445563.777697206, 576089.6854766209 2445622.156649639, 576219.0216586814 2445636.9422402414, 576636.5438679705 2445684.5711760987, 576755.0716300647 2445622.9718636004, 576958.5109647585 2445521.462577468, 577251.5904781788 2445371.4354229234, 578050.2907859468 2444958.8768489766, 578186.9062912221 2444890.2268898883, 578339.1548920976 2444394.741364034) | line | [10 empty] | 6 | 2 |  |  | 509 | 510 | 1 | FALSE | FALSE | 2 | FALSE | TRUE |  | 510 |  |  | 578339.1549 | 2444394.7414 | 509 | 549146.7556 | 2492680.8356 | 510 | 578339.1549 | 2444394.7414
VN | 482791182 | LINEVN0366b | 220 | 111.3329 | [5 empty] | 50 | 6 cables - 2 systems | LINESTRING (549146.7556142431 2492680.835586533, 549143.3313383776 2492327.080716294, 549130.1002274817 2491801.5591600016, 549121.9303291081 2490988.5629083356, 549116.7758148008 2490219.435158422, 549111.0625400487 2490021.335920903, 549100.3478411508 2489611.358111715, 549079.4473182746 2489050.5790539295, 549069.149912998 2488873.663920711, 549049.2221356072 2488335.9909062977, 549345.3934336099 2487497.5466291076, 549429.9297697773 2487256.200209974, 549655.5351868222 2486630.239204021, 549758.4088716097 2486042.6729179965, 549896.7421173553 2485289.576130051, 550011.5534821452 2484674.4651105013, 550142.4974033613 2483954.378956215, 550203.7720037804 2483627.1054487554, 550153.0214190932 2483229.839892673, 550104.4909993525 2482889.479758746, 550060.9246591734 2482562.895574977, 549955.437177708 2481744.764867332, 549899.5654826071 2481590.584034474, 549721.4649643952 2481090.5055494136, 549651.6806732679 2480893.032204822, 549597.5278646378 2480739.9984375946, 549382.2660865779 2480120.774484509, 549691.8747424063 2479763.7990603615, 550049.5880783692 2479350.5415838105, 550134.4007290396 2479008.4235586794, 550055.2219584727 2478560.71320798, 550008.4991230839 2478311.0542474417, 549954.2849132529 2477993.437503648, 549899.4837166675 2477681.5532442164, 549791.607264428 2477056.6179640717, 549761.7505491689 2476645.47695259, 549746.3450489179 2476346.3176993653, 549721.634664636 2476011.3852033135, 549690.4615904042 2475588.783720942, 549464.3565027491 2475389.207180783, 549218.1165565735 2475164.7080159755, 548903.4949610573 2474890.3170580743, 548453.2449659131 2474804.2095992356, 548184.4527288041 2474858.7740181475, 547975.2475933513 2474757.35925281, 547566.053771 2474336.4760105615, 547154.9225717887 2474385.939688016, 546376.3814777345 2474481.3885609913, 546041.9008216559 2474521.7354138424, 545318.7323678017 2474380.6597627257, 545055.3926838685 2474317.8808471947, 544752.0578052199 2474239.6708109584, 544363.0966551104 2474146.499086649, 543989.1316117476 2474056.811303971, 543416.4305902207 2473754.606635151, 543204.5209910473 2473639.6565438947, 542845.8141114597 2473457.5988273234, 542851.1697435445 2472913.066261448, 542853.6082958014 2472656.5843745414, 542131.3915640205 2472165.239708844, 541993.6336978793 2472078.2926490144, 541421.2092653926 2472135.9966314677, 541022.3684419561 2472049.0385049707, 540748.1199493796 2472060.9678819436, 540552.3277858339 2471845.8313284772, 540267.1886064061 2471458.6581434924, 539860.1663181991 2470907.838191907, 539654.4854294253 2470631.010124039, 539462.1460806822 2470377.2319966205, 539089.7382146202 2469880.2190894643, 538668.7364444903 2469310.081734375, 538479.1438400035 2468753.302125948, 538280.0043383281 2468165.651846903, 538005.6117467573 2467872.860510599, 537823.368286604 2467677.408823389, 537469.2363522024 2467304.834637465, 537550.2215702517 2466469.313507232, 537565.0378012849 2466339.5071744435, 537590.2239329638 2466061.697102165, 537630.2568608638 2465697.583082476, 537702.6889886449 2464988.708334749, 537721.8903034977 2464780.5096842903, 537805.7388501304 2463950.920750372, 537355.0469638264 2463412.600303229, 537078.3439139873 2463082.1545945103, 536824.0622860792 2462776.0086160004, 536876.2669899446 2462362.000938944, 536933.6601181845 2461872.680168313, 537012.405113264 2461236.0024391613, 537106.4709779272 2460489.7883277712, 537782.5675827543 2460153.4815733186, 538061.3839121773 2460018.064252571, 538212.950382473 2459943.109249948, 538750.1503558054 2459675.6200436396, 538907.6897304433 2459596.646299839, 539182.875957807 2459458.0075188344, 539452.6407307505 2459325.824210969, 539715.223803512 2459195.1104911244, 540396.3858936096 2458988.2607209254, 541183.7649670229 2458749.387298507, 541524.5094129075 2458645.442990753, 541703.2737345241 2458592.831873223, 542380.1553865003 2458388.3366819615, 542550.1174272932 2458338.40108463, 542759.5632550674 2458272.8129034224, 543144.3013718355 2458244.3501448226, 543931.9006092185 2458198.174722736, 544889.9089869604 2458142.1451889207, 544977.756980138 2458138.081090129, 545100.6971174506 2458087.3624125905, 545680.0189318103 2457847.959094893, 546337.493967916 2457572.4905565623, 547390.2649313885 2457140.2747294027, 547949.2968211446 2456335.49743052, 548211.1424875852 2455956.2294950304, 548487.0068135738 2455560.958911724, 548949.6411812992 2455096.8505529026, 549257.9510245624 2454785.6440510866, 549561.7814024759 2454480.096722391, 549654.8117763159 2454386.568914577, 550180.897377495 2453860.1231568786, 550336.6456676908 2453701.824134219, 550820.4667118419 2453217.160451727, 551035.3112825954 2452944.7480563354, 551601.9927453053 2452226.197110066, 551870.5936319424 2451856.1541301245, 552361.5887362792 2451810.1467981846, 552921.5256943107 2451729.1099525047, 553266.713146628 2451697.8256408945, 553469.8849725429 2451676.888934706, 553887.5867172296 2451654.62192419, 554417.5165037347 2451635.4566654493, 554973.2926609108 2451614.285817622, 555675.7943249366 2451587.9772470584, 556274.3091269799 2451567.447330572, 557206.3840738888 2451801.5440681754, 558038.4014260987 2452036.4880090556, 558461.207576287 2452143.818391907, 558946.663511288 2452267.081533394, 559270.9381401904 2452349.599943352, 559918.1355600518 2452267.405738006, 560597.1145126957 2452182.9369380223, 560885.4930212689 2452085.5715095955, 561729.6260558255 2451796.656007366, 562066.3484603345 2451685.14563233, 562436.7681876866 2451558.6780139604, 563435.0754690438 2451689.2818570165, 563640.9347450366 2451716.684155826, 564246.2307791323 2451921.5844113478, 564629.9934962468 2452047.806830323, 565076.7401326456 2451763.5666204873, 565238.3182924195 2451745.232847221, 565642.4906272473 2451692.4494245155, 566737.1366864651 2451545.8127159826, 567847.6574924649 2451198.3529435364, 567884.8444606385 2451082.770864345, 567989.6264715947 2450749.6555411625, 567940.5403618916 2450311.1105408827, 567912.835173695 2450068.157820371, 567823.4562481353 2449288.8074050765, 567806.6186047074 2449135.8200659375, 567701.0137758477 2448213.6820505015, 567673.8483782543 2447972.7143201237, 567641.4303195247 2447689.2503711474, 567842.6837921325 2447225.9420252317, 568058.1881864951 2446732.611038465, 568114.9075809506 2446603.3882622663, 568364.0006590583 2446029.6654145466, 568583.899904971 2445531.6005504867, 568819.9297444441 2444975.8597277254, 568911.9084319444 2444759.511268851, 569658.9618334674 2444430.589216437, 570031.6895902297 2444265.2631364376, 570343.782240642 2444129.473177938, 570817.8729328737 2444415.5370286573, 571533.4559120677 2444844.2051048107, 572063.5626930171 2445002.8206175226, 572724.3735128236 2445191.792197368, 573058.6632234724 2445288.2328103464, 573333.812947412 2445367.346049733, 573954.4190135447 2445429.4023260437, 574195.1175551809 2445450.4302076544, 574743.3834798648 2445505.490086751, 575128.4031873811 2445541.7214280916, 575620.5975491694 2445563.777697206, 576089.6854766209 2445622.156649639, 576219.0216586814 2445636.9422402414, 576636.5438679705 2445684.5711760987, 576755.0716300647 2445622.9718636004, 576958.5109647585 2445521.462577468, 577251.5904781788 2445371.4354229234, 578050.2907859468 2444958.8768489766, 578186.9062912221 2444890.2268898883, 578339.1548920976 2444394.741364034) | line | [10 empty] | 6 | 2 |  |  | 509 | 510 | 1 | FALSE | FALSE | 2 | FALSE | TRUE |  | 510 |  |  | 578339.1549 | 2444394.7414 | 509 | 549146.7556 | 2492680.8356 | 510 | 578339.1549 | 2444394.7414
VN | 483525453 | LINEVN0367a | 220 | 1.4116 | [5 empty] | 50 | 6 cables - 2 systems | LINESTRING (567740.8708272267 2350633.267980681, 567770.7430568016 2350603.0199229945, 567968.5004699117 2350298.673470778, 568189.7098487727 2349975.643797166, 568400.602559083 2349660.2664125105) | line | [10 empty] | 6 |  |  |  | 511 | 512 | 1 | FALSE | FALSE | 2 | FALSE | TRUE |  | 512 |  |  | 568400.6026 | 2349660.2664 | 511 | 567740.8708 | 2350633.268 | 512 | 568400.6026 | 2349660.2664
VN | 483525453 | LINEVN0367b | 220 | 1.4116 | [5 empty] | 50 | 6 cables - 2 systems | LINESTRING (567740.8708272267 2350633.267980681, 567770.7430568016 2350603.0199229945, 567968.5004699117 2350298.673470778, 568189.7098487727 2349975.643797166, 568400.602559083 2349660.2664125105) | line | [10 empty] | 6 |  |  |  | 511 | 512 | 1 | FALSE | FALSE | 2 | FALSE | TRUE |  | 512 |  |  | 568400.6026 | 2349660.2664 | 511 | 567740.8708 | 2350633.268 | 512 | 568400.6026 | 2349660.2664
VN | 483525463 | LINEVN0368a | 110 | 4.6254 | [5 empty] | 50 | 6 cables - 2 systems | LINESTRING (565395.3065556192 2353160.8201331273, 565379.2199128653 2352939.0355156306, 565361.3382703762 2352711.975304155, 565343.4627783936 2352485.822808247, 565323.8139575502 2352248.9270809717, 565487.6812253362 2352049.145373439, 565664.2783849454 2351832.260363089, 565833.9059073717 2351618.5146994586, 565976.0491067079 2351442.048777716, 566186.4094965368 2351189.333075357, 566452.1745013519 2351132.875235774, 566705.1992640079 2351084.361127022, 566981.7216141183 2351029.3169482523, 567174.6064652574 2350990.1052738964, 567328.4231677037 2350906.7166149705, 567543.4159273407 2350767.9407880385, 567640.0488831967 2350719.0297593893, 567658.2115600038 2350700.1557183564) | line | [10 empty] | 6 | 2 |  |  | 513 | 514 | 1 | FALSE | FALSE | 2 | FALSE | FALSE | [6 empty] | 513 | 565395.3066 | 2353160.8201 | 514 | 567658.2116 | 2350700.1557
VN | 483525463 | LINEVN0368b | 110 | 4.6254 | [5 empty] | 50 | 6 cables - 2 systems | LINESTRING (565395.3065556192 2353160.8201331273, 565379.2199128653 2352939.0355156306, 565361.3382703762 2352711.975304155, 565343.4627783936 2352485.822808247, 565323.8139575502 2352248.9270809717, 565487.6812253362 2352049.145373439, 565664.2783849454 2351832.260363089, 565833.9059073717 2351618.5146994586, 565976.0491067079 2351442.048777716, 566186.4094965368 2351189.333075357, 566452.1745013519 2351132.875235774, 566705.1992640079 2351084.361127022, 566981.7216141183 2351029.3169482523, 567174.6064652574 2350990.1052738964, 567328.4231677037 2350906.7166149705, 567543.4159273407 2350767.9407880385, 567640.0488831967 2350719.0297593893, 567658.2115600038 2350700.1557183564) | line | [10 empty] | 6 | 2 |  |  | 513 | 514 | 1 | FALSE | FALSE | 2 | FALSE | FALSE | [6 empty] | 513 | 565395.3066 | 2353160.8201 | 514 | 567658.2116 | 2350700.1557
VN | 484052980 | LINEVN0369 |  | 2.0036 | [6 empty] | multiple vlevels | LINESTRING (569116.2733453797 2197161.0045954078, 569486.6861427318 2197059.761247993, 569844.6328584328 2196961.3867159477, 570198.8990522167 2196868.1063771825, 570561.9872615268 2196769.036190646, 570676.800672555 2196641.2999753617) | line | [14 empty] | 515 | 516 | 0 | FALSE | FALSE | 1 | FALSE | FALSE | [6 empty] | 515 | 569116.2733 | 2197161.0046 | 516 | 570676.8007 | 2196641.3
VN | 484052984 | LINEVN0370 | 220 | 1.8636 | [5 empty] | 50 |  | LINESTRING (571558.3410851706 2197621.592142662, 571230.1010466261 2197436.72397535, 570932.5765235454 2197266.538221922, 570677.0656813495 2197124.2145708282, 570637.3566073559 2196976.925037199, 570586.8864432368 2196771.3269298556, 570707.569076101 2196642.153586667) | line | [14 empty] | 454 | 517 | 1 | FALSE | FALSE | 1 | TRUE | FALSE | 454 |  | 571558.3411 | 2197621.5921 |  |  | 454 | 571558.3411 | 2197621.5921 | 517 | 570707.5691 | 2196642.1536
VN | 484186545 | LINEVN0371 | 500 | 4.9245 | [5 empty] | 50 |  | LINESTRING (551087.1116747655 2232617.3526307466, 550284.5847082472 2231458.5893064504, 550081.1134762458 2231164.824194597, 549208.7015482965 2229905.3300378267, 549004.7428609361 2229604.627695715, 548752.2092700613 2229242.593491097) | line |  | Đường dây 500kV Bắc - Nam mạch 2 | [8 empty] | 3 |  |  |  | 309 | 518 | 1 | FALSE | FALSE | 1 | TRUE | TRUE | 309 | 518 | 551087.1117 | 2232617.3526 | 548752.2093 | 2229242.5935 | 309 | 551087.1117 | 2232617.3526 | 518 | 548752.2093 | 2229242.5935
VN | 484238300 | LINEVN0372a | 110 | 25.9709 | [5 empty] | 50 | 6 cables - 2 systems | LINESTRING (595585.0266468128 2248913.7215583343, 595371.9834595335 2248955.958641446, 595102.7540241968 2249021.2961558052, 594893.1841468463 2249064.5875583477, 594710.1464650546 2249103.2461870904, 594539.2688076479 2249138.597850306, 594365.3158832791 2249175.2071110997, 594169.5999252875 2249148.5018067714, 593981.1894177372 2249123.996877116, 593732.1392736813 2249187.1193400356, 593542.2163807614 2249235.3484792258, 593333.1195045403 2249289.042739028, 593098.8224212959 2249348.8010550807, 592887.6694566489 2249402.9764643447, 592657.7919136509 2249460.7169787697, 592448.3670036499 2249514.4089187644, 592258.0113502668 2249563.048035482, 592112.854284152 2249600.6088659093, 591902.3681973832 2249615.2435535435, 591702.5796550756 2249632.372726003, 591489.8584621862 2249645.45102945, 591240.4473379757 2249663.98184472, 591000.2958882865 2249682.576301768, 590771.2605158954 2249699.5725854267, 590545.6914976555 2249714.5758211454, 590304.1541818357 2249733.0619586282, 590043.1812799831 2249753.386560473, 589819.745439779 2249768.034120156, 589779.7694009208 2249771.1567958463, 589537.1010489549 2249790.754495727, 589269.5547198601 2249808.942613177, 589109.2572236055 2249659.804697074, 588968.1811567858 2249525.6316802143, 588830.9686667437 2249400.920591912, 588730.7967369042 2249236.8348317253, 588622.496389183 2249067.5946453414, 588505.4857129003 2249071.220231263, 588292.971232702 2249240.8467708076, 588067.903350399 2249420.582676762, 587853.9316406056 2249591.0922826375, 587814.373267858 2249708.738434821, 587701.9894528051 2249749.668687553, 587524.9588205845 2249813.235904276, 587300.2787358393 2249899.0966515834, 587042.18450266 2249946.275816029, 586846.3339047775 2249981.687149903, 586640.7544417253 2250019.3758649947, 586435.0727083104 2250056.8451344506, 586228.7814709983 2250084.9173845556, 585980.2495604941 2250045.556332766, 585735.3363807305 2250008.7846369334, 585479.0108578735 2249974.5384943876, 585226.8511639216 2249933.6320468644, 584990.2309047579 2249895.3627299364, 584658.6027432837 2249856.0422464623, 584352.6787180866 2249802.831680447, 584026.8768437658 2249751.9643765287, 583917.5659733138 2249736.445311052, 583693.4818433378 2249817.474576786, 583453.188108312 2249902.9657087987, 583168.5603998781 2250004.4485055287, 582952.9920672645 2250080.924256089, 582744.6800274733 2250155.312587964, 582546.608674979 2250225.6022168803, 582349.1114509432 2250211.230491727, 582102.8598348472 2250191.8027933026, 581870.4413431771 2250173.9939377485, 581729.0123710383 2250046.598634734, 581546.6300522888 2249868.7972720196, 581366.8261931904 2249710.0351877157, 581148.9575290527 2249507.445495918, 581044.3178774172 2249374.9064594405, 580907.8612407878 2249266.2901854557, 580836.3657143682 2249206.256332871, 580673.6834891968 2249073.2147570695, 580628.2451314471 2249099.419749689, 580481.516611943 2249096.8956223833, 580283.3504769283 2249093.1919380063, 580123.1869522709 2249016.711002567, 579845.178581765 2249004.882552857, 579679.3809151879 2248963.2752668755, 579412.4467489106 2248969.6999477562, 579350.7029522007 2248901.1624377975, 579098.8592866779 2248710.8058460345, 578860.0874473619 2248514.28213953, 578774.0025157526 2248494.365058982, 578692.6783325806 2248483.4458291014, 578512.26534039 2248449.4419148536, 578347.6955354954 2248418.400612804, 578181.9530487186 2248388.008555394, 577995.3508522932 2248353.3179843663, 577849.0138522293 2248327.5768746748, 577724.6659402009 2248448.866532213, 577598.5222375506 2248572.915779693, 577416.4734764635 2248568.211296009, 577097.2868124285 2248677.308084058, 576832.6577334364 2248767.950343268, 576592.2916064584 2248800.003405307, 576518.8216162879 2248530.021037869, 576252.750525554 2248592.975311952, 576034.7866695729 2248733.5066719023, 575852.1142936691 2248719.154161483) | line | [10 empty] | 6 | 2 |  |  | 519 | 520 | 1 | FALSE | FALSE | 2 | TRUE | FALSE | 519 |  | 595585.0266 | 2248913.7216 |  |  | 519 | 595585.0266 | 2248913.7216 | 520 | 575852.1143 | 2248719.1542
VN | 484238300 | LINEVN0372b | 110 | 25.9709 | [5 empty] | 50 | 6 cables - 2 systems | LINESTRING (595585.0266468128 2248913.7215583343, 595371.9834595335 2248955.958641446, 595102.7540241968 2249021.2961558052, 594893.1841468463 2249064.5875583477, 594710.1464650546 2249103.2461870904, 594539.2688076479 2249138.597850306, 594365.3158832791 2249175.2071110997, 594169.5999252875 2249148.5018067714, 593981.1894177372 2249123.996877116, 593732.1392736813 2249187.1193400356, 593542.2163807614 2249235.3484792258, 593333.1195045403 2249289.042739028, 593098.8224212959 2249348.8010550807, 592887.6694566489 2249402.9764643447, 592657.7919136509 2249460.7169787697, 592448.3670036499 2249514.4089187644, 592258.0113502668 2249563.048035482, 592112.854284152 2249600.6088659093, 591902.3681973832 2249615.2435535435, 591702.5796550756 2249632.372726003, 591489.8584621862 2249645.45102945, 591240.4473379757 2249663.98184472, 591000.2958882865 2249682.576301768, 590771.2605158954 2249699.5725854267, 590545.6914976555 2249714.5758211454, 590304.1541818357 2249733.0619586282, 590043.1812799831 2249753.386560473, 589819.745439779 2249768.034120156, 589779.7694009208 2249771.1567958463, 589537.1010489549 2249790.754495727, 589269.5547198601 2249808.942613177, 589109.2572236055 2249659.804697074, 588968.1811567858 2249525.6316802143, 588830.9686667437 2249400.920591912, 588730.7967369042 2249236.8348317253, 588622.496389183 2249067.5946453414, 588505.4857129003 2249071.220231263, 588292.971232702 2249240.8467708076, 588067.903350399 2249420.582676762, 587853.9316406056 2249591.0922826375, 587814.373267858 2249708.738434821, 587701.9894528051 2249749.668687553, 587524.9588205845 2249813.235904276, 587300.2787358393 2249899.0966515834, 587042.18450266 2249946.275816029, 586846.3339047775 2249981.687149903, 586640.7544417253 2250019.3758649947, 586435.0727083104 2250056.8451344506, 586228.7814709983 2250084.9173845556, 585980.2495604941 2250045.556332766, 585735.3363807305 2250008.7846369334, 585479.0108578735 2249974.5384943876, 585226.8511639216 2249933.6320468644, 584990.2309047579 2249895.3627299364, 584658.6027432837 2249856.0422464623, 584352.6787180866 2249802.831680447, 584026.8768437658 2249751.9643765287, 583917.5659733138 2249736.445311052, 583693.4818433378 2249817.474576786, 583453.188108312 2249902.9657087987, 583168.5603998781 2250004.4485055287, 582952.9920672645 2250080.924256089, 582744.6800274733 2250155.312587964, 582546.608674979 2250225.6022168803, 582349.1114509432 2250211.230491727, 582102.8598348472 2250191.8027933026, 581870.4413431771 2250173.9939377485, 581729.0123710383 2250046.598634734, 581546.6300522888 2249868.7972720196, 581366.8261931904 2249710.0351877157, 581148.9575290527 2249507.445495918, 581044.3178774172 2249374.9064594405, 580907.8612407878 2249266.2901854557, 580836.3657143682 2249206.256332871, 580673.6834891968 2249073.2147570695, 580628.2451314471 2249099.419749689, 580481.516611943 2249096.8956223833, 580283.3504769283 2249093.1919380063, 580123.1869522709 2249016.711002567, 579845.178581765 2249004.882552857, 579679.3809151879 2248963.2752668755, 579412.4467489106 2248969.6999477562, 579350.7029522007 2248901.1624377975, 579098.8592866779 2248710.8058460345, 578860.0874473619 2248514.28213953, 578774.0025157526 2248494.365058982, 578692.6783325806 2248483.4458291014, 578512.26534039 2248449.4419148536, 578347.6955354954 2248418.400612804, 578181.9530487186 2248388.008555394, 577995.3508522932 2248353.3179843663, 577849.0138522293 2248327.5768746748, 577724.6659402009 2248448.866532213, 577598.5222375506 2248572.915779693, 577416.4734764635 2248568.211296009, 577097.2868124285 2248677.308084058, 576832.6577334364 2248767.950343268, 576592.2916064584 2248800.003405307, 576518.8216162879 2248530.021037869, 576252.750525554 2248592.975311952, 576034.7866695729 2248733.5066719023, 575852.1142936691 2248719.154161483) | line | [10 empty] | 6 | 2 |  |  | 519 | 520 | 1 | FALSE | FALSE | 2 | TRUE | FALSE | 519 |  | 595585.0266 | 2248913.7216 |  |  | 519 | 595585.0266 | 2248913.7216 | 520 | 575852.1143 | 2248719.1542
VN | 484241350 | LINEVN0373a | 220 | 72.4435 | [5 empty] | 50 | 6 cables - 2 systems | LINESTRING (529180.3388533852 2278404.014917084, 529284.3914084656 2278194.421180393, 529471.4840939807 2277806.2971147383, 529647.6504408172 2277443.997248094, 529863.373852296 2276997.5608347575, 529969.9763408751 2276775.7358783116, 530056.8088414586 2276597.137045525, 530295.7073873531 2276099.6625200985, 530479.4692287114 2275723.0422989926, 530609.1792248661 2275451.008205283, 530794.2869439106 2275069.712577792, 530947.2196998487 2274756.3773668306, 531181.244558187 2274273.2382114846, 531316.5052459303 2273993.063500064, 531450.5051792279 2273720.667553569, 531741.7139483746 2273547.779836107, 532052.6567262383 2273371.049760112, 532308.8776266573 2273224.7768790363, 532912.4619782935 2272874.9041496855, 533170.6184673428 2272679.17892952, 533383.426374032 2272515.606319949, 534006.4565992458 2272040.9978967286, 534375.2568590614 2271759.1905661, 534716.3354039381 2271500.2651049886, 535099.9971668646 2271206.551339429, 535388.454951308 2270986.718523118, 535729.2981471147 2270725.577049425, 536056.9695312801 2270476.654360557, 536367.2548190028 2270240.5161846965, 536790.9327659534 2269928.211322026, 537214.6525673071 2269599.1284614224, 537541.3259104196 2269359.2511844453, 537870.2159340563 2269106.591677135, 538257.9688611715 2268845.6153439083, 538602.5007420881 2268665.437598029, 538902.5568844595 2268505.472888149, 539329.0801614503 2268282.4799478194, 539579.2807217345 2268149.083226345, 540174.3240471312 2267834.6811776306, 540473.2389902194 2267680.4515220476, 540769.4114462999 2267515.518779259, 541151.0584803936 2267316.7331984676, 541441.5634326084 2267159.456561055, 542063.705743058 2266827.5888802526, 542490.4844250939 2266598.797870371, 542768.1125256949 2266305.355185807, 543102.5933244835 2265966.2101963875, 543355.7989527086 2265705.5285714017, 543740.1429450855 2265304.1825986863, 543955.716684241 2265085.777415692, 544171.6062791956 2264860.2818143186, 544475.4583273968 2264546.438161587, 544703.030671279 2264309.3371467763, 545035.4006299598 2264111.924339576, 545359.9190761897 2263916.8100100267, 545544.9750120769 2263807.2418618, 545963.5198830887 2263548.5889003696, 546419.5814503941 2263274.9414977855, 546785.4458586476 2263052.553283813, 547066.2809192499 2262884.664353565, 547536.7178816415 2262705.409223314, 548001.1460525267 2262530.1451391587, 548207.3032632233 2262305.944609673, 548538.6542341912 2261955.7501550703, 548755.609248255 2261724.7141253985, 549085.9080757012 2261370.9634055747, 549363.8804328217 2261077.681449227, 549615.8801727993 2260808.9082168336, 549956.2812522396 2260447.8214387186, 550248.3718549147 2260138.3704918823, 550567.7786191087 2259798.759082459, 550721.0665197968 2259632.2676839503, 551163.086509403 2259157.770505148, 551358.600065818 2259135.6796388975, 551613.9565527121 2259105.6481276797, 551876.7261639246 2259073.8942803834, 552493.6567325931 2259003.241527519, 552790.859356145 2258967.224695968, 553131.6569408162 2258928.913461539, 553515.2488927194 2258583.788808705, 553722.0766540364 2258393.6747037848, 554027.4600405314 2258120.063286289, 554337.8421977496 2257839.246246791, 554704.4345319072 2257510.6164664663, 555009.289823652 2257235.825055509, 555285.5423182639 2256984.8070438206, 555581.6520480962 2256716.4271888565, 555808.0211537628 2256489.4370280313, 556063.7332764778 2256470.937258524, 556488.7483256243 2256458.421098644, 556853.1036278825 2256423.181761389, 557282.2708400671 2256380.308951692, 557692.8823679195 2256342.453077901, 558069.0755678586 2256304.1473103566, 558475.5711545168 2256265.8866621004, 558901.8110000356 2256224.361163795, 559312.0848090631 2256184.041546292, 559700.323380056 2256146.8533402104, 560150.6390668732 2256103.1516692303, 560520.2629387293 2256067.1672174237, 560941.053595066 2256026.6467983774, 561350.0096993087 2255987.3448856925, 561670.7901866467 2255955.947139526, 561933.7671933061 2255828.7710248316, 562295.8253348792 2255652.355664014, 562620.9958769077 2255492.6239886433, 563001.118718429 2255308.221174789, 563375.7945932604 2255123.253091711, 563755.6644948474 2254935.6008326625, 564133.641710113 2254751.2808963447, 564539.2611037848 2254552.7410628605, 564903.2356360458 2254375.3351403372, 565261.1755139176 2254203.480561867, 565615.2051687434 2254032.736086957, 565872.2124565511 2253907.8093922134, 566146.2623391362 2253686.114448523, 566439.6831696144 2253449.613315796, 566735.085484144 2253210.1918973583, 567086.0825143056 2252927.2992423195, 567400.5161657925 2252675.0920362435, 567703.8597429313 2252434.8102586665, 567964.8851859589 2252224.966913703, 568165.0093595803 2252019.899086615, 568440.327523217 2251733.3352330346, 568717.687321722 2251447.4699007184, 568977.4170189422 2251174.6305524115, 569234.9483652716 2250905.438251013, 569505.7309490384 2250623.9079183913, 569778.7113342885 2250343.1209880286, 570043.6202746719 2250065.204904114, 570314.4203228655 2249785.8669687514, 570490.2986850711 2249601.554232923, 570864.5807664483 2249519.7891227347, 571316.7411326263 2249422.1633627242, 571680.9170945558 2249340.3074626857, 572128.2221636303 2249242.9259726834, 572532.0154967532 2249155.0231002793, 572954.7666568223 2249063.0154462554, 573342.0729065441 2248978.2377105094, 573670.5999779704 2248906.0880506346, 574028.6950597708 2248828.637708822, 574400.3245464381 2248745.9077181057, 574765.4155522012 2248686.531340181, 575134.7369038236 2248622.4442824028, 575499.7100882267 2248560.304890877, 575856.8311816521 2248499.2452675467, 576223.3033030992 2248415.8230459588, 576315.4574750566 2248094.039523834, 576251.8090660282 2247860.4916367712, 576343.8990891352 2247584.4824525313, 576474.637644208 2247210.3786327993, 576605.7333541252 2246822.908016525, 576718.3633527342 2246496.8682117322, 576705.4436663653 2246441.684410456) | line | [10 empty] | 6 | 2 |  |  | 521 | 522 | 1 | FALSE | FALSE | 2 | TRUE | FALSE | 521 |  | 529180.3389 | 2278404.0149 |  |  | 521 | 529180.3389 | 2278404.0149 | 522 | 576705.4437 | 2246441.6844
VN | 484241350 | LINEVN0373b | 220 | 72.4435 | [5 empty] | 50 | 6 cables - 2 systems | LINESTRING (529180.3388533852 2278404.014917084, 529284.3914084656 2278194.421180393, 529471.4840939807 2277806.2971147383, 529647.6504408172 2277443.997248094, 529863.373852296 2276997.5608347575, 529969.9763408751 2276775.7358783116, 530056.8088414586 2276597.137045525, 530295.7073873531 2276099.6625200985, 530479.4692287114 2275723.0422989926, 530609.1792248661 2275451.008205283, 530794.2869439106 2275069.712577792, 530947.2196998487 2274756.3773668306, 531181.244558187 2274273.2382114846, 531316.5052459303 2273993.063500064, 531450.5051792279 2273720.667553569, 531741.7139483746 2273547.779836107, 532052.6567262383 2273371.049760112, 532308.8776266573 2273224.7768790363, 532912.4619782935 2272874.9041496855, 533170.6184673428 2272679.17892952, 533383.426374032 2272515.606319949, 534006.4565992458 2272040.9978967286, 534375.2568590614 2271759.1905661, 534716.3354039381 2271500.2651049886, 535099.9971668646 2271206.551339429, 535388.454951308 2270986.718523118, 535729.2981471147 2270725.577049425, 536056.9695312801 2270476.654360557, 536367.2548190028 2270240.5161846965, 536790.9327659534 2269928.211322026, 537214.6525673071 2269599.1284614224, 537541.3259104196 2269359.2511844453, 537870.2159340563 2269106.591677135, 538257.9688611715 2268845.6153439083, 538602.5007420881 2268665.437598029, 538902.5568844595 2268505.472888149, 539329.0801614503 2268282.4799478194, 539579.2807217345 2268149.083226345, 540174.3240471312 2267834.6811776306, 540473.2389902194 2267680.4515220476, 540769.4114462999 2267515.518779259, 541151.0584803936 2267316.7331984676, 541441.5634326084 2267159.456561055, 542063.705743058 2266827.5888802526, 542490.4844250939 2266598.797870371, 542768.1125256949 2266305.355185807, 543102.5933244835 2265966.2101963875, 543355.7989527086 2265705.5285714017, 543740.1429450855 2265304.1825986863, 543955.716684241 2265085.777415692, 544171.6062791956 2264860.2818143186, 544475.4583273968 2264546.438161587, 544703.030671279 2264309.3371467763, 545035.4006299598 2264111.924339576, 545359.9190761897 2263916.8100100267, 545544.9750120769 2263807.2418618, 545963.5198830887 2263548.5889003696, 546419.5814503941 2263274.9414977855, 546785.4458586476 2263052.553283813, 547066.2809192499 2262884.664353565, 547536.7178816415 2262705.409223314, 548001.1460525267 2262530.1451391587, 548207.3032632233 2262305.944609673, 548538.6542341912 2261955.7501550703, 548755.609248255 2261724.7141253985, 549085.9080757012 2261370.9634055747, 549363.8804328217 2261077.681449227, 549615.8801727993 2260808.9082168336, 549956.2812522396 2260447.8214387186, 550248.3718549147 2260138.3704918823, 550567.7786191087 2259798.759082459, 550721.0665197968 2259632.2676839503, 551163.086509403 2259157.770505148, 551358.600065818 2259135.6796388975, 551613.9565527121 2259105.6481276797, 551876.7261639246 2259073.8942803834, 552493.6567325931 2259003.241527519, 552790.859356145 2258967.224695968, 553131.6569408162 2258928.913461539, 553515.2488927194 2258583.788808705, 553722.0766540364 2258393.6747037848, 554027.4600405314 2258120.063286289, 554337.8421977496 2257839.246246791, 554704.4345319072 2257510.6164664663, 555009.289823652 2257235.825055509, 555285.5423182639 2256984.8070438206, 555581.6520480962 2256716.4271888565, 555808.0211537628 2256489.4370280313, 556063.7332764778 2256470.937258524, 556488.7483256243 2256458.421098644, 556853.1036278825 2256423.181761389, 557282.2708400671 2256380.308951692, 557692.8823679195 2256342.453077901, 558069.0755678586 2256304.1473103566, 558475.5711545168 2256265.8866621004, 558901.8110000356 2256224.361163795, 559312.0848090631 2256184.041546292, 559700.323380056 2256146.8533402104, 560150.6390668732 2256103.1516692303, 560520.2629387293 2256067.1672174237, 560941.053595066 2256026.6467983774, 561350.0096993087 2255987.3448856925, 561670.7901866467 2255955.947139526, 561933.7671933061 2255828.7710248316, 562295.8253348792 2255652.355664014, 562620.9958769077 2255492.6239886433, 563001.118718429 2255308.221174789, 563375.7945932604 2255123.253091711, 563755.6644948474 2254935.6008326625, 564133.641710113 2254751.2808963447, 564539.2611037848 2254552.7410628605, 564903.2356360458 2254375.3351403372, 565261.1755139176 2254203.480561867, 565615.2051687434 2254032.736086957, 565872.2124565511 2253907.8093922134, 566146.2623391362 2253686.114448523, 566439.6831696144 2253449.613315796, 566735.085484144 2253210.1918973583, 567086.0825143056 2252927.2992423195, 567400.5161657925 2252675.0920362435, 567703.8597429313 2252434.8102586665, 567964.8851859589 2252224.966913703, 568165.0093595803 2252019.899086615, 568440.327523217 2251733.3352330346, 568717.687321722 2251447.4699007184, 568977.4170189422 2251174.6305524115, 569234.9483652716 2250905.438251013, 569505.7309490384 2250623.9079183913, 569778.7113342885 2250343.1209880286, 570043.6202746719 2250065.204904114, 570314.4203228655 2249785.8669687514, 570490.2986850711 2249601.554232923, 570864.5807664483 2249519.7891227347, 571316.7411326263 2249422.1633627242, 571680.9170945558 2249340.3074626857, 572128.2221636303 2249242.9259726834, 572532.0154967532 2249155.0231002793, 572954.7666568223 2249063.0154462554, 573342.0729065441 2248978.2377105094, 573670.5999779704 2248906.0880506346, 574028.6950597708 2248828.637708822, 574400.3245464381 2248745.9077181057, 574765.4155522012 2248686.531340181, 575134.7369038236 2248622.4442824028, 575499.7100882267 2248560.304890877, 575856.8311816521 2248499.2452675467, 576223.3033030992 2248415.8230459588, 576315.4574750566 2248094.039523834, 576251.8090660282 2247860.4916367712, 576343.8990891352 2247584.4824525313, 576474.637644208 2247210.3786327993, 576605.7333541252 2246822.908016525, 576718.3633527342 2246496.8682117322, 576705.4436663653 2246441.684410456) | line | [10 empty] | 6 | 2 |  |  | 521 | 522 | 1 | FALSE | FALSE | 2 | TRUE | FALSE | 521 |  | 529180.3389 | 2278404.0149 |  |  | 521 | 529180.3389 | 2278404.0149 | 522 | 576705.4437 | 2246441.6844
VN | 484379345 | LINEVN0374a | 110 | 15.5327 | [5 empty] | 50 | 6 cables - 2 systems | LINESTRING (645637.553864137 2282386.8350607995, 645474.1849361418 2282239.825831527, 645327.4943958585 2282102.902437802, 645152.9561755242 2281946.4798881966, 644979.9723444832 2281785.8439179873, 644806.2132666619 2281626.5206788853, 644630.1621986448 2281465.508329056, 644452.983563026 2281304.344542112, 644231.5234010951 2281099.87630418, 644150.6903814797 2280897.9242622713, 644063.027968281 2280678.911176227, 643978.3225037259 2280467.3186374665, 643896.7917022791 2280258.39939456, 643814.3942844361 2280053.093268862, 643735.8386880909 2279855.392171658, 643655.8305640316 2279655.4431620263, 643590.5188295266 2279420.748668078, 643497.723846772 2279197.899417558, 643402.6274464657 2278969.5628718506, 643291.7856618651 2278703.4008586565, 643175.5350075542 2278424.3420206863, 643062.6957189079 2278154.3461607876, 642974.476038548 2278013.944241572, 642883.3874823477 2277867.452423026, 642787.3093350015 2277715.406421661, 642668.8981098547 2277526.5540751293, 642553.7552446382 2277342.9109374853, 642422.1504655145 2277135.618197705, 642301.3968468385 2276945.398906361, 642181.2439751612 2276752.816768852, 642043.8471523077 2276532.704573155, 641908.647278493 2276316.20984709, 641776.8382987482 2276111.4345619646, 641645.6335961327 2275901.307785904, 641510.9155631561 2275684.5332550304, 641396.5731797299 2275500.5524486597, 641267.1096401009 2275295.5027711173, 641125.9999356348 2275080.151238747, 640993.6971204424 2274863.4130080026, 640833.769309653 2274619.4921977967, 640712.2841268011 2274422.506340596, 640569.8583498425 2274186.748067264, 640430.958286401 2273969.2191514405, 640505.6040363467 2273714.84332831, 640568.2391702004 2273501.0167223928, 640633.7962085615 2273279.487739986, 640695.6012312951 2273073.082448447, 640764.893814954 2272847.7878078683, 640745.8357114334 2272669.8494323427, 640583.4484958724 2272542.4664591257, 640459.6484607974 2272446.7200544807, 640239.0145512567 2272272.2120657614, 640043.068953418 2272124.1456991816, 639846.0093396036 2272187.3828482805, 639612.6470366843 2272261.759343104, 639427.1489801628 2272323.114513277, 639400.2363999968 2272348.6532621942) | line | [10 empty] | 6 | 2 |  |  | 523 | 524 | 1 | FALSE | FALSE | 2 | TRUE | FALSE | 523 |  | 645637.5539 | 2282386.8351 |  |  | 523 | 645637.5539 | 2282386.8351 | 524 | 639400.2364 | 2272348.6533
VN | 484379345 | LINEVN0374b | 110 | 15.5327 | [5 empty] | 50 | 6 cables - 2 systems | LINESTRING (645637.553864137 2282386.8350607995, 645474.1849361418 2282239.825831527, 645327.4943958585 2282102.902437802, 645152.9561755242 2281946.4798881966, 644979.9723444832 2281785.8439179873, 644806.2132666619 2281626.5206788853, 644630.1621986448 2281465.508329056, 644452.983563026 2281304.344542112, 644231.5234010951 2281099.87630418, 644150.6903814797 2280897.9242622713, 644063.027968281 2280678.911176227, 643978.3225037259 2280467.3186374665, 643896.7917022791 2280258.39939456, 643814.3942844361 2280053.093268862, 643735.8386880909 2279855.392171658, 643655.8305640316 2279655.4431620263, 643590.5188295266 2279420.748668078, 643497.723846772 2279197.899417558, 643402.6274464657 2278969.5628718506, 643291.7856618651 2278703.4008586565, 643175.5350075542 2278424.3420206863, 643062.6957189079 2278154.3461607876, 642974.476038548 2278013.944241572, 642883.3874823477 2277867.452423026, 642787.3093350015 2277715.406421661, 642668.8981098547 2277526.5540751293, 642553.7552446382 2277342.9109374853, 642422.1504655145 2277135.618197705, 642301.3968468385 2276945.398906361, 642181.2439751612 2276752.816768852, 642043.8471523077 2276532.704573155, 641908.647278493 2276316.20984709, 641776.8382987482 2276111.4345619646, 641645.6335961327 2275901.307785904, 641510.9155631561 2275684.5332550304, 641396.5731797299 2275500.5524486597, 641267.1096401009 2275295.5027711173, 641125.9999356348 2275080.151238747, 640993.6971204424 2274863.4130080026, 640833.769309653 2274619.4921977967, 640712.2841268011 2274422.506340596, 640569.8583498425 2274186.748067264, 640430.958286401 2273969.2191514405, 640505.6040363467 2273714.84332831, 640568.2391702004 2273501.0167223928, 640633.7962085615 2273279.487739986, 640695.6012312951 2273073.082448447, 640764.893814954 2272847.7878078683, 640745.8357114334 2272669.8494323427, 640583.4484958724 2272542.4664591257, 640459.6484607974 2272446.7200544807, 640239.0145512567 2272272.2120657614, 640043.068953418 2272124.1456991816, 639846.0093396036 2272187.3828482805, 639612.6470366843 2272261.759343104, 639427.1489801628 2272323.114513277, 639400.2363999968 2272348.6532621942) | line | [10 empty] | 6 | 2 |  |  | 523 | 524 | 1 | FALSE | FALSE | 2 | TRUE | FALSE | 523 |  | 645637.5539 | 2282386.8351 |  |  | 523 | 645637.5539 | 2282386.8351 | 524 | 639400.2364 | 2272348.6533
VN | 484379348 | LINEVN0375a | 220 | 11.6992 | [5 empty] | 50 | 6 cables - 2 systems | LINESTRING (639300.6731895423 2272464.1474282877, 639052.8573916478 2272746.257695761, 638830.1828061921 2273000.890947034, 638632.8589448996 2273030.64216757, 638359.3086305768 2272782.1589561296, 638055.2610241596 2272499.172657386, 637776.2818730443 2272240.4387507774, 637288.8797939138 2271792.807008553, 637000.5163004235 2271560.9774114466, 636784.9240870837 2271394.5834681285, 636475.9313731564 2271153.7312900824, 636218.0768978558 2270958.602082164, 635936.2642019198 2270733.420292589, 635617.9306430055 2270491.9131015535, 635311.3084554691 2270250.516601733, 634982.8283467407 2269993.6328452565, 634708.6334083617 2269774.345513141, 634388.0739112166 2269527.7210577405, 634102.4712664628 2269309.051976642, 633730.2131568317 2269016.8489875346, 633448.2587516464 2268798.951275657, 633200.0060427367 2268487.3095319774, 633030.9539307579 2268265.1992503847, 632866.043769561 2268074.43855703, 632656.2425848598 2267811.2023839494, 632398.5407524835 2267486.372711128, 632107.321299193 2267132.8509071907) | line | [10 empty] | 6 |  |  |  | 525 | 526 | 1 | FALSE | FALSE | 2 | FALSE | TRUE |  | 526 |  |  | 632107.3213 | 2267132.8509 | 525 | 639300.6732 | 2272464.1474 | 526 | 632107.3213 | 2267132.8509
VN | 484379348 | LINEVN0375b | 220 | 11.6992 | [5 empty] | 50 | 6 cables - 2 systems | LINESTRING (639300.6731895423 2272464.1474282877, 639052.8573916478 2272746.257695761, 638830.1828061921 2273000.890947034, 638632.8589448996 2273030.64216757, 638359.3086305768 2272782.1589561296, 638055.2610241596 2272499.172657386, 637776.2818730443 2272240.4387507774, 637288.8797939138 2271792.807008553, 637000.5163004235 2271560.9774114466, 636784.9240870837 2271394.5834681285, 636475.9313731564 2271153.7312900824, 636218.0768978558 2270958.602082164, 635936.2642019198 2270733.420292589, 635617.9306430055 2270491.9131015535, 635311.3084554691 2270250.516601733, 634982.8283467407 2269993.6328452565, 634708.6334083617 2269774.345513141, 634388.0739112166 2269527.7210577405, 634102.4712664628 2269309.051976642, 633730.2131568317 2269016.8489875346, 633448.2587516464 2268798.951275657, 633200.0060427367 2268487.3095319774, 633030.9539307579 2268265.1992503847, 632866.043769561 2268074.43855703, 632656.2425848598 2267811.2023839494, 632398.5407524835 2267486.372711128, 632107.321299193 2267132.8509071907) | line | [10 empty] | 6 |  |  |  | 525 | 526 | 1 | FALSE | FALSE | 2 | FALSE | TRUE |  | 526 |  |  | 632107.3213 | 2267132.8509 | 525 | 639300.6732 | 2272464.1474 | 526 | 632107.3213 | 2267132.8509
VN | 484379349 | LINEVN0376a | 110 | 3.3748 | [5 empty] | 50 | 6 cables - 2 systems | LINESTRING (639383.1378647963 2272335.7276764805, 639408.9196853037 2272312.0282806205, 639620.1071157686 2272239.5703971866, 639843.9949378171 2272164.7840343993, 640055.0023988568 2272099.4808843844, 640236.4745532413 2272242.601682427, 640419.1039433177 2272386.6419107495, 640596.0221513552 2272528.7220646814, 640783.8810547934 2272678.90932503, 640888.1748492091 2272677.0273223794, 641061.2094634947 2272652.878750745, 641125.4214293524 2272463.8631172576, 641190.7941012189 2272269.5770055866, 641390.5589361268 2272042.0021129386, 641448.1047731761 2271931.815455511, 641502.2778243675 2271942.6935092495) | line | [10 empty] | 6 | 2 |  |  | 527 | 528 | 1 | FALSE | FALSE | 2 | FALSE | FALSE | [6 empty] | 527 | 639383.1379 | 2272335.7277 | 528 | 641502.2778 | 2271942.6935
VN | 484379349 | LINEVN0376b | 110 | 3.3748 | [5 empty] | 50 | 6 cables - 2 systems | LINESTRING (639383.1378647963 2272335.7276764805, 639408.9196853037 2272312.0282806205, 639620.1071157686 2272239.5703971866, 639843.9949378171 2272164.7840343993, 640055.0023988568 2272099.4808843844, 640236.4745532413 2272242.601682427, 640419.1039433177 2272386.6419107495, 640596.0221513552 2272528.7220646814, 640783.8810547934 2272678.90932503, 640888.1748492091 2272677.0273223794, 641061.2094634947 2272652.878750745, 641125.4214293524 2272463.8631172576, 641190.7941012189 2272269.5770055866, 641390.5589361268 2272042.0021129386, 641448.1047731761 2271931.815455511, 641502.2778243675 2271942.6935092495) | line | [10 empty] | 6 | 2 |  |  | 527 | 528 | 1 | FALSE | FALSE | 2 | FALSE | FALSE | [6 empty] | 527 | 639383.1379 | 2272335.7277 | 528 | 641502.2778 | 2271942.6935
VN | 484759318 | LINEVN0377a | 110 | 8.7646 | [5 empty] | 50 | 6 cables - 2 systems | LINESTRING (634406.9978447383 2310648.9574415125, 634474.5566688043 2310824.5725459866, 634654.7131938433 2310907.398937045, 634664.7496211884 2311145.1522656693, 634676.4874725901 2311358.8975352575, 634688.7134077575 2311603.6427788655, 634699.035851361 2311812.184970141, 634707.9100330228 2312017.0956605077, 634793.4783646349 2312071.254258236, 634837.7369369557 2312049.6930000023, 635036.3389654565 2311952.830213779, 635382.6983252619 2311785.3888679747, 635615.740902248 2311672.937397778, 635806.7528205559 2311516.65301677, 636004.9206381899 2311353.288705065, 636200.7824224682 2311192.542391399, 636404.5161961961 2311024.987928672, 636572.3683425698 2310886.134848533, 636734.6907055369 2310752.142077687, 636894.5088231422 2310836.5094752973, 637060.8741822494 2310925.304904673, 637228.6610468031 2311020.678350432, 637428.8250089231 2311009.205684348, 637611.3735415951 2311001.96297888, 637825.48328656 2310989.890350498, 638035.8674539152 2310984.3321030494, 638244.0525984121 2310978.0387384226, 638419.2911858463 2310969.2941335766, 638607.259174631 2311139.107727564, 638767.4585983282 2311306.368273501, 638933.8644451691 2311467.471856066, 639126.7765282977 2311655.632224036, 639417.1349971558 2311941.0076203, 639545.9221962404 2312066.1913456353, 639556.9928088194 2312077.0994529356) | line | [10 empty] | 6 | 2 |  |  | 529 | 530 | 1 | FALSE | FALSE | 2 | TRUE | FALSE | 529 |  | 634406.9978 | 2310648.9574 |  |  | 529 | 634406.9978 | 2310648.9574 | 530 | 639556.9928 | 2312077.0995
VN | 484759318 | LINEVN0377b | 110 | 8.7646 | [5 empty] | 50 | 6 cables - 2 systems | LINESTRING (634406.9978447383 2310648.9574415125, 634474.5566688043 2310824.5725459866, 634654.7131938433 2310907.398937045, 634664.7496211884 2311145.1522656693, 634676.4874725901 2311358.8975352575, 634688.7134077575 2311603.6427788655, 634699.035851361 2311812.184970141, 634707.9100330228 2312017.0956605077, 634793.4783646349 2312071.254258236, 634837.7369369557 2312049.6930000023, 635036.3389654565 2311952.830213779, 635382.6983252619 2311785.3888679747, 635615.740902248 2311672.937397778, 635806.7528205559 2311516.65301677, 636004.9206381899 2311353.288705065, 636200.7824224682 2311192.542391399, 636404.5161961961 2311024.987928672, 636572.3683425698 2310886.134848533, 636734.6907055369 2310752.142077687, 636894.5088231422 2310836.5094752973, 637060.8741822494 2310925.304904673, 637228.6610468031 2311020.678350432, 637428.8250089231 2311009.205684348, 637611.3735415951 2311001.96297888, 637825.48328656 2310989.890350498, 638035.8674539152 2310984.3321030494, 638244.0525984121 2310978.0387384226, 638419.2911858463 2310969.2941335766, 638607.259174631 2311139.107727564, 638767.4585983282 2311306.368273501, 638933.8644451691 2311467.471856066, 639126.7765282977 2311655.632224036, 639417.1349971558 2311941.0076203, 639545.9221962404 2312066.1913456353, 639556.9928088194 2312077.0994529356) | line | [10 empty] | 6 | 2 |  |  | 529 | 530 | 1 | FALSE | FALSE | 2 | TRUE | FALSE | 529 |  | 634406.9978 | 2310648.9574 |  |  | 529 | 634406.9978 | 2310648.9574 | 530 | 639556.9928 | 2312077.0995
VN | 486392494 | LINEVN0378a | 500 | 29.6785 | [5 empty] | 50 | 6 cables - 2 systems | LINESTRING (688227.145232109 1180073.4395283605, 688310.758135233 1179709.782361339, 688608.2259949504 1179607.114399788, 688891.6575578754 1179510.4212752322, 689167.0539803145 1179416.7605647484, 689323.8835006449 1179281.0340066203, 689807.715688702 1179116.32082976, 690770.7134461974 1178788.9662719413, 691257.2672783221 1178625.8686889953, 691590.1877091215 1178511.5655897362, 691894.2607236337 1178410.077760422, 692227.9631381503 1178295.7957128887, 692547.9142121606 1178187.2570898146, 692882.9125278796 1178075.0124830008, 693282.7688854376 1177939.644689306, 693649.7092612408 1177812.8763659059, 693980.1389586644 1177884.8771430682, 694391.8782984901 1177974.3832652196, 694686.9672999317 1178036.0005417762, 695018.6768885399 1178101.8910746304, 695207.8189258188 1178291.1699893107, 695473.0602694119 1178556.610132145, 695743.4216105768 1178827.1713087251, 696025.8652317708 1179109.8300176873, 696648.3297783667 1179732.8052153361, 696932.0891811325 1180016.156646172, 697118.1940056914 1180182.2015235405, 697406.406681928 1180497.9858503465, 697718.0586614861 1180462.4375455314, 697948.4089484613 1180454.0499157256, 698337.8755399836 1180439.8815730393, 698728.3282781772 1180425.668132836, 699117.5453476167 1180411.518236713, 699508.5584341064 1180397.2948485368, 699906.5987575679 1180382.8298186716, 700296.4320734827 1180368.663748538, 700687.1201305514 1180354.473989912, 701087.2214033493 1180339.9463802527, 701444.301686223 1180326.9814913638, 701825.5042651298 1180313.1464620982, 702203.8294639433 1180299.4312196705, 702582.1229510104 1180285.7088946828, 702962.0481949282 1180271.9341521137, 703323.5440128546 1180258.827238283, 703690.3926276511 1180245.5351040869, 704062.2876477944 1180232.0671357056, 704425.0012614224 1180218.923851929, 704823.3076292693 1180204.5063833871, 705214.895138838 1180190.3404148999, 705403.3231297929 1180123.2153497057, 705764.5441447971 1179994.5481193638, 706118.3662895331 1179868.52746351, 706425.8811066807 1179758.9988654514, 706727.9700540896 1179651.3976972105, 707068.2683454619 1179530.203972338, 707418.2421147922 1179405.5655670485, 707768.4274024939 1179280.8541764303, 708116.389647284 1179156.9288156205, 708472.6787911745 1179030.0487022742, 708814.034226638 1178908.4895889729, 709175.5170981457 1178779.7782970236, 709532.0901724637 1178652.799022077, 709898.2517520118 1178522.4307446494, 710254.7436943605 1178395.490782186, 710599.3391315147 1178272.8058238972, 710942.6654290315 1178150.569604876) | line | [10 empty] | 6 | 2 |  |  | 197 | 531 | 1 | FALSE | FALSE | 2 | TRUE | TRUE | 197 | 531 | 688227.1452 | 1180073.4395 | 710942.6654 | 1178150.5696 | 197 | 688227.1452 | 1180073.4395 | 531 | 710942.6654 | 1178150.5696
VN | 486392494 | LINEVN0378b | 500 | 29.6785 | [5 empty] | 50 | 6 cables - 2 systems | LINESTRING (688227.145232109 1180073.4395283605, 688310.758135233 1179709.782361339, 688608.2259949504 1179607.114399788, 688891.6575578754 1179510.4212752322, 689167.0539803145 1179416.7605647484, 689323.8835006449 1179281.0340066203, 689807.715688702 1179116.32082976, 690770.7134461974 1178788.9662719413, 691257.2672783221 1178625.8686889953, 691590.1877091215 1178511.5655897362, 691894.2607236337 1178410.077760422, 692227.9631381503 1178295.7957128887, 692547.9142121606 1178187.2570898146, 692882.9125278796 1178075.0124830008, 693282.7688854376 1177939.644689306, 693649.7092612408 1177812.8763659059, 693980.1389586644 1177884.8771430682, 694391.8782984901 1177974.3832652196, 694686.9672999317 1178036.0005417762, 695018.6768885399 1178101.8910746304, 695207.8189258188 1178291.1699893107, 695473.0602694119 1178556.610132145, 695743.4216105768 1178827.1713087251, 696025.8652317708 1179109.8300176873, 696648.3297783667 1179732.8052153361, 696932.0891811325 1180016.156646172, 697118.1940056914 1180182.2015235405, 697406.406681928 1180497.9858503465, 697718.0586614861 1180462.4375455314, 697948.4089484613 1180454.0499157256, 698337.8755399836 1180439.8815730393, 698728.3282781772 1180425.668132836, 699117.5453476167 1180411.518236713, 699508.5584341064 1180397.2948485368, 699906.5987575679 1180382.8298186716, 700296.4320734827 1180368.663748538, 700687.1201305514 1180354.473989912, 701087.2214033493 1180339.9463802527, 701444.301686223 1180326.9814913638, 701825.5042651298 1180313.1464620982, 702203.8294639433 1180299.4312196705, 702582.1229510104 1180285.7088946828, 702962.0481949282 1180271.9341521137, 703323.5440128546 1180258.827238283, 703690.3926276511 1180245.5351040869, 704062.2876477944 1180232.0671357056, 704425.0012614224 1180218.923851929, 704823.3076292693 1180204.5063833871, 705214.895138838 1180190.3404148999, 705403.3231297929 1180123.2153497057, 705764.5441447971 1179994.5481193638, 706118.3662895331 1179868.52746351, 706425.8811066807 1179758.9988654514, 706727.9700540896 1179651.3976972105, 707068.2683454619 1179530.203972338, 707418.2421147922 1179405.5655670485, 707768.4274024939 1179280.8541764303, 708116.389647284 1179156.9288156205, 708472.6787911745 1179030.0487022742, 708814.034226638 1178908.4895889729, 709175.5170981457 1178779.7782970236, 709532.0901724637 1178652.799022077, 709898.2517520118 1178522.4307446494, 710254.7436943605 1178395.490782186, 710599.3391315147 1178272.8058238972, 710942.6654290315 1178150.569604876) | line | [10 empty] | 6 | 2 |  |  | 197 | 531 | 1 | FALSE | FALSE | 2 | TRUE | TRUE | 197 | 531 | 688227.1452 | 1180073.4395 | 710942.6654 | 1178150.5696 | 197 | 688227.1452 | 1180073.4395 | 531 | 710942.6654 | 1178150.5696
VN | 493602642 | LINEVN0379 |  | 0.32029 | [6 empty] | multiple vlevels | LINESTRING (653805.1412597408 1167252.1706868408, 654027.267216142 1167400.1585971832) | line | [14 empty] | 532 | 533 | 0 | FALSE | FALSE | 1 | FALSE | FALSE | [6 empty] | 532 | 653805.1413 | 1167252.1707 | 533 | 654027.2672 | 1167400.1586
VN | 498990818 | LINEVN0380 | 110 | 1.2252 | [5 empty] | 50 |  | LINESTRING (882591.0511911579 1303616.3043356782, 882391.6555940756 1303357.054707567, 882304.9202821297 1303239.9785473747, 882237.1235890654 1303151.6887438635, 882177.7690317882 1303074.383746463, 882098.59571258 1302972.237217519, 881966.1849980773 1302808.9158720693) | line | [10 empty] | 3 | 1 |  |  | 534 | 535 | 1 | FALSE | FALSE | 1 | TRUE | TRUE | 534 | 535 | 882591.0512 | 1303616.3043 | 881966.185 | 1302808.9159 | 534 | 882591.0512 | 1303616.3043 | 535 | 881966.185 | 1302808.9159
VN | 498993329 | LINEVN0381 |  | 0.15889 | [6 empty] | multiple vlevels | LINESTRING (868188.7385249675 1299704.2490459362, 868297.5765706073 1299779.6607063592) | line |  | Tuyến 110kv Di Linh - Đa Dâng - Đức Trọng | [12 empty] | 536 | 537 | 0 | FALSE | FALSE | 1 | TRUE | TRUE | 536 | 537 | 868188.7385 | 1299704.249 | 868297.5766 | 1299779.6607 | 536 | 868188.7385 | 1299704.249 | 537 | 868297.5766 | 1299779.6607
VN | 498995176 | LINEVN0382 | 110 | 0.85785 | [5 empty] | 50 |  | LINESTRING (868333.5423125506 1299802.4238090566, 868348.1690768247 1299779.692304317, 868364.9499922767 1299753.9183518598, 868491.7247624126 1299678.2568364192, 868654.2934236508 1299577.9696614337, 868773.2119098671 1299504.9283469734, 868924.6210420087 1299409.6698251814) | line |  | ĐD2 - ĐT | [8 empty] | 3 |  |  |  | 538 | 539 | 1 | FALSE | FALSE | 1 | TRUE | TRUE | 538 | 539 | 868333.5423 | 1299802.4238 | 868924.621 | 1299409.6698 | 538 | 868333.5423 | 1299802.4238 | 539 | 868924.621 | 1299409.6698
VN | 498999654 | LINEVN0383 |  | 0.96773 | [6 empty] | multiple vlevels | LINESTRING (867704.5356501174 1299533.67126491, 867641.1309362443 1299573.4970313783, 867491.2876876177 1299604.2010119422, 867493.2301740618 1299783.703004794, 867584.5155613467 1299879.2718080466, 867698.8556144612 1299847.2124721326, 867821.0815597153 1299812.9440726177, 867829.4260058429 1299793.40477836) | line |  | ĐD2 - ĐT | [12 empty] | 540 | 541 | 0 | FALSE | FALSE | 1 | FALSE | TRUE |  | 541 |  |  | 867829.426 | 1299793.4048 | 540 | 867704.5357 | 1299533.6713 | 541 | 867829.426 | 1299793.4048
VN | 499000230 | LINEVN0384 |  | 0.14832 | [6 empty] | multiple vlevels | LINESTRING (867829.4260058429 1299793.40477836, 867925.088281353 1299715.1417828999) | line |  | ĐD2 - ĐT | [12 empty] | 541 | 542 | 0 | FALSE | FALSE | 1 | TRUE | TRUE | 541 | 542 | 867829.426 | 1299793.4048 | 867925.0883 | 1299715.1418 | 541 | 867829.426 | 1299793.4048 | 542 | 867925.0883 | 1299715.1418
VN | 499190218 | LINEVN0385 | 110 | 14.1864 | [5 empty] | 50 |  | LINESTRING (771106.1930687581 1248553.3426436365, 771075.4394681704 1248760.8558444947, 771048.9046199131 1248939.8169183654, 771024.8138310835 1249102.3963643683, 770998.3832480938 1249280.67208158, 770972.0562085066 1249458.339930994, 770937.1899446102 1249693.5537665735, 770916.738248474 1249831.5383660744, 770898.6970324563 1249953.2296135435, 770870.3658908815 1250144.3940345035, 770845.360486545 1250313.1081532657, 770820.0189365079 1250484.1104129204, 770898.6171516866 1250582.6496759893, 771004.0083838878 1250714.786109721, 771070.6515083789 1250798.3494311674, 771223.4345726015 1250989.8920126392, 771346.5371315045 1251144.2389339192, 771476.0907724313 1251306.66568334, 771650.8513724203 1251525.7803657767, 771770.0048348703 1251675.1821279086, 771888.5088663409 1251823.7489707654, 771995.869230632 1251958.364468293, 772098.9272707119 1252087.5980327758, 772190.9072621524 1252202.9248052672, 772311.179356586 1252353.733889337, 772422.0807077317 1252492.7869471244, 772519.8615084093 1252615.3921609982, 772733.2193751176 1252882.9143676967, 772910.3932462216 1253105.0822388295, 773063.6500550159 1253297.2627090947, 773143.7357986707 1253397.682945139, 773237.3071184196 1253515.0204084811, 773451.905760776 1253784.121510334, 773713.3869477317 1254112.02293162, 773783.3218187939 1254199.7187543572, 774059.7614819349 1254546.3808898572, 774385.7581857902 1254955.2120738414, 774655.7010634312 1255293.7467171138, 774702.3995983421 1255666.82261241, 774719.4911370506 1255803.3398690177, 774784.5843459803 1256323.4375814036, 774793.3085648224 1256393.086920574, 774867.0488937355 1256982.303056818, 774920.7141209573 1257411.113610148, 775139.1570589482 1258021.0448347612, 775288.8663530895 1258439.5681375556, 775394.4397701022 1258746.2091393247, 775451.3312579966 1258903.9818445086) | line | [10 empty] | 3 | 1 |  |  | 543 | 544 | 1 | FALSE | FALSE | 1 | TRUE | TRUE | 543 | 544 | 771106.1931 | 1248553.3426 | 775451.3313 | 1258903.9818 | 543 | 771106.1931 | 1248553.3426 | 544 | 775451.3313 | 1258903.9818
VN | 499419548 | LINEVN0386 | 110 | 0.23134 | [7 empty] | LINESTRING (835698.130713365 1282955.114090168, 835675.063120711 1282949.8707408633, 835624.9534014137 1282942.4528428812, 835602.2002723557 1283058.723006015) | line | [10 empty] | 3 | 1 |  |  | 545 | 171 | 1 | FALSE | FALSE | 1 | FALSE | TRUE |  | 171 |  |  | 835602.2003 | 1283058.723 | 545 | 835698.1307 | 1282955.1141 | 171 | 835602.2003 | 1283058.723
VN | 499420207 | LINEVN0387 | 110 | 6.4773 | [5 empty] | 50 |  | LINESTRING (830369.5537787087 1282236.9713780275, 830530.9366143146 1282248.5083077152, 830680.585080255 1282258.8250682051, 830809.3065791663 1282269.9607835298, 830940.9615982927 1282281.416178077, 831063.2243996785 1282292.12990474, 831323.9695346374 1282314.994035721, 831466.90228 1282327.524222211, 831638.4650636676 1282341.7667603376, 831820.1988948832 1282357.447615298, 832001.9329415397 1282373.1185055962, 832248.7843899823 1282396.6396281943, 832391.2552255813 1282409.5236512807, 832549.9624144052 1282423.2907145806, 832809.4651284101 1282448.1034383175, 833040.5267662837 1282468.8598820218, 833217.0463709651 1282485.2131579795, 833367.5710798877 1282498.4650120412, 833639.7674900037 1282518.6041933522, 833805.975143714 1282531.4286124725, 833977.212151349 1282544.6180404068, 834223.459061302 1282563.5757190431, 834381.3548537148 1282575.727071592, 834522.6685825029 1282615.0632822523, 834779.6062802427 1282685.5547516241, 835020.4776059499 1282756.5509522913, 835162.0793054267 1282798.4626556474, 835319.6719443678 1282848.8084768464, 835475.6878374529 1282890.4454855416, 835544.9269759485 1282909.896188817, 835675.063120711 1282949.8707408633, 835694.1100558904 1282934.1527074294) | line | [10 empty] | 3 | 1 |  |  | 546 | 547 | 1 | FALSE | FALSE | 1 | TRUE | FALSE | 546 |  | 830369.5538 | 1282236.9714 |  |  | 546 | 830369.5538 | 1282236.9714 | 547 | 835694.1101 | 1282934.1527
VN | 499428719 | LINEVN0388a | 110 | 7.3888 | [5 empty] | 50 | 6 cables - 2 systems | LINESTRING (808605.2944055882 1275220.2385555785, 808605.8393542836 1275171.664342601, 808811.7640252588 1275155.2974647824, 808812.1115557951 1275316.871486383, 808812.4203159785 1275460.2443702936, 808885.1440930857 1275536.6112858972, 809193.7115443218 1275479.003681545, 809308.1477800938 1275457.6393914865, 809526.1263793437 1275416.951872773, 809739.8964137859 1275444.0899431538, 809893.0067815455 1275457.863142443, 810183.8470038016 1275484.0082188225, 810359.5925568696 1275499.8130114148, 810624.2963842913 1275523.6214854843, 810806.9581603314 1275540.0401145946, 810979.126001634 1275555.5251079926, 811140.7672550821 1275570.0648889472, 811342.682548812 1275588.2284103425, 811555.6263423073 1275607.3889191567, 811707.7338235957 1275621.072806049, 811980.6852985462 1275645.6286981213, 812222.7659676248 1275667.4097632114, 812366.9977681357 1275680.3872512456, 812654.0761305492 1275706.2197353716, 812854.7376202 1275724.281242924, 813046.9996985872 1275741.5846024894, 813288.1100872452 1275763.287041713, 813516.915718397 1275783.8936886666, 813735.4021815683 1275803.5570528836, 813967.0006421648 1275824.4165984008, 814309.7571488552 1275855.2750850304, 814345.558874584 1275858.5027150447) | line | [10 empty] | 6 | 2 |  |  | 548 | 549 | 1 | FALSE | FALSE | 2 | FALSE | TRUE |  | 549 |  |  | 814345.5589 | 1275858.5027 | 548 | 808605.2944 | 1275220.2386 | 549 | 814345.5589 | 1275858.5027
VN | 499428719 | LINEVN0388b | 110 | 7.3888 | [5 empty] | 50 | 6 cables - 2 systems | LINESTRING (808605.2944055882 1275220.2385555785, 808605.8393542836 1275171.664342601, 808811.7640252588 1275155.2974647824, 808812.1115557951 1275316.871486383, 808812.4203159785 1275460.2443702936, 808885.1440930857 1275536.6112858972, 809193.7115443218 1275479.003681545, 809308.1477800938 1275457.6393914865, 809526.1263793437 1275416.951872773, 809739.8964137859 1275444.0899431538, 809893.0067815455 1275457.863142443, 810183.8470038016 1275484.0082188225, 810359.5925568696 1275499.8130114148, 810624.2963842913 1275523.6214854843, 810806.9581603314 1275540.0401145946, 810979.126001634 1275555.5251079926, 811140.7672550821 1275570.0648889472, 811342.682548812 1275588.2284103425, 811555.6263423073 1275607.3889191567, 811707.7338235957 1275621.072806049, 811980.6852985462 1275645.6286981213, 812222.7659676248 1275667.4097632114, 812366.9977681357 1275680.3872512456, 812654.0761305492 1275706.2197353716, 812854.7376202 1275724.281242924, 813046.9996985872 1275741.5846024894, 813288.1100872452 1275763.287041713, 813516.915718397 1275783.8936886666, 813735.4021815683 1275803.5570528836, 813967.0006421648 1275824.4165984008, 814309.7571488552 1275855.2750850304, 814345.558874584 1275858.5027150447) | line | [10 empty] | 6 | 2 |  |  | 548 | 549 | 1 | FALSE | FALSE | 2 | FALSE | TRUE |  | 549 |  |  | 814345.5589 | 1275858.5027 | 548 | 808605.2944 | 1275220.2386 | 549 | 814345.5589 | 1275858.5027
VN | 499430590 | LINEVN0389a | 110 | 20.9477 | [5 empty] | 50 | 6 cables - 2 systems | LINESTRING (814345.558874584 1275858.5027150447, 814480.6408817433 1275870.490460939, 814668.6550494744 1275887.9386081588, 814892.0120869736 1275908.65588063, 815121.2596801848 1275929.9213698027, 815347.2893360234 1275950.901491485, 815456.6009474507 1275961.0392654336, 815758.394095323 1276040.3710851008, 816159.2518116564 1276148.6312787079, 816315.5675011703 1276192.1752211656, 816501.1104420358 1276244.4638613209, 816702.2763117526 1276301.1636848145, 816827.7204045369 1276336.5145167958, 816982.4507582847 1276380.1679744453, 817266.0826694255 1276456.2319376036, 817609.2760547181 1276552.501555571, 817771.9829897099 1276600.8021802313, 817977.9891931952 1276657.9813537546, 818176.5664923537 1276713.4034612735, 818274.6100275207 1276765.244611666, 818394.8182345933 1276828.8158410145, 818546.2249455196 1276909.025915699, 818724.4936384119 1277007.0933453864, 818846.3541611633 1277074.4370451302, 819000.5376711827 1277160.5242821139, 819124.2470068643 1277228.4861543311, 819273.4642725278 1277308.9551557666, 819593.4633406815 1277481.3547963817, 819690.18809777 1277533.653142519, 819878.8965344803 1277635.2240094133, 820012.7698411803 1277709.3620602787, 820251.6490535944 1277835.1002723456, 820438.6826615438 1277934.6763739074, 820722.386366369 1278084.064555488, 820909.4135294788 1278182.9687888513, 821237.5259799014 1278358.0643237345, 821368.5682527146 1278430.9516624946, 821580.9712807481 1278546.265782042, 821849.9132224813 1278690.5987725807, 822088.8485331025 1278815.015763929, 822177.9025799695 1278861.9743411765, 822503.6509721931 1279035.4459207447, 822570.6612215284 1279071.7809963895, 822652.0606160981 1279113.4581101325, 822794.0182207725 1279190.3082188654, 822910.6803204699 1279253.2559535939, 823005.219759224 1279304.8472541354, 823110.8699158109 1279362.0460022371, 823282.6501150642 1279457.123249738, 823454.0853872901 1279549.5850557347, 823840.0689182146 1279752.3108852627, 824200.4920455324 1279947.4578761365, 824328.3833188924 1280016.763080534, 824472.621465368 1280092.0412319452, 824591.471093361 1280154.0786585049, 824710.9638891086 1280215.1268432995, 824825.7788877536 1280274.5213017405, 824958.6986800726 1280347.1929501572, 825123.1363030334 1280440.9111301103, 825241.1631008325 1280504.1721861702, 825434.1495140202 1280606.2293908838, 825548.105302961 1280664.0459642275, 825704.8642309676 1280746.3494798797, 825866.6172027886 1280831.2751297345, 826116.6069706692 1280962.0146989024, 826301.1163001629 1281058.8965282906, 826489.0343347047 1281162.747009938, 826562.8427734311 1281200.781029735, 826701.1080022173 1281274.2712666923, 826834.0450986227 1281348.7803751603, 826979.5024375049 1281430.7297940662, 827178.1731677684 1281544.7194744586, 827404.1533849546 1281659.1975385388, 827585.8004110833 1281748.3744933715, 827624.3918009603 1281767.2503515445, 827773.4119744067 1281822.634140708, 827927.7950357627 1281874.6538263177, 828077.3185298219 1281923.6556308656, 828307.9434558421 1281998.981888174, 828441.3838920479 1282043.918316294, 828533.1834499491 1282074.4857851628, 828751.2086479233 1282089.8670174144, 829031.18327535 1282115.3061620363, 829170.9579122714 1282128.0133964834, 829294.4156253939 1282139.2308098914, 829495.6824834119 1282155.6801652943, 829734.6825921852 1282178.1449838488, 829902.0733435021 1282192.4329710514, 830003.6210828441 1282202.4796663993, 830080.8481017805 1282210.1092820792, 830369.5537787087 1282236.9713780275) | line | [10 empty] | 6 | 2 |  |  | 549 | 546 | 1 | FALSE | FALSE | 2 | TRUE | TRUE | 549 | 546 | 814345.5589 | 1275858.5027 | 830369.5538 | 1282236.9714 | 549 | 814345.5589 | 1275858.5027 | 546 | 830369.5538 | 1282236.9714
VN | 499430590 | LINEVN0389b | 110 | 20.9477 | [5 empty] | 50 | 6 cables - 2 systems | LINESTRING (814345.558874584 1275858.5027150447, 814480.6408817433 1275870.490460939, 814668.6550494744 1275887.9386081588, 814892.0120869736 1275908.65588063, 815121.2596801848 1275929.9213698027, 815347.2893360234 1275950.901491485, 815456.6009474507 1275961.0392654336, 815758.394095323 1276040.3710851008, 816159.2518116564 1276148.6312787079, 816315.5675011703 1276192.1752211656, 816501.1104420358 1276244.4638613209, 816702.2763117526 1276301.1636848145, 816827.7204045369 1276336.5145167958, 816982.4507582847 1276380.1679744453, 817266.0826694255 1276456.2319376036, 817609.2760547181 1276552.501555571, 817771.9829897099 1276600.8021802313, 817977.9891931952 1276657.9813537546, 818176.5664923537 1276713.4034612735, 818274.6100275207 1276765.244611666, 818394.8182345933 1276828.8158410145, 818546.2249455196 1276909.025915699, 818724.4936384119 1277007.0933453864, 818846.3541611633 1277074.4370451302, 819000.5376711827 1277160.5242821139, 819124.2470068643 1277228.4861543311, 819273.4642725278 1277308.9551557666, 819593.4633406815 1277481.3547963817, 819690.18809777 1277533.653142519, 819878.8965344803 1277635.2240094133, 820012.7698411803 1277709.3620602787, 820251.6490535944 1277835.1002723456, 820438.6826615438 1277934.6763739074, 820722.386366369 1278084.064555488, 820909.4135294788 1278182.9687888513, 821237.5259799014 1278358.0643237345, 821368.5682527146 1278430.9516624946, 821580.9712807481 1278546.265782042, 821849.9132224813 1278690.5987725807, 822088.8485331025 1278815.015763929, 822177.9025799695 1278861.9743411765, 822503.6509721931 1279035.4459207447, 822570.6612215284 1279071.7809963895, 822652.0606160981 1279113.4581101325, 822794.0182207725 1279190.3082188654, 822910.6803204699 1279253.2559535939, 823005.219759224 1279304.8472541354, 823110.8699158109 1279362.0460022371, 823282.6501150642 1279457.123249738, 823454.0853872901 1279549.5850557347, 823840.0689182146 1279752.3108852627, 824200.4920455324 1279947.4578761365, 824328.3833188924 1280016.763080534, 824472.621465368 1280092.0412319452, 824591.471093361 1280154.0786585049, 824710.9638891086 1280215.1268432995, 824825.7788877536 1280274.5213017405, 824958.6986800726 1280347.1929501572, 825123.1363030334 1280440.9111301103, 825241.1631008325 1280504.1721861702, 825434.1495140202 1280606.2293908838, 825548.105302961 1280664.0459642275, 825704.8642309676 1280746.3494798797, 825866.6172027886 1280831.2751297345, 826116.6069706692 1280962.0146989024, 826301.1163001629 1281058.8965282906, 826489.0343347047 1281162.747009938, 826562.8427734311 1281200.781029735, 826701.1080022173 1281274.2712666923, 826834.0450986227 1281348.7803751603, 826979.5024375049 1281430.7297940662, 827178.1731677684 1281544.7194744586, 827404.1533849546 1281659.1975385388, 827585.8004110833 1281748.3744933715, 827624.3918009603 1281767.2503515445, 827773.4119744067 1281822.634140708, 827927.7950357627 1281874.6538263177, 828077.3185298219 1281923.6556308656, 828307.9434558421 1281998.981888174, 828441.3838920479 1282043.918316294, 828533.1834499491 1282074.4857851628, 828751.2086479233 1282089.8670174144, 829031.18327535 1282115.3061620363, 829170.9579122714 1282128.0133964834, 829294.4156253939 1282139.2308098914, 829495.6824834119 1282155.6801652943, 829734.6825921852 1282178.1449838488, 829902.0733435021 1282192.4329710514, 830003.6210828441 1282202.4796663993, 830080.8481017805 1282210.1092820792, 830369.5537787087 1282236.9713780275) | line | [10 empty] | 6 | 2 |  |  | 549 | 546 | 1 | FALSE | FALSE | 2 | TRUE | TRUE | 549 | 546 | 814345.5589 | 1275858.5027 | 830369.5538 | 1282236.9714 | 549 | 814345.5589 | 1275858.5027 | 546 | 830369.5538 | 1282236.9714
VN | 499482225 | LINEVN0390 | 110 | 0.31667 | [5 empty] | 50 |  | LINESTRING (867925.088281353 1299715.1417828999, 868058.0650154167 1299708.3188031747, 868188.7385249675 1299704.2490459362) | line |  | ĐD2 - ĐT | [8 empty] | 3 |  |  |  | 542 | 536 | 1 | FALSE | FALSE | 1 | TRUE | TRUE | 542 | 536 | 867925.0883 | 1299715.1418 | 868188.7385 | 1299704.249 | 542 | 867925.0883 | 1299715.1418 | 536 | 868188.7385 | 1299704.249
VN | 499489030 | LINEVN0391 | 110 | 31.6239 | [5 empty] | 50 |  | LINESTRING (877300.3630833705 1322178.5365748054, 877677.9640055578 1321917.7563794446, 877589.0434724228 1321388.6028516279, 877640.0983185074 1321330.0738311976, 877785.3442044796 1321005.5527430726, 877802.4858648519 1320828.4283170833, 877748.7642931247 1320678.1784285477, 877689.7137679746 1320534.398211452, 877585.9041311294 1320281.5036638982, 877505.9729703607 1320093.1174037238, 877259.8743358084 1319596.290218993, 877091.101492601 1319247.2724958097, 877037.1127565715 1319134.3667137695, 877084.7415640445 1319061.978949414, 877190.609367264 1318895.7890637685, 877309.053310109 1318711.543884725, 877516.9711095737 1318403.98702241, 877681.0925204479 1318144.2060005425, 877692.5897881391 1317457.7832830874, 877721.3381501038 1316852.16935026, 877726.3099958297 1316567.446374005, 877734.0254316262 1316364.4587241402, 877741.4961421692 1316129.4633661658, 877722.2784283892 1316028.3353055688, 877748.493173037 1315827.439558145, 877408.2144123791 1314924.954371823, 877304.6819131111 1314763.520977667, 877266.2248962027 1314143.2257479506, 877228.5527750736 1313515.5298773479, 877215.228776365 1313340.951721871, 877207.8116302886 1313243.2953299135, 877169.4873151878 1312587.520845845, 877149.0255556833 1312484.9058146712, 877151.2384826981 1312341.8718233134, 877137.9152930481 1312118.650605178, 877116.6217535336 1311747.1732987482, 877103.1860936822 1311545.1764038752, 877091.1768259758 1311357.4546809895, 877071.3572276314 1311032.224697583, 877059.9175778781 1310845.0973755468, 877047.9312671733 1310666.8146604414, 877035.0727174946 1310499.8761375644, 877026.7756349721 1310342.5877579038, 876995.7775119384 1309868.4537926186, 876989.2629675182 1309784.7454432235, 876981.8345553414 1309689.3496062935, 876916.004806373 1309591.8346311068, 876870.8034212361 1309524.884645542, 876470.9152931706 1308936.971482342, 876389.8014297864 1308821.0908707133, 876012.2585697358 1308265.5137874314, 875867.591931361 1308045.31792575, 875754.4566229158 1307879.5940949186, 875644.0986108668 1307713.329248554, 875512.5635500243 1307519.896321769, 875347.5643238489 1307274.2860187439, 875152.4376130803 1306990.7753568194, 874943.1178112753 1306683.3973372872, 874761.0499399281 1306422.705909374, 874505.7537515489 1306048.5131538277, 874435.3633925375 1305854.255502606, 874387.6571533115 1305720.904532145, 874342.4706614066 1305594.7408337563, 874278.7990051722 1305422.8658973821, 874159.1048054396 1305109.308753489, 874067.6874158831 1304865.1680725133, 873988.0939685059 1304635.7177717406, 873883.1543537036 1304347.5014639334, 873816.0089444444 1304164.5866349677, 873757.0572895093 1304005.932600746, 873689.8814023791 1303825.344454585, 873620.4648823296 1303636.8864197982, 873550.5337882312 1303450.25033097, 873487.0598048556 1303280.8637227346, 873450.6345527236 1303183.6566173418, 873081.2261675895 1302987.6075690251, 872802.6450355826 1302833.8347915323, 872622.5621845281 1302740.5954922908, 872265.3451603808 1302551.9746611805, 872146.3679670243 1302489.590827741, 871887.645277119 1302344.7441364613, 871697.0915711039 1302210.077311549, 871522.6466230403 1302086.2197383735, 871380.6771259102 1301988.069146482, 871130.0247560773 1301816.2229539324, 870957.7379877423 1301695.8854404343, 870707.4882292785 1301521.0913736748, 870455.8122205673 1301343.0816361466, 870333.5432571089 1301258.9783641878, 870174.0839544781 1301143.4213601707, 869559.2025701215 1300705.5525678047, 869448.3680130458 1300634.15361314, 869343.7283686637 1300566.7511494497, 869069.8964088412 1300368.374588738, 868942.8958008287 1300280.522446243, 868827.7697745156 1300200.8890464792, 868683.9887959235 1300101.427213723) | line |  | ĐT2 - ĐL1 | [8 empty] | 3 |  |  |  | 550 | 551 | 1 | FALSE | FALSE | 1 | TRUE | TRUE | 550 | 551 | 877300.3631 | 1322178.5366 | 868683.9888 | 1300101.4272 | 550 | 877300.3631 | 1322178.5366 | 551 | 868683.9888 | 1300101.4272
VN | 499490618 | LINEVN0392 |  | 0.4568 | [6 empty] | multiple vlevels | LINESTRING (868305.0148872281 1300137.314607532, 868683.9887959235 1300101.427213723) | line |  | ĐT2- ĐL1 | [12 empty] | 228 | 551 | 0 | FALSE | FALSE | 1 | TRUE | TRUE | 228 | 551 | 868305.0149 | 1300137.3146 | 868683.9888 | 1300101.4272 | 228 | 868305.0149 | 1300137.3146 | 551 | 868683.9888 | 1300101.4272
VN | 499494842 | LINEVN0393 | 110 | 4.8755 | [5 empty] | 50 |  | LINESTRING (868924.6210420087 1299409.6698251814, 868915.2340320564 1299204.4768387629, 868905.2126863864 1299027.4894798638, 868894.4527412357 1298851.0693088064, 868882.3203579837 1298666.1920186304, 868873.0863315859 1298488.0733749466, 868865.6706136118 1298344.8359990937, 868856.418789061 1298166.3184730401, 868846.1292282335 1297999.6409428625, 868837.0557871794 1297852.562222551, 868832.1427445868 1297761.7160755384, 868818.7635118865 1297514.0619234417, 868813.0121840672 1297407.5318138108, 868802.5608307705 1297214.1681017969, 868792.7481754216 1297055.7822017677, 868779.509998535 1296858.9623950054, 868768.3485273668 1296721.9501034617, 868524.9261214482 1296441.0104509164, 868369.687637873 1296261.8527746415, 868287.3623899211 1296167.2777705197, 868165.1388891564 1296026.865559148, 868022.5289540582 1295863.0373939027, 867869.5255207584 1295687.2670397912) | line |  | ĐD2 - ĐT | [8 empty] | 3 |  |  |  | 539 | 552 | 1 | FALSE | FALSE | 1 | TRUE | TRUE | 539 | 552 | 868924.621 | 1299409.6698 | 867869.5255 | 1295687.267 | 539 | 868924.621 | 1299409.6698 | 552 | 867869.5255 | 1295687.267
VN | 499495707 | LINEVN0394 | 110 | 1.5868 | [5 empty] | 50 |  | LINESTRING (866995.7592027811 1294694.7863017584, 867094.8832178243 1294805.827560153, 867225.3766127948 1294953.0105445401, 867329.8759914105 1295070.874049104, 867358.1525072153 1295102.7582916194, 867551.2277452189 1295320.5188932167, 867671.6107048918 1295459.2212973814, 867869.5255207584 1295687.2670397912) | line |  | ĐD2 - ĐT | [8 empty] | 3 |  |  |  | 553 | 552 | 1 | FALSE | FALSE | 1 | TRUE | TRUE | 553 | 552 | 866995.7592 | 1294694.7863 | 867869.5255 | 1295687.267 | 553 | 866995.7592 | 1294694.7863 | 552 | 867869.5255 | 1295687.267
VN | 499496467 | LINEVN0395 | 110 | 0.28564 | [5 empty] | 50 |  | LINESTRING (866995.7592027811 1294694.7863017584, 866757.9570566533 1294684.387571964) | line |  | ĐD2 - ĐT | [8 empty] | 3 |  |  |  | 553 | 554 | 1 | FALSE | FALSE | 1 | TRUE | TRUE | 553 | 554 | 866995.7592 | 1294694.7863 | 866757.9571 | 1294684.3876 | 553 | 866995.7592 | 1294694.7863 | 554 | 866757.9571 | 1294684.3876
VN | 499497222 | LINEVN0396 | 110 | 3.7701 | [5 empty] | 50 |  | LINESTRING (863628.0902883236 1294458.9467058557, 863838.1749268005 1294489.274118531, 864009.7662933418 1294515.038689951, 864175.0652030873 1294541.1729429066, 864346.3952573896 1294567.800423114, 864474.5461394944 1294588.2355920908, 864635.9087428866 1294598.2981881173, 864763.6576878544 1294602.9014894473, 865014.7170759896 1294612.6663065457, 865270.5916215687 1294622.4017084434, 865448.9729582865 1294629.8349316467, 865673.2268985915 1294639.1541849894, 865878.2550659354 1294647.670673121, 866137.1866441763 1294658.4355487814, 866307.2317259654 1294665.5974902075, 866551.6841041315 1294675.7838394386, 866757.9570566533 1294684.387571964) | line |  | ĐD2 - ĐT | [8 empty] | 3 |  |  |  | 555 | 554 | 1 | FALSE | FALSE | 1 | TRUE | TRUE | 555 | 554 | 863628.0903 | 1294458.9467 | 866757.9571 | 1294684.3876 | 555 | 863628.0903 | 1294458.9467 | 554 | 866757.9571 | 1294684.3876
VN | 499499528 | LINEVN0397 | 110 | 1.1007 | [5 empty] | 50 |  | LINESTRING (862982.9619945101 1293806.990946662, 863125.3824428262 1293949.8152947004, 863242.7817099554 1294073.0616546315, 863358.577923138 1294184.0504035687, 863484.6349763733 1294312.6284341735, 863628.0902883236 1294458.9467058557) | line |  | ĐD2 - ĐT | [8 empty] | 3 |  |  |  | 556 | 555 | 1 | FALSE | FALSE | 1 | TRUE | TRUE | 556 | 555 | 862982.962 | 1293806.9909 | 863628.0903 | 1294458.9467 | 556 | 862982.962 | 1293806.9909 | 555 | 863628.0903 | 1294458.9467
VN | 499500777 | LINEVN0398 | 110 | 0.16537 | [5 empty] | 50 |  | LINESTRING (862982.9619945101 1293806.990946662, 862884.1486548409 1293710.9359622146) | line |  | ĐD2 - ĐT | [8 empty] | 3 |  |  |  | 556 | 557 | 1 | FALSE | FALSE | 1 | TRUE | TRUE | 556 | 557 | 862982.962 | 1293806.9909 | 862884.1487 | 1293710.936 | 556 | 862982.962 | 1293806.9909 | 557 | 862884.1487 | 1293710.936
VN | 499506195 | LINEVN0399 | 110 | 1.0518 | [5 empty] | 50 |  | LINESTRING (858561.6975144348 1290302.769908216, 859112.8821927806 1290580.5425902877, 859344.4097521089 1290697.2287434277) | line |  | ĐD2 - ĐT | [8 empty] | 3 |  |  |  | 558 | 559 | 1 | FALSE | FALSE | 1 | TRUE | TRUE | 558 | 559 | 858561.6975 | 1290302.7699 | 859344.4098 | 1290697.2287 | 558 | 858561.6975 | 1290302.7699 | 559 | 859344.4098 | 1290697.2287
VN | 499506775 | LINEVN0400 | 110 | 3.1324 | [5 empty] | 50 |  | LINESTRING (858561.6975144348 1290302.769908216, 858418.0164580201 1290138.4095206743, 858297.6753244803 1290002.3648761064, 858158.8174793554 1289845.505392701, 858001.1140209064 1289680.1550623912, 857865.2009803456 1289542.1607326388, 857729.0575704265 1289398.493888152, 857571.1216803289 1289223.574943626, 857251.7731512857 1288879.349525968, 857103.6490723416 1288719.4003864175, 856954.3237355053 1288559.3388669996, 856793.4139712392 1288383.063059813) | line |  | ĐD2 - ĐT | [8 empty] | 3 |  |  |  | 558 | 172 | 1 | FALSE | FALSE | 1 | TRUE | TRUE | 558 | 172 | 858561.6975 | 1290302.7699 | 856793.414 | 1288383.0631 | 558 | 858561.6975 | 1290302.7699 | 172 | 856793.414 | 1288383.0631
VN | 499514617 | LINEVN0401 | 110 | 5.6367 | [5 empty] | 50 |  | LINESTRING (859344.4097521089 1290697.2287434277, 859468.5345654173 1290762.7253599053, 859627.1757465875 1290846.4457809664, 859795.8968334708 1290932.6660369323, 859956.2410491162 1291014.4037339755, 860099.8382432438 1291092.292112182, 860272.9852700077 1291177.0277825994, 860461.4180751536 1291261.5997912905, 860587.9444274453 1291399.723013893, 860714.2774285888 1291532.8052008778, 860836.0415464055 1291657.8489282515, 860938.7576332372 1291765.7573951706, 861047.296259156 1291874.23296283, 861200.1521840324 1292026.1701458336, 861417.6053391304 1292242.342806269, 861530.7230782711 1292354.7846151541, 861662.0107668793 1292487.3330006178, 861772.7973694366 1292599.184004053, 861878.5228258602 1292705.9365657032, 861996.8819896796 1292825.4317094947, 862116.3918165884 1292946.3367022546, 862236.9161829264 1293062.5801653569, 862361.9863469906 1293186.741968701, 862502.5931250446 1293326.4612006666, 862670.69243753 1293494.5391253436, 862884.1486548409 1293710.9359622146) | line |  | ĐD2 - ĐT | [8 empty] | 3 |  |  |  | 559 | 557 | 1 | FALSE | FALSE | 1 | TRUE | TRUE | 559 | 557 | 859344.4098 | 1290697.2287 | 862884.1487 | 1293710.936 | 559 | 859344.4098 | 1290697.2287 | 557 | 862884.1487 | 1293710.936
VN | 499564835 | LINEVN0402 | 110 | 0.054022 | [5 empty] | 50 |  | LINESTRING (870871.754472391 1329516.5345020897, 870850.3051149943 1329556.1147365246) | line | [10 empty] | 3 | 1 |  |  | 560 | 561 | 1 | FALSE | FALSE | 1 | TRUE | FALSE | 560 |  | 870871.7545 | 1329516.5345 |  |  | 560 | 870871.7545 | 1329516.5345 | 561 | 870850.3051 | 1329556.1147
VN | 499566683 | LINEVN0403 |  | 0.051077 | [6 empty] | multiple vlevels | LINESTRING (868297.5765706073 1299779.6607063592, 868333.5423125506 1299802.4238090566) | line | [14 empty] | 537 | 538 | 0 | FALSE | FALSE | 1 | TRUE | TRUE | 537 | 538 | 868297.5766 | 1299779.6607 | 868333.5423 | 1299802.4238 | 537 | 868297.5766 | 1299779.6607 | 538 | 868333.5423 | 1299802.4238
VN | 499643575 | LINEVN0404a | 110 | 0.45166 | [5 empty] | 50 | 6 cables - 2 systems | LINESTRING (876931.077723698 1322204.1696597082, 876991.9446727713 1322225.2260790158, 877215.9432703466 1322188.9788410976, 877300.3630833705 1322178.5365748054) | line | [10 empty] | 6 | 2 |  |  | 562 | 550 | 1 | FALSE | FALSE | 2 | TRUE | TRUE | 562 | 550 | 876931.0777 | 1322204.1697 | 877300.3631 | 1322178.5366 | 562 | 876931.0777 | 1322204.1697 | 550 | 877300.3631 | 1322178.5366
VN | 499643575 | LINEVN0404b | 110 | 0.45166 | [5 empty] | 50 | 6 cables - 2 systems | LINESTRING (876931.077723698 1322204.1696597082, 876991.9446727713 1322225.2260790158, 877215.9432703466 1322188.9788410976, 877300.3630833705 1322178.5365748054) | line | [10 empty] | 6 | 2 |  |  | 562 | 550 | 1 | FALSE | FALSE | 2 | TRUE | TRUE | 562 | 550 | 876931.0777 | 1322204.1697 | 877300.3631 | 1322178.5366 | 562 | 876931.0777 | 1322204.1697 | 550 | 877300.3631 | 1322178.5366
VN | 499743193 | LINEVN0405 | 110 | 5.773 | [5 empty] | 50 |  | LINESTRING (868475.1128057663 1299906.1767105798, 868707.4742690548 1300066.3850298645, 868846.4703617214 1300158.0243826907, 869018.7401330534 1300281.0254478522, 869185.7944115708 1300400.1324106192, 869341.3883957891 1300508.2137977334, 869485.4715512382 1300611.2946815968, 869561.674017423 1300666.2475606748, 869636.2031001474 1300718.7435612467, 869831.4309887567 1300857.2701465425, 869990.6713906256 1300968.5682691091, 870105.7138506691 1301047.4646008783, 870208.4084634974 1301122.036230597, 870320.5989432912 1301204.720872223, 870368.8381904125 1301239.4882718953, 870458.8957242197 1301302.9197411307, 870577.654962624 1301386.5824229922, 870705.9346520905 1301479.9095625745, 870817.4563649835 1301560.8385115776, 871047.5815683403 1301723.636911652, 871175.9489640307 1301814.0213686933, 871294.8133906048 1301897.722507901, 871423.737565672 1301988.8906014983, 871523.6304638525 1302059.1143822817, 871670.1546311451 1302158.7501462651, 871776.27245851 1302234.0022456034, 871907.111342123 1302327.2790239318, 872038.421123255 1302396.1256134498, 872155.505587854 1302458.917856761, 872265.7717164764 1302517.8060421664, 872445.3551864657 1302615.467427493) | line |  | ĐD - ĐT | [8 empty] | 3 | 1 |  |  | 563 | 564 | 1 | FALSE | FALSE | 1 | FALSE | TRUE |  | 564 |  |  | 872445.3552 | 1302615.4674 | 563 | 868475.1128 | 1299906.1767 | 564 | 872445.3552 | 1302615.4674
VN | 499746659 | LINEVN0406 | 110 | 11.9924 | [5 empty] | 50 |  | LINESTRING (872445.3551864657 1302615.467427493, 872630.6979780716 1302716.0472455916, 872789.7657762216 1302797.088988195, 872930.3728667682 1302874.8050800103, 873087.7549373984 1302961.5110568767, 873188.334427576 1303016.1203490158, 873341.1828527474 1303099.4827240955, 873467.6637950663 1303170.9592000798, 873702.4505364036 1303135.2990063555, 873841.5865690357 1303112.562008844, 874011.2764223992 1303086.920167059, 874191.4035365188 1303059.3242550718, 874360.901350055 1303033.4159564518, 874569.9347675284 1303002.0660125592, 874718.3397573617 1302978.460188769, 874914.9038808763 1302948.4772883323, 875079.897711196 1302923.337146398, 875254.6002942513 1302896.9210951768, 875426.8251647804 1302870.5530877206, 875605.9278621019 1302844.126379251, 875807.6548332386 1302781.5436488052, 875924.4379541031 1302744.9702969342, 876044.3651454254 1302709.2778585237, 876168.4433079222 1302673.3598872714, 876280.7834210248 1302640.477333582, 876427.2686556904 1302597.6905518654, 876655.0031200052 1302529.5942701644, 876835.0487050132 1302475.7676212545, 877009.0367045037 1302423.7504671325, 877194.7493028038 1302370.8040488, 877314.4770053532 1302455.2425061958, 877434.7824088458 1302539.6998338322, 877578.378571696 1302640.2534742584, 877758.4082558141 1302769.1965553495, 877973.7951232552 1302728.1868673917, 878161.6470698407 1302691.2915964033, 878344.8655063843 1302657.5416094381, 878447.7950580723 1302709.895378348, 878583.7554359202 1302778.0568014714, 878725.3724952154 1302853.0355931574, 878850.2678185488 1302916.4531078443, 879006.3122230525 1302999.5109625307, 879188.8688369686 1302989.276989634, 879378.8443350324 1302978.4935270317, 879562.64359893 1302971.1131242276, 879754.3895039688 1302961.1182680633, 879955.9415469537 1302951.722716083, 880112.1196828703 1302944.8333550636, 880267.7755990273 1302936.952308388, 880420.0157358476 1302931.666185136, 880539.8554469749 1302926.6314051882, 880696.1583971393 1302920.3336330454, 880824.9216952138 1302914.0151036335, 881051.1606093701 1302903.4493219075, 881184.6088201555 1302897.0133479724, 881336.515782749 1302889.7001544028, 881527.2736177952 1302880.523502873, 881691.7200101675 1302872.6150453775, 881868.5309189551 1302863.2332248637, 881966.1849980773 1302808.9158720693) | line |  | ĐD - ĐT | [8 empty] | 3 |  |  |  | 564 | 535 | 1 | FALSE | FALSE | 1 | TRUE | TRUE | 564 | 535 | 872445.3552 | 1302615.4674 | 881966.185 | 1302808.9159 | 564 | 872445.3552 | 1302615.4674 | 535 | 881966.185 | 1302808.9159
VN | 499786828 | LINEVN0407 | 110 | 0.033721 | [5 empty] | 50 |  | LINESTRING (876931.077723698 1322204.1696597082, 876917.0938044838 1322228.5437601535) | line | [10 empty] | 3 |  |  |  | 562 | 565 | 1 | FALSE | FALSE | 1 | TRUE | FALSE | 562 |  | 876931.0777 | 1322204.1697 |  |  | 562 | 876931.0777 | 1322204.1697 | 565 | 876917.0938 | 1322228.5438
VN | 499798213 | LINEVN0408 | 110 | 4.5514 | [5 empty] | 50 |  | LINESTRING (877300.3630833705 1322178.5365748054, 877390.4589750208 1322288.883907585, 877508.3787411737 1322365.4817960402, 877536.5940117706 1322442.4627990567, 877579.1018483945 1322563.6032298622, 877598.9247246755 1322599.9553576563, 877697.9427723055 1322656.221813733, 877757.9982808372 1322763.6464932172, 877921.9897268801 1322914.295206012, 878005.1710325809 1322964.2049655393, 878044.696978241 1322988.9623328063, 878260.4470592258 1323130.769463844, 878316.037913945 1323178.295468146, 878383.4029240357 1323235.8846020538, 878475.2173056751 1323257.5332446615, 878575.2633635178 1323249.9947813249, 878661.2545993024 1323243.742218159, 878857.355991086 1323277.1394806756, 878972.8883668517 1323295.8976562973, 879063.6954232997 1323336.036365745, 879114.1375903012 1323358.3406433905, 879188.1076790642 1323390.2471261339, 879345.0486517709 1323459.104046654, 879587.0522011386 1323567.6536140023, 879662.7990464573 1323602.1984621093, 879790.3432087658 1323657.0500842035, 879882.0955868673 1323702.5436189855, 880058.6888329404 1323792.2812656162, 880156.3792741185 1323832.2230154274, 880284.7640124029 1323892.9594785757, 880406.3613117662 1323958.186252685, 880462.8758493748 1323972.0175670858) | line | [10 empty] | 3 | 1 |  |  | 550 | 566 | 1 | FALSE | FALSE | 1 | TRUE | TRUE | 550 | 566 | 877300.3631 | 1322178.5366 | 880462.8758 | 1323972.0176 | 550 | 877300.3631 | 1322178.5366 | 566 | 880462.8758 | 1323972.0176
VN | 500017573 | LINEVN0409 | 110 | 20.7528 | [5 empty] | 50 |  | LINESTRING (880462.8758493748 1323972.0175670858, 880531.7274693499 1323983.2575347922, 880641.8005608737 1323936.7350954318, 880734.6891545218 1323897.4735488764, 880803.9075764758 1323868.537011648, 880932.2469226198 1323815.5993821968, 881052.1765912151 1323765.2477839272, 881170.0302258146 1323717.7949905784, 881314.9859049132 1323657.0038271567, 881381.2070733432 1323629.703183422, 881438.6358378808 1323605.880698474, 881575.8533361217 1323548.969637114, 881742.924271578 1323480.2954174872, 881802.8423633215 1323458.0781829003, 881874.8132917543 1323431.6489369355, 882111.9745746778 1323333.6317791718, 882207.0187221258 1323289.0832468716, 882304.4953743534 1323237.6970417027, 882454.5898478844 1323144.6697960708, 882570.709504843 1323077.899995313, 882642.6517039624 1323035.8618577803, 882780.1393223591 1322956.4684704135, 882916.661273855 1322878.4480608315, 883041.0360460356 1322808.6602012739, 883131.0776039851 1322751.176564264, 883262.8872884256 1322673.2966674243, 883388.1948948773 1322596.3647287346, 883524.1840397485 1322514.2180314616, 883655.3698210185 1322443.5436046992, 883756.1250492225 1322327.0810144416, 883789.2152567434 1322188.0755015688, 883824.0450021063 1322034.124613605, 883851.5531731062 1321899.1470992449, 883869.1300203262 1321802.1764021427, 883907.0168222717 1321612.0697964905, 883918.4730913825 1321549.4097983933, 883947.3787248093 1321405.7973888058, 883970.123094267 1321268.842426024, 883995.042891972 1321140.966534151, 883952.8875916037 1320995.3415613584, 883961.0403610314 1320922.2253676855, 883996.4111870471 1320682.9297179705, 884014.6507933852 1320564.7402414496, 884037.6978879513 1320420.2664626997, 884057.7893414912 1320298.012414551, 884074.7418640167 1320196.0923750729, 884097.9940515859 1320044.0764359941, 884084.734512181 1319908.90108154, 884067.8149636618 1319721.7859953397, 884101.3960848337 1319618.8587327919, 884150.2822135459 1319475.7770082052, 884240.4243762472 1319433.5500559558, 884375.1334045413 1319360.5815844198, 884485.6546375069 1319238.8023299854, 884588.067810968 1319125.7941823825, 884588.5642543703 1319078.2277919946, 884591.5692741883 1318876.4421041808, 884594.0407939767 1318710.5452079035, 884593.931054211 1318559.7049065009, 884612.125621659 1318492.2998961557, 884648.6710598427 1318336.6413820293, 884700.0777606991 1318213.5001099335, 884756.096948973 1318099.1698320082, 884794.2501413757 1318058.9958580534, 884928.0568157603 1317929.7685773598, 885013.7454376435 1317853.0079796354, 885103.421492391 1317780.1758981855, 885217.5182657478 1317696.9305921511, 885317.6448458473 1317564.3945757041, 885376.6999618015 1317491.2060221294, 885506.2834669133 1317348.7199098219, 885606.9479544589 1317260.6177020743, 885667.9651639594 1317214.2100919713, 885778.4599449546 1317136.5037155582, 885919.1759426298 1317041.9551455106, 885972.7064054774 1316946.1397027976, 886047.7521817008 1316819.6882375642, 886124.1995905826 1316698.0186437932, 886178.4174110848 1316611.6956301448, 886272.3319815607 1316459.4713630162, 886306.8496425754 1316403.519474256, 886340.3906746546 1316348.8624536498, 886437.3448309675 1316203.9559595601, 886474.0838597261 1316145.8387863836, 886552.1074066218 1316023.1590603648, 886624.7936987965 1315905.7624140296, 886697.3830597458 1315779.756095397, 886774.5745453073 1315660.8326845095, 886813.1789593098 1315600.2798075601, 886882.0703051426 1315493.0829167091, 886941.2253884799 1315398.9569158382, 886989.9447906511 1315361.544567589, 887038.3180266772 1315323.9062576855, 887106.5436556984 1315267.2106933203, 887234.2920409302 1315154.3511776773, 887335.0201831353 1315058.7956543567, 887462.6969434465 1314926.9238331078, 887609.2631633012 1314770.3545341196, 887681.1109619945 1314690.8606158597, 887764.9778055744 1314604.20821763, 887875.3025226388 1314485.5320252592, 887944.2648693743 1314407.3530807686, 888037.796884655 1314297.192661637, 888144.2091671899 1314179.1315004425, 888242.6914409122 1314072.8015878978, 888333.4363073043 1313971.6686126094, 888439.0208684341 1313852.7995094114, 888619.2132874951 1313786.1278216671, 888721.4146149447 1313753.4459604775, 888876.0409292628 1313702.8895580864, 889012.6528700287 1313659.8472463945, 889148.360266157 1313614.2012626573, 889227.8175532622 1313589.4388472796, 889337.1351705929 1313553.4153387852, 889439.2651375032 1313521.36602061, 889578.1263953467 1313477.556905196, 889623.1898788491 1313384.592217973, 889670.6726399531 1313234.112217333, 889694.9586702355 1313154.7077982794, 889742.8094882697 1313005.3403829213, 889789.1470808366 1312863.3545277405, 889816.1341134466 1312798.0001671903, 889882.4530826195 1312643.3522153995, 889937.0837229402 1312524.4514398184, 890004.4175264004 1312365.6284228635, 890033.4378446634 1312297.5080968272, 890080.8057409234 1312190.1363027862, 890096.5120527041 1312154.296623681, 890217.3160334467 1312057.1969189183, 890285.6154023128 1312000.0623288369, 890386.8017426513 1311925.6121737764, 890506.8397634813 1311785.5148693009, 890613.6119640816 1311743.5776112413, 890690.0974404281 1311715.355408233) | line |  | ĐN - SV | [8 empty] | 3 | 1 |  |  | 566 | 567 | 1 | FALSE | FALSE | 1 | TRUE | TRUE | 566 | 567 | 880462.8758 | 1323972.0176 | 890690.0974 | 1311715.3554 | 566 | 880462.8758 | 1323972.0176 | 567 | 890690.0974 | 1311715.3554
VN | 500084625 | LINEVN0410 | 110 | 1.3876 | [5 empty] | 50 |  | LINESTRING (890690.0974404281 1311715.355408233, 890837.7264783486 1311702.6289613624, 890914.0886516564 1311659.4261301572, 891021.1347245179 1311537.7873826139, 891105.5659377933 1311448.5534527309, 891252.6017240303 1311396.444193291, 891337.1668196303 1311373.191100501, 891452.0778449294 1311341.908531163, 891635.1469856827 1311328.3786512509, 891723.6636985448 1311317.830304029) | line | [10 empty] | 3 | 1 |  |  | 567 | 568 | 1 | FALSE | FALSE | 1 | TRUE | TRUE | 567 | 568 | 890690.0974 | 1311715.3554 | 891723.6637 | 1311317.8303 | 567 | 890690.0974 | 1311715.3554 | 568 | 891723.6637 | 1311317.8303
VN | 500434835 | LINEVN0411 | 110 | 15.6019 | [5 empty] | 50 |  | LINESTRING (891723.6636985448 1311317.830304029, 891709.7330872964 1311247.8825139366, 891655.477663096 1311008.3183988186, 891565.2558128574 1310858.833891117, 891355.728767181 1310633.1935117291, 891084.7855002834 1310513.5835675455, 890868.0140112443 1310548.046302082, 890557.4519738235 1310608.5613352086, 890190.2139554459 1310589.2669454901, 890006.5500422119 1310483.9945188903, 889815.425641499 1310219.8604125674, 889847.3344729202 1310132.443007376, 889886.9567909997 1310029.923505319, 889772.7525660427 1309942.905337813, 889549.3630071222 1309771.4169152104, 889509.3134060889 1309774.394278305, 889464.0889312427 1309778.3469218358, 889286.1465027786 1309809.7180629096, 889126.7241245568 1309837.8258844006, 889009.1323761526 1309667.2857041506, 888914.56709577 1309530.145479438, 888809.7452231857 1309378.183712503, 888702.7898993974 1309223.1153707667, 888596.0368743269 1309068.3494742583, 888495.8625757056 1308923.1077258121, 888349.9279051439 1308834.828482631, 888194.2231550718 1308740.6312518606, 888082.9361646033 1308551.5982238725, 888002.0427112217 1308414.1277854252, 887901.2446302617 1308242.8788537735, 887816.5989170327 1308099.068717538, 887725.7877227931 1307944.788406676, 887605.5307730802 1307740.477583695, 887505.4465072186 1307573.6277992355, 887306.200762179 1307465.9995526108, 887137.3008153008 1307375.2661363296, 887047.8560097014 1307270.2201123568, 886945.9083056502 1307137.1631868444, 886875.4342200255 1307111.108549677, 886687.7491857442 1307041.7222394317, 886559.9377696302 1306974.4367168928, 886432.9617321328 1306831.7035532305, 886410.4822397907 1306743.4073755143, 886317.1737940796 1306681.9559622104, 886125.1627762148 1306555.695621194, 886041.635069021 1306391.4348179142, 885970.0718964315 1306250.2592313979, 885910.574111117 1306132.85683889, 885793.6962268818 1306036.0784146455, 885655.5451381254 1305918.4805433801, 885541.4445743414 1305821.1958120996, 885395.8089417815 1305686.7650478005, 885328.5517979979 1305622.589387021, 885218.9897983545 1305587.6046993888, 885110.8264104652 1305545.5698311431, 884903.5688271502 1305471.9523519087, 884872.7204828495 1305298.900476319, 884829.955777914 1305246.8230184384, 884767.7004710117 1305171.0130914648, 884626.2068181711 1305104.165267306, 884447.099645897 1305019.8832858226, 884383.4977145812 1305009.3446360829, 884336.3068353306 1305000.9846309575, 884299.8349937759 1304994.3438197626, 884251.998766528 1304985.2224857418, 884171.7779787877 1304969.9329936022, 884099.8003677165 1304956.2097747233, 883945.1253243678 1304913.2076273526, 883810.1053559179 1304875.6713849138, 883689.2910563244 1304842.0809962128, 883547.34439272 1304695.4784760952, 883437.2278785785 1304581.7479124966, 883318.2744220418 1304458.8891554393, 883215.3449052621 1304356.8382873083, 883088.9740392506 1304230.8192023619, 883014.5399616967 1304147.3287426606, 882826.2537104499 1303907.2018987702, 882753.5745033887 1303811.5813489342, 882673.0264251201 1303713.2037823133, 882591.0511911579 1303616.3043356782) | line | [10 empty] | 3 | 1 |  |  | 568 | 534 | 1 | FALSE | FALSE | 1 | TRUE | TRUE | 568 | 534 | 891723.6637 | 1311317.8303 | 882591.0512 | 1303616.3043 | 568 | 891723.6637 | 1311317.8303 | 534 | 882591.0512 | 1303616.3043
VN | 502027235 | LINEVN0412 | 110 | 16.375 | [5 empty] | 50 |  | LINESTRING (863945.0130489958 1295241.377323676, 864038.0472725254 1295451.5019254736, 864112.4092484752 1295727.4221506577, 864192.8740117953 1296031.7046509113, 864267.7777158759 1296320.5145787126, 863955.2056920032 1296404.3068304157, 863683.6987795632 1296476.4144140936, 863329.4323992308 1296571.2937926303, 863016.803312147 1296655.0269426077, 862779.1109951575 1296718.69051236, 862554.9491619465 1296777.3647056085, 862228.1923294126 1296864.648570151, 861983.5098274925 1296930.007162445, 861798.8424936896 1296980.6002582118, 861577.6637100228 1297038.573473661, 861337.8019501766 1297104.624455708, 861071.807019206 1297176.4950809702, 860831.2731018981 1297241.5003248774, 860557.211348317 1297315.561668102, 860324.3436217856 1297374.9560036534, 860017.9790255208 1297580.104716969, 859926.9325387198 1297662.2635362423, 859676.1889722223 1297893.3193765522, 859585.2978240359 1297976.3555242857, 859477.1822310304 1298076.2583451336, 859349.3709341869 1298199.035437758, 859206.0321527121 1298342.9745857716, 859108.4282723411 1298460.7669109697, 859001.534210569 1298600.2260911954, 858899.6721019712 1298744.4072097763, 858791.0631136668 1298888.797503017, 858696.3363441201 1299027.7678915567, 858629.7159734899 1299170.422870089, 858585.9332538191 1299264.1785947888, 858527.351226933 1299389.6379337544, 858454.6998105107 1299553.4771259502, 858378.1329254429 1299708.7199104293, 858306.8694447172 1299868.765149732, 858235.5949419206 1300023.261194318, 858161.3533334353 1300182.3412124335, 858028.7404106662 1300453.8244012925, 857844.6052536615 1300859.820668096, 857702.2975146156 1301163.742543368, 857620.8807410377 1301337.6135394238, 857553.6795611293 1301481.1143104972, 857479.1987065574 1301641.5093790898, 857422.3786909564 1301761.5175712805, 857352.478687629 1301909.1513140006, 857342.9654689459 1302021.0614275835, 857324.7999267766 1302194.4965613412, 857310.0351769726 1302363.607489644, 857297.0323888657 1302517.3324651476, 857281.7760386367 1302677.1228292894, 857268.0988578498 1302820.3621449443, 857252.2447397262 1302986.469802936, 857222.3515465367 1303299.6779515103, 857176.1189355603 1303784.0385087917, 857147.5644896139 1303961.1288778477, 857105.3295482451 1304211.65833286, 857114.9529298695 1304540.4576289523, 857123.2691338635 1304761.6177324087, 857073.3914255777 1304748.286345253) | line |  | ĐT2 - LH | [8 empty] | 3 |  |  |  | 569 | 570 | 1 | FALSE | FALSE | 1 | FALSE | FALSE | [6 empty] | 569 | 863945.013 | 1295241.3773 | 570 | 857073.3914 | 1304748.2863
VN | 502233189 | LINEVN0413 | 110 | 32.4359 | [5 empty] | 50 |  | LINESTRING (808463.2649655738 1275177.7746553353, 808279.7273564865 1275294.490420857, 808119.6970821429 1275130.9888612658, 807999.0503689547 1275032.5307963763, 807815.5823846248 1274882.8054373257, 807691.2189007679 1274781.301175531, 807378.5085014815 1274526.1088037721, 807191.287288359 1274373.3183212199, 807094.9085685867 1274294.6657248314, 806876.2098485129 1274356.465225458, 806662.2310864667 1274416.9395195039, 806311.3540843751 1274516.0953110994, 805936.0544713958 1274622.1562556226, 805614.0667176477 1274771.1207445548, 805345.2527756228 1274895.4985399593, 805143.7043764205 1274988.7504525392, 805038.6018916675 1274951.4242177426, 804826.5032318989 1274876.1013634542, 804629.3533721357 1274806.0847243941, 804377.137636059 1274716.5253308122, 804168.00704735 1274642.2661677238, 803874.1829952423 1274537.9262218336, 803681.3278239638 1274469.4528396577, 803561.0084826872 1274369.7127905178, 803381.5081374678 1274220.9326549605, 803198.1720038377 1274068.972782614, 802994.0925514135 1273899.8203719424, 802839.9647341182 1273772.0696281646, 802620.7935707808 1273590.4089103844, 802450.3181505529 1273449.1186557894, 802236.1142306984 1273271.5947334268, 802088.0029587906 1273148.8336462802, 801869.4625557978 1272967.70676427, 801651.1579976848 1272786.7835769877, 801505.2953576453 1272665.8967949948, 801274.291536545 1272474.460028321, 801051.1709179323 1272289.5554008773, 800724.1437853866 1272018.5474241357, 800517.2116865967 1271847.054637574, 800483.4551620877 1271646.1708244302, 800189.9374673178 1271541.6347522668, 799906.7656373562 1271577.903431896, 799632.0672844223 1271613.093101733, 799442.9980564885 1271698.0772039983, 799272.8455463811 1271774.5637532428, 799146.5120330271 1271831.3546436203, 798997.8606951968 1271598.6146390464, 798855.4573920362 1271375.6550259215, 798732.136882799 1271182.579460137, 798565.189619228 1270921.1854829495, 798371.3780649389 1270605.9252100335, 798145.9863839579 1270261.7510287703, 797933.5976371361 1270032.2338286294, 797677.7349358457 1269755.7240203565, 797387.4748387693 1269442.0618428371, 796987.6217589634 1269032.7416204456, 796717.2223664664 1268755.951407977, 796068.44312072 1268067.297265228, 795184.5174160866 1267129.1130250236, 795070.4778791545 1267010.8477029142, 794528.5054044076 1266448.7861225721, 793895.3502526456 1265792.2051355066, 793844.7437319974 1265732.8091934454, 793604.1305620471 1265450.4040908243, 793495.7209491844 1265323.1560085078, 793389.1035521943 1265198.0173602158, 793300.114555256 1265093.577456645, 793226.7235452491 1265113.0966755166, 793183.0108518994 1265124.722715752, 793114.5682247726 1265142.926628551, 793041.3418430777 1265162.3924065593, 792655.0464642851 1265162.8436030005, 792146.2706925678 1265163.4259193458, 791976.4424610508 1265120.806475378, 791523.1299759496 1265007.067020575, 791100.6047800311 1264901.0467086155, 790927.3538969392 1264857.582831836, 790709.5643128167 1264802.9387670443, 790553.6684799357 1264763.8325203948, 789883.9210250017 1264595.8116760293, 789440.3190319671 1264332.1838356978, 789142.7705242322 1264155.3681830908, 788651.962769514 1264241.1536753506, 788398.6472326407 1264285.4267652088, 788030.6745078259 1264349.752255217, 787806.718074688 1264388.8960774522, 787629.4106594076 1264419.8992664109, 787315.4519616091 1264474.7849794193, 787250.757336345 1264486.0949161346, 786810.2890520049 1264563.1003753059, 786814.1294528572 1264802.3603049952) | line | [10 empty] | 3 | 1 |  |  | 571 | 572 | 1 | FALSE | FALSE | 1 | TRUE | TRUE | 571 | 572 | 808463.265 | 1275177.7747 | 786814.1295 | 1264802.3603 | 571 | 808463.265 | 1275177.7747 | 572 | 786814.1295 | 1264802.3603
VN | 534691230 | LINEVN0414 | 110 | 13.0678 | [5 empty] | 50 |  | LINESTRING (873638.108961006 1352211.277522135, 873500.5696209632 1352314.1085925987, 873207.7413171793 1352298.9741659053, 873001.3680224102 1352287.4413986458, 872690.0547120892 1352274.4044357087, 872036.68008212 1352236.187422529, 871396.5931315641 1352214.2377655038, 870714.4805579965 1352194.8859250904, 870564.0785926338 1352174.51531105, 870266.9682919623 1351921.465134759, 869769.1457166618 1351492.048138124, 869185.3829756032 1351619.5182433398, 868636.983595853 1351750.8417609294, 868372.2521687681 1351808.9651998153, 868007.4277519576 1351903.6137639666, 867830.0959132718 1351943.8580432138, 867648.2081080701 1351982.51770202, 867327.2773847148 1352051.2798983557, 866802.239551145 1352165.4443869593, 866138.9711264053 1352597.3858902722, 865901.9449046936 1352746.6831294736, 865504.0431157015 1353010.8910978173, 864766.574446616 1353442.839528536, 864578.3037215413 1353550.5005143136, 864213.1329432033 1353775.3479857962, 863673.7167135782 1354114.9378256442) | line |  | Krongno - SV | [8 empty] | 3 |  |  |  | 573 | 574 | 1 | FALSE | FALSE | 1 | TRUE | FALSE | 573 |  | 873638.109 | 1352211.2775 |  |  | 573 | 873638.109 | 1352211.2775 | 574 | 863673.7167 | 1354114.9378
VN | 534693604 | LINEVN0415 | 110 | 9.3759 | [5 empty] | 50 |  | LINESTRING (863645.4716116968 1354109.138623817, 863523.8902240689 1353796.351504611, 863071.2069804426 1353552.10820967, 862801.6988386088 1353410.7099987748, 862647.9439298713 1353330.1576377915, 861670.8919931916 1352818.3150425053, 861560.6239802067 1352750.4445490513, 861354.7912179269 1352639.9190311204, 861189.8164348232 1352555.0850143668, 860914.3027756375 1352409.1161589618, 860707.566090934 1352298.2420380195, 860402.4689194083 1352088.902231328, 860080.6230393304 1351878.5201969673, 859619.1481829174 1351562.4850229549, 859500.0134969722 1351473.2165454444, 859265.3657446858 1351313.8326887854, 859110.6467347979 1351143.8172455183, 858890.7466777195 1350890.5675383622, 858298.3345570243 1351338.686783916, 858180.0642349024 1351436.1494698494, 857995.4846562052 1351572.105354551, 857727.8380798056 1351764.6829947424, 857556.2881898251 1351884.959698953, 857468.4245023371 1351970.465302123, 857374.5617429898 1351997.3047549084, 857372.8464854787 1352018.3399291344, 857304.0013435854 1352006.43933652) | line |  | Krongno 3 - Krongno 2 | [8 empty] | 3 |  |  |  | 575 | 576 | 1 | FALSE | FALSE | 1 | FALSE | FALSE | [6 empty] | 575 | 863645.4716 | 1354109.1386 | 576 | 857304.0013 | 1352006.4393
VN | 534703677 | LINEVN0416a | 110 | 31.3807 | [5 empty] | 50 | 6 cables - 2 systems | LINESTRING (870830.0693914252 1329577.8198569787, 870794.8282825749 1329633.9010151662, 870754.6540031647 1329818.9737297578, 870725.4777862139 1330060.8437916478, 870799.1560331779 1330159.0715443492, 870505.6115277212 1330515.0238551584, 870395.5642503458 1331009.2450713462, 870274.1732808743 1331456.2573966181, 870240.6105249699 1331651.8129824689, 870184.0865794583 1331901.7625296325, 869809.7299440232 1333342.5992052874, 869915.623948352 1333855.9750183327, 869528.9474733833 1334480.5825710222, 869252.5929047113 1334980.6285630222, 869053.8708525491 1335342.492634017, 868724.03647618 1335652.4886047437, 868480.6138390424 1335878.4362931356, 868310.2560742933 1336031.6680126518, 868114.187072345 1336391.904561612, 867757.1810986612 1337096.0405749215, 867616.9385194945 1337365.4463428964, 867805.0955256836 1338101.2816176058, 867956.235389465 1338263.5260620378, 867932.9211811123 1338468.6322155106, 867967.4605616415 1338666.688631231, 867891.6377448057 1339304.232700142, 867835.8633717988 1339982.1019591405, 867822.6063275493 1340086.1637746477, 867794.5036005576 1340665.6548121257, 867674.2528025581 1342217.8834633038, 867694.4347342514 1342484.7742734235, 867721.5907313033 1342844.0364250971, 867725.526437644 1343050.5322683326, 867753.7960198226 1343411.1711756971, 868140.696914114 1343839.7805289014, 868253.5442291172 1343960.4633198695, 868376.4282761051 1344236.3655262655, 868978.7104863147 1344767.4013924396, 869120.2248852408 1345234.4171341183, 869187.510455721 1345460.3276727484, 869344.1546862422 1345989.2700945626, 869517.6633325017 1346548.6341569845, 869747.6412380657 1347301.2126955572, 870115.8044450323 1347676.0770153676, 870609.2604604105 1347936.7481650363, 871294.6387271215 1348922.8719800198, 871592.6888523536 1349348.7613319473, 871946.9748605089 1349437.349172625, 872226.1114413191 1349513.5725339367, 872551.8711216159 1349600.811834281, 872770.4844965106 1349638.667678466, 872919.3489585114 1349999.970609646, 873067.2359619641 1350358.914545023, 873322.8211367461 1350979.2673020328, 873556.101106004 1351570.0415764954, 873638.108961006 1352211.277522135) | line |  | Yantiansien - SV | [8 empty] | 6 | 2 |  |  | 577 | 573 | 1 | FALSE | FALSE | 2 | FALSE | TRUE |  | 573 |  |  | 873638.109 | 1352211.2775 | 577 | 870830.0694 | 1329577.8199 | 573 | 873638.109 | 1352211.2775
VN | 534703677 | LINEVN0416b | 110 | 31.3807 | [5 empty] | 50 | 6 cables - 2 systems | LINESTRING (870830.0693914252 1329577.8198569787, 870794.8282825749 1329633.9010151662, 870754.6540031647 1329818.9737297578, 870725.4777862139 1330060.8437916478, 870799.1560331779 1330159.0715443492, 870505.6115277212 1330515.0238551584, 870395.5642503458 1331009.2450713462, 870274.1732808743 1331456.2573966181, 870240.6105249699 1331651.8129824689, 870184.0865794583 1331901.7625296325, 869809.7299440232 1333342.5992052874, 869915.623948352 1333855.9750183327, 869528.9474733833 1334480.5825710222, 869252.5929047113 1334980.6285630222, 869053.8708525491 1335342.492634017, 868724.03647618 1335652.4886047437, 868480.6138390424 1335878.4362931356, 868310.2560742933 1336031.6680126518, 868114.187072345 1336391.904561612, 867757.1810986612 1337096.0405749215, 867616.9385194945 1337365.4463428964, 867805.0955256836 1338101.2816176058, 867956.235389465 1338263.5260620378, 867932.9211811123 1338468.6322155106, 867967.4605616415 1338666.688631231, 867891.6377448057 1339304.232700142, 867835.8633717988 1339982.1019591405, 867822.6063275493 1340086.1637746477, 867794.5036005576 1340665.6548121257, 867674.2528025581 1342217.8834633038, 867694.4347342514 1342484.7742734235, 867721.5907313033 1342844.0364250971, 867725.526437644 1343050.5322683326, 867753.7960198226 1343411.1711756971, 868140.696914114 1343839.7805289014, 868253.5442291172 1343960.4633198695, 868376.4282761051 1344236.3655262655, 868978.7104863147 1344767.4013924396, 869120.2248852408 1345234.4171341183, 869187.510455721 1345460.3276727484, 869344.1546862422 1345989.2700945626, 869517.6633325017 1346548.6341569845, 869747.6412380657 1347301.2126955572, 870115.8044450323 1347676.0770153676, 870609.2604604105 1347936.7481650363, 871294.6387271215 1348922.8719800198, 871592.6888523536 1349348.7613319473, 871946.9748605089 1349437.349172625, 872226.1114413191 1349513.5725339367, 872551.8711216159 1349600.811834281, 872770.4844965106 1349638.667678466, 872919.3489585114 1349999.970609646, 873067.2359619641 1350358.914545023, 873322.8211367461 1350979.2673020328, 873556.101106004 1351570.0415764954, 873638.108961006 1352211.277522135) | line |  | Yantiansien - SV | [8 empty] | 6 | 2 |  |  | 577 | 573 | 1 | FALSE | FALSE | 2 | FALSE | TRUE |  | 573 |  |  | 873638.109 | 1352211.2775 | 577 | 870830.0694 | 1329577.8199 | 573 | 873638.109 | 1352211.2775
VN | 545573190 | LINEVN0417 | 220 | 7.4909 | [5 empty] | 50 |  | LINESTRING (723564.848888378 1854748.7581521594, 723464.1201028288 1854841.7646239833, 723201.7723609655 1855089.3036628156, 722781.6458901281 1855490.3355384392, 722485.237303447 1855769.7908462533, 722328.1993420317 1855919.8046284264, 722014.4539005557 1856216.4178595147, 721831.4536834202 1856388.0354948041, 721522.788591205 1856679.4496336211, 721304.5351696732 1856886.4451313892, 721007.9331376171 1857166.7447231764, 720794.03756224 1857367.8898161747, 720512.6856799009 1857634.9932149907, 720308.0618277879 1857866.1598094604, 720036.0190670172 1858174.3555383817, 719908.2931344518 1858320.5485683605, 719621.2231644087 1858644.5650756485, 719393.0204797646 1858904.6832370202, 719161.3830886004 1859165.4760086106) | line |  | Đường dây 220kV Đồng Hới - Đông Hà | [8 empty] | 3 | 1 |  |  | 421 | 472 | 1 | FALSE | FALSE | 1 | TRUE | TRUE | 421 | 472 | 723564.8489 | 1854748.7582 | 719161.3831 | 1859165.476 | 421 | 723564.8489 | 1854748.7582 | 472 | 719161.3831 | 1859165.476
VN | 545637527 | LINEVN0418 | 500 | 72.56 | [5 empty] | 50 |  | LINESTRING (661869.908768569 1934113.5377394562, 661542.1236671349 1934406.6390939865, 661214.3398771253 1934699.44619373, 660954.5836346443 1934929.673158105, 660663.8297985205 1935226.0361793214, 660460.3798627144 1935432.2247282497, 660125.351314899 1935781.740497881, 659840.6917468887 1936066.541457362, 659611.6959778676 1936299.9811287427, 659326.1489936537 1936591.4323763119, 659008.6537003753 1936907.8237933342, 658728.1698695621 1937189.538885357, 658424.7365464136 1937495.7010043547, 658133.5219855269 1937787.0998664252, 657774.4334318268 1938145.3466939167, 657485.228109132 1938437.4663579992, 657172.2153704942 1938751.482414217, 656871.276444639 1939052.847468479, 656530.445211293 1939395.5179310157, 656219.5913801275 1939711.5220406023, 655955.8616544259 1939972.9812131468, 655627.6801204485 1940303.8545425697, 655296.1001244159 1940652.8224565224, 654980.1122264138 1940955.3460499616, 654649.1101097246 1941287.185060332, 654302.3294695704 1941634.7443215873, 653967.3344145564 1941971.077474749, 653644.8061730401 1942297.185217128, 653267.3548571819 1942676.209609427, 652768.7407633644 1943172.1692130305, 652384.8405111722 1943561.9044510582, 652130.3167246648 1943899.4038729037, 651777.1994080008 1944364.2027891248, 651504.186918309 1944722.5072379226, 651162.5955055656 1945171.3772861133, 650883.9859150769 1945538.6768657442, 650597.3481519127 1945913.5553950246, 650359.8501484381 1946228.7464902, 650149.6975270512 1946504.315582545, 649874.2472776393 1946866.924751034, 649531.6045132718 1947318.2884644244, 649222.4628357966 1947721.9766642067, 648933.879422915 1948099.7816866657, 648648.16296333 1948475.9181516685, 648360.4098249322 1948859.1033185099, 648093.6298659558 1949207.1444858587, 647766.0838898225 1949634.9287508745, 647485.4426710483 1950003.4470748736, 647198.7008771992 1950380.4671610463, 646910.9652292528 1950759.8847517592, 646640.4106413354 1951115.7270494364, 646359.9560903242 1951483.097692942, 646000.632485508 1951955.8247255718, 645968.6609177976 1952608.820958402, 645961.2683151109 1952759.9456250586, 645947.4059571766 1953041.839488365, 645923.2777481913 1953481.8975954277, 645903.667379577 1953859.6072211761, 645874.955345437 1954441.0281369302, 645835.6208757911 1955231.0630046893, 645821.1624969376 1955497.282891494, 645787.9668686929 1956167.0595790935, 645774.474382263 1956427.4103828308, 645749.5592082953 1956918.8564140608, 645713.1072263909 1957595.9913332798, 645698.6839560647 1957886.569206367, 645661.4536120717 1958651.5999414134, 645919.2698513621 1958915.1715983294, 646194.7880492334 1959187.9292185556, 646495.1628639892 1959483.3387704408, 646789.2777906798 1959777.8665262316, 647092.27151168 1960082.4911388692, 647370.985567797 1960361.909215748, 647680.5089738019 1960666.0171199923, 648013.5687722927 1960997.0201231174, 648334.8830377187 1961320.162456675, 648599.5976547753 1961583.6492129164, 648653.8697915162 1961877.242448922, 648732.882448444 1962324.094623672, 648879.9057863501 1963127.3708016863, 648980.8766968383 1963679.2351910183, 649019.1418196148 1963886.734078711, 648960.3672062927 1964158.5236686333, 648866.8897600565 1964583.2610084936, 648771.2495724706 1965012.6415431285, 648685.4179427765 1965404.059478729, 648589.7377446312 1965839.648699081, 648495.23880621 1966269.4259660123, 648393.4469767462 1966725.0119428486, 648292.0303683411 1967186.234006432, 648090.7041647896 1968101.4638457987, 648007.8319681208 1968472.797600345, 647932.2889581299 1968811.2295802326, 647854.4275633758 1969168.015189402, 647772.0272704774 1969542.4296492354, 647699.3459860284 1969871.8309676826, 647525.1052241464 1970151.1529845903, 647286.0010964413 1970532.5163242968, 647047.4666141723 1970914.0079061682, 646851.5099825303 1971229.6161917653, 646572.0189714029 1971674.8740185373, 646290.6373121052 1972126.6060817037, 646049.3525679562 1972510.8867642535, 645866.8369406392 1972800.1636162694, 645653.8617819565 1973144.7280974602, 645482.8540947776 1973417.0497541246, 645232.8942955113 1973816.3031257072, 645019.2597131019 1974156.817816968, 644845.0063454644 1974437.5860550927, 644672.1724622401 1974710.3868649392, 644437.750644292 1975087.5400542514, 644292.1079162477 1975324.3209819407, 644026.0527316936 1975745.6466176836, 643779.2601199036 1976146.9960762248, 643544.7998105647 1976514.961103054, 643375.283779972 1976785.0726789478, 643081.9638459787 1977256.973169531, 642923.8034219132 1977510.2160597914, 642709.5922799094 1977853.0926305335, 642382.241742152 1978377.2775831956, 642052.1920079676 1978903.406249844, 641647.5483910734 1979550.5256217755, 641363.2439605971 1980003.952686527, 641246.8073941135 1980191.792198798, 640996.4391633208 1980591.0855310843, 640580.7229299737 1980754.1390719875, 640084.6199030089 1980940.1793989853, 639486.6919609786 1981168.6704413595, 639081.1890539792 1981321.9215512993, 638623.382511107 1981497.410494614, 638412.258941888 1981578.39466022, 638151.140775574 1981678.098092116, 637844.3972655551 1982105.2391599347, 637565.063864263 1982495.5583886309, 637267.6645568432 1982910.8868099547) | line |  | Đường dây 500kV Bắc - Nam mạch 2 | [8 empty] | 3 |  |  |  | 578 | 579 | 1 | FALSE | FALSE | 1 | TRUE | TRUE | 578 | 579 | 661869.9088 | 1934113.5377 | 637267.6646 | 1982910.8868 | 578 | 661869.9088 | 1934113.5377 | 579 | 637267.6646 | 1982910.8868
VN | 545656008 | LINEVN0419 | 500 | 59.4489 | [5 empty] | 50 |  | LINESTRING (607937.3861654683 2011660.7923350483, 608268.4130143906 2011483.7054654234, 608763.4051480822 2011212.388744352, 609256.4549324145 2011112.0923362025, 609720.8394988065 2011015.0322132374, 610244.546634973 2010913.9487717093, 610612.0303468506 2010847.5203635062, 610953.9312422562 2010777.367266475, 611422.7093630559 2010684.7540203116, 611843.1611513887 2010596.5652772356, 612254.498181621 2010517.7939184012, 612635.9877509681 2010441.2259976387, 612969.9541050845 2010374.2042024673, 613353.6642396919 2010293.4358408523, 613758.2670077998 2010214.733745212, 614043.005076422 2010160.1451865614, 614376.8016335083 2010035.847316435, 614770.9011538804 2009889.1045124864, 614942.2009100876 2009829.2996733952, 615256.4911880032 2009912.2411907795, 615632.3795146728 2010013.5918818086, 615845.3171155914 2009988.9223613231, 616139.5306270504 2009964.873720555, 616224.9986061682 2009955.990018274, 616442.1565826215 2009933.4104568819, 617019.5597348398 2009879.492655932, 617340.3609218772 2009846.4596240409, 617461.1380460135 2009837.7392806557, 617911.6284303424 2009683.9632435183, 618151.0316302358 2009599.82283762, 618633.0744499802 2009437.9221098707, 619106.188556676 2009275.845330354, 619549.593803974 2009124.585308605, 619781.5557028097 2009122.627509857, 620344.6303134053 2009120.4737688045, 620709.6726463299 2009117.8023858822, 621116.8544248741 2009114.2717029823, 621555.9488163842 2009111.2257773206, 622016.1893047664 2009106.6404761828, 622474.4340159481 2009105.0081180178, 622959.5171099144 2009098.3442179996, 623368.9600337376 2009097.5529450928, 623763.94916881 2009092.4509756211, 624229.8681491114 2009088.9390552442, 624626.6750087261 2009087.6729603691, 625073.7268117814 2009085.3217983416, 625510.8478002576 2009081.0908448277, 625975.918376973 2009078.4673372377, 626475.3209419581 2009073.6659092142, 626866.949656852 2009107.812702551, 627211.6191239447 2009140.376332527, 627571.3133862775 2008980.5691762122, 627960.461910508 2008808.4130249217, 628432.1560200363 2008599.1618940362, 628984.3872157028 2008355.043511645, 629316.6409016667 2008209.1832450267, 629870.3273091448 2007962.9845835352, 630250.8409874019 2007794.465860464, 630547.1322385017 2007661.4982009132, 630774.682877525 2007348.9631843916, 631072.891671447 2006954.9597590829, 631281.0253500955 2006662.4618890975, 631567.89555135 2006267.812926154, 631829.4090119486 2005911.628601256, 632052.4831813527 2005605.118124539, 632310.2272829257 2005253.4177039026, 632483.5525956948 2005034.1419654246, 632544.3938673933 2004659.3379363704, 632583.8331497834 2004416.3443503764, 632649.8570300499 2004034.548690873, 632707.8351771709 2003627.157147803, 632780.7129281568 2003206.0231625533, 632848.8787562695 2002812.0695944675, 632904.1809669725 2002470.5497255973, 632966.0669364356 2002094.8907365212, 633035.4984790611 2001685.3537622455, 633104.2954448999 2001283.8468699008, 633163.1885651008 2000931.9939481062, 633226.1665717121 2000563.370252028, 633285.3060380041 2000227.0897361152, 633333.824979213 1999928.971255235, 633396.5107407162 1999554.281623971, 633472.7165091 1999098.7227706606, 633546.9343499335 1998664.9624365505, 633623.1135427853 1998224.9189607743, 633688.9078163679 1997831.8590001843, 633766.5869072307 1997369.804115823, 633840.4702146337 1996935.3673439047, 633915.2220797167 1996488.8522496172, 633990.4734318964 1996030.0681885742, 634077.8640227837 1995524.2247246555, 634172.4608960808 1995039.4349404688, 634265.0624116134 1994454.0052457708, 634322.3769943202 1994099.267081786, 634395.7310251631 1993661.4309924296, 634484.0760362291 1993139.2283572718, 634557.692024127 1992694.8875289147, 634659.3826040938 1992154.4844101255, 634659.7194725871 1991630.4278667101, 634669.4547832254 1991080.6072065798, 634695.8759622192 1990416.8404013393, 634649.9988425361 1989922.0701453963, 634641.1959578125 1989734.1364551648, 634593.4913323589 1989091.2646454, 634728.1964277909 1988602.7572233067, 634845.870984117 1988215.6229648734, 634942.0284005308 1987902.7515280512, 635083.8814220511 1987438.0654350864, 635219.2608771296 1987000.7911547914, 635413.6029502361 1986356.31885368, 635456.052290348 1986234.8481703966, 635684.4123152426 1985687.9294900093, 635879.5255203954 1985240.7345253564, 636026.5565017724 1984888.9216195801, 636204.6710790168 1984464.9727235849, 636289.292570279 1984281.3476967034, 636508.6189649461 1983975.6314037533, 636775.4367163853 1983601.613208583, 637032.1005830284 1983240.5082529916, 637267.6645568432 1982910.8868099547) | line |  | Đường dây 500kV Bắc - Nam mạch 2 | [8 empty] | 3 | 1 |  |  | 318 | 579 | 1 | FALSE | FALSE | 1 | TRUE | TRUE | 318 | 579 | 607937.3862 | 2011660.7923 | 637267.6646 | 1982910.8868 | 318 | 607937.3862 | 2011660.7923 | 579 | 637267.6646 | 1982910.8868
VN | 545656016 | LINEVN0420 | 500 | 88.6553 | [5 empty] | 50 |  | LINESTRING (634377.2224361394 1995385.3026627637, 634203.508548232 1995211.2430423894, 634225.700801851 1995054.8169180995, 634339.0687142143 1994448.724984578, 634390.9734937226 1994117.3109549826, 634460.5238482772 1993706.340205072, 634535.4191596064 1993251.2183039098, 634590.642749724 1992921.354653676, 634719.9622105786 1992224.618630568, 634721.6703333996 1991582.8694807643, 634734.9261775522 1991038.7167665511, 634754.8262157264 1990415.1202760702, 634694.8699656419 1989736.1977149094, 634651.3630836916 1989100.691402932, 634787.3194609018 1988621.4111165453, 634917.3075383094 1988196.2934589516, 635007.8965589053 1987895.6234098524, 635190.0502788097 1987304.3944969862, 635289.1072787846 1986985.457756212, 635474.9988243438 1986371.9135339966, 635519.8067301259 1986238.6735493434, 635772.2724961741 1985642.9974660561, 635944.9827193621 1985243.864556887, 636113.7847262964 1984847.1625125639, 636342.7929636093 1984310.6676023349, 636551.7678176896 1984020.6939211295, 636687.1855669825 1983831.0150708174, 636823.5662385348 1983646.423144179, 637032.8001872173 1983344.016904371, 637325.0823961147 1982937.835057257, 637614.3317169137 1982529.2342302343, 637903.0709269228 1982125.5578953526, 638189.4567458723 1981725.2548934172, 638412.9541410438 1981642.3634035117, 638569.2158112808 1981583.314726316, 638976.0851460334 1981427.1639827671, 639166.4011434696 1981355.921081602, 639612.1775240803 1981185.51597213, 640105.8365542667 1980994.4229948039, 640462.4521221063 1980856.0159358256, 640712.7310832802 1980765.8698797305, 641038.0035083555 1980639.743220981, 641303.9146091538 1980213.8138735504, 641480.4308835202 1979930.502691607, 641721.1755374388 1979547.3798846058, 642128.8633514983 1978892.8027569556, 642398.4134494816 1978460.7252394417, 642497.287039673 1978305.864582689, 642766.1661836456 1977870.521615819, 642963.9738630827 1977557.1189276902, 643131.7279361198 1977291.6619076503, 643328.2774184197 1976976.4823822705, 643511.4565232631 1976683.650402061, 643730.0201535108 1976333.0215988527, 643910.3334342213 1976043.845852928, 644104.2371243447 1975734.3525387605, 644341.1452437501 1975355.941736946, 644501.9933248156 1975097.7586694735, 644723.253389632 1974742.399676203, 644894.9349027347 1974470.7306980314, 645050.4261785569 1974219.4175482767, 645282.2393153724 1973851.1265006848, 645533.3598124359 1973449.7795617762, 645703.4898373052 1973180.1299711838, 645923.6280924394 1972828.6910028441, 646100.6383262861 1972542.9817628912, 646322.9569249724 1972186.6156032786, 646518.294413936 1971875.0379814391, 646650.0051901967 1971662.73505199, 646880.302880747 1971296.3843422192, 647121.4154418785 1970910.7382180006, 647321.544526771 1970589.508009162, 647567.7068500214 1970195.5594062281, 647757.0389563042 1969894.0174940252, 647829.5117643423 1969554.300600604, 647922.4720838526 1969137.1479321986, 648028.5360355446 1968659.1932132554, 648119.2855638484 1968253.6668362017, 648205.1108011394 1967860.5982963955, 648297.0661416046 1967436.3455435103, 648399.1628918344 1966977.662838126, 648501.2518089944 1966520.540823287, 648600.965175417 1966068.25968113, 648698.8636438099 1965622.3839820435, 648803.2124867416 1965149.5541150174, 648906.663298395 1964683.9112367432, 649008.5573039115 1964218.5337266356, 649082.7432919542 1963882.551080807, 649162.8222836704 1963518.9017650858, 649082.9749161324 1963090.8643942806, 648946.6085100772 1962346.894543659, 648835.7001946762 1961733.980185975, 648568.8917549099 1961466.0918570263, 648226.5361593422 1961125.270348804, 647908.1587732768 1960808.7144862101, 647571.4036386405 1960474.7869118487, 647248.58058014 1960151.3603426355, 646914.02245477 1959817.0968471263, 646223.7927444163 1959130.4629910109, 645967.217201038 1958875.096157336, 645716.3773119678 1958630.797269276, 645740.1018631173 1958186.3302188055, 645755.7546403112 1957893.07207914, 645770.265482312 1957580.4282681264, 645803.9403634281 1956923.63535282, 645829.4974185363 1956441.8107218784, 645842.8612526903 1956151.203247185, 645876.8287293513 1955473.2982953766, 645890.227118465 1955234.7036039014, 645928.3871524901 1954469.2718897942, 645956.3696769231 1953919.7390895975, 645984.9602030446 1953384.3427680489, 646003.1667241044 1953053.843488032, 646023.7523690048 1952610.9266472228, 646051.8525788211 1952112.3230975408, 646055.1887821453 1951996.6700250742, 646374.0751487836 1951576.54618229, 646697.1643844426 1951156.6011212238, 646972.5278495811 1950796.1911341392, 647187.9715363481 1950515.1779441594, 647451.0320589797 1950173.6288649347, 647720.0400031221 1949819.5991509466, 647998.0816321231 1949456.2988932577, 648216.7919012372 1949170.7041394878, 648466.3858507009 1948846.7286829583, 648689.1559363637 1948552.0383070866, 649004.87469477 1948141.3318582515, 649302.5121893797 1947751.9973493249, 649627.6262031252 1947325.6432093403, 649913.6219867709 1946955.0314677143, 650131.3300808745 1946667.2108671837, 650425.6228261092 1946283.7745198312, 650647.9468425075 1945999.3904629354, 650944.2572956095 1945605.628188814, 651204.1450242739 1945267.9024614803, 651429.2696427578 1944973.907515997, 651708.1566481327 1944610.1465451105, 652033.2246328382 1944184.7533977118, 652375.4164002658 1943735.5791425928, 652538.7761616836 1943500.2448141847, 652924.1593497072 1943121.2802227195, 653354.068577575 1942693.2814129817, 653702.6661783537 1942345.1689435162, 654007.9812011302 1942035.065762588, 654399.6933158378 1941638.1791306015, 654785.0568707278 1941252.9919855879, 655180.9346536961 1940854.0143305527, 655590.8768170434 1940442.2589994122, 655952.5045725605 1940076.2634007242, 656244.4541249183 1939783.1062460083, 656573.0162315457 1939450.7504504817, 656916.8720278592 1939104.153376517, 657241.7824272932 1938778.6287353567, 657562.9736324605 1938456.1892661399, 657821.7662101967 1938193.1268102585, 658181.861133785 1937832.4871862787, 658469.2244803447 1937542.054809097, 658783.5792510012 1937224.3700381161, 659076.8421765051 1936928.5906807557, 659324.3200453174 1936679.3110981912, 659655.3483096911 1936344.6265986152, 659895.4137129697 1936098.5369555927, 660167.5775327956 1935826.8073681612, 660455.0732154053 1935526.8711898725, 660754.5836619686 1935220.814295944, 660995.413059588 1934971.476931031, 661494.2821333914 1934528.845948586, 661753.6141781206 1934301.3108753986, 662045.3889558276 1934041.6121124618) | line |  | Đường dây 500kV Bắc - Nam mạch 1 | [8 empty] | 3 |  |  |  | 580 | 325 | 1 | FALSE | FALSE | 1 | TRUE | TRUE | 580 | 325 | 634377.2224 | 1995385.3027 | 662045.389 | 1934041.6121 | 580 | 634377.2224 | 1995385.3027 | 325 | 662045.389 | 1934041.6121
VN | 545656020 | LINEVN0421 | 500 | 0.87815 | [5 empty] | 50 |  | LINESTRING (642527.7402947806 1998507.7167600465, 642690.2273740607 1998903.897727608, 642956.3181020241 1999050.0429153922) | line | [10 empty] | 3 |  |  |  | 581 | 582 | 1 | FALSE | FALSE | 1 | FALSE | TRUE |  | 582 |  |  | 642956.3181 | 1999050.0429 | 581 | 642527.7403 | 1998507.7168 | 582 | 642956.3181 | 1999050.0429
VN | 545656021 | LINEVN0422 | 500 | 3.8915 | [5 empty] | 50 |  | LINESTRING (641165.0361731055 1996433.8545358314, 641569.2337375013 1996825.8028224327, 641946.0627020821 1997189.9174857838, 642137.6681678857 1997626.1875641756, 642304.4487353809 1998000.4718167128, 642527.7402947806 1998507.7167600465, 642710.6628696261 1998885.565447206, 642956.3181020241 1999050.0429153922) | line | [10 empty] | 3 |  |  |  | 583 | 582 | 1 | FALSE | FALSE | 1 | TRUE | TRUE | 583 | 582 | 641165.0362 | 1996433.8545 | 642956.3181 | 1999050.0429 | 583 | 641165.0362 | 1996433.8545 | 582 | 642956.3181 | 1999050.0429
VN | 545656022 | LINEVN0423 | 500 | 0.83232 | [5 empty] | 50 |  | LINESTRING (640793.2212502918 1995880.8301317492, 640842.7715566342 1996118.2567948399, 641165.0361731055 1996433.8545358314) | line | [10 empty] | 3 |  |  |  | 584 | 583 | 1 | FALSE | FALSE | 1 | TRUE | TRUE | 584 | 583 | 640793.2213 | 1995880.8301 | 641165.0362 | 1996433.8545 | 584 | 640793.2213 | 1995880.8301 | 583 | 641165.0362 | 1996433.8545
VN | 545656023 | LINEVN0424 | 500 | 0.85054 | [5 empty] | 50 |  | LINESTRING (640793.2212502918 1995880.8301317492, 640823.0104791288 1996131.0293823471, 641165.0361731055 1996433.8545358314) | line | [10 empty] | 3 |  |  |  | 584 | 583 | 1 | FALSE | FALSE | 1 | TRUE | TRUE | 584 | 583 | 640793.2213 | 1995880.8301 | 641165.0362 | 1996433.8545 | 584 | 640793.2213 | 1995880.8301 | 583 | 641165.0362 | 1996433.8545
VN | 545656024 | LINEVN0425a | 500 | 1.2281 | [5 empty] | 50 | 6 cables - 2 systems | LINESTRING (640604.9484107412 1994874.8682396943, 640684.8937928528 1995288.350242894, 640731.7273617971 1995547.7794027387, 640793.2212502918 1995880.8301317492) | line | [10 empty] | 6 |  |  |  | 585 | 584 | 1 | FALSE | FALSE | 2 | TRUE | TRUE | 585 | 584 | 640604.9484 | 1994874.8682 | 640793.2213 | 1995880.8301 | 585 | 640604.9484 | 1994874.8682 | 584 | 640793.2213 | 1995880.8301
VN | 545656024 | LINEVN0425b | 500 | 1.2281 | [5 empty] | 50 | 6 cables - 2 systems | LINESTRING (640604.9484107412 1994874.8682396943, 640684.8937928528 1995288.350242894, 640731.7273617971 1995547.7794027387, 640793.2212502918 1995880.8301317492) | line | [10 empty] | 6 |  |  |  | 585 | 584 | 1 | FALSE | FALSE | 2 | TRUE | TRUE | 585 | 584 | 640604.9484 | 1994874.8682 | 640793.2213 | 1995880.8301 | 585 | 640604.9484 | 1994874.8682 | 584 | 640793.2213 | 1995880.8301
VN | 545656025 | LINEVN0426a | 500 | 0.35899 | [5 empty] | 50 | 6 cables - 2 systems | LINESTRING (640109.5486918266 1994164.282097421, 640355.8188521586 1994334.1249748496) | line | [10 empty] | 6 |  |  |  | 586 | 587 | 1 | FALSE | FALSE | 2 | TRUE | TRUE | 586 | 587 | 640109.5487 | 1994164.2821 | 640355.8189 | 1994334.125 | 586 | 640109.5487 | 1994164.2821 | 587 | 640355.8189 | 1994334.125
VN | 545656025 | LINEVN0426b | 500 | 0.35899 | [5 empty] | 50 | 6 cables - 2 systems | LINESTRING (640109.5486918266 1994164.282097421, 640355.8188521586 1994334.1249748496) | line | [10 empty] | 6 |  |  |  | 586 | 587 | 1 | FALSE | FALSE | 2 | TRUE | TRUE | 586 | 587 | 640109.5487 | 1994164.2821 | 640355.8189 | 1994334.125 | 586 | 640109.5487 | 1994164.2821 | 587 | 640355.8189 | 1994334.125
VN | 545656026 | LINEVN0427 | 500 | 0.7868 | [5 empty] | 50 |  | LINESTRING (640355.8188521586 1994334.1249748496, 640543.3462871618 1994437.7917218562, 640604.9484107412 1994874.8682396943) | line | [10 empty] | 3 |  |  |  | 587 | 585 | 1 | FALSE | FALSE | 1 | TRUE | TRUE | 587 | 585 | 640355.8189 | 1994334.125 | 640604.9484 | 1994874.8682 | 587 | 640355.8189 | 1994334.125 | 585 | 640604.9484 | 1994874.8682
VN | 545656027 | LINEVN0428 | 500 | 0.75803 | [5 empty] | 50 |  | LINESTRING (640355.8188521586 1994334.1249748496, 640519.5028460488 1994455.6814015035, 640604.9484107412 1994874.8682396943) | line | [10 empty] | 3 |  |  |  | 587 | 585 | 1 | FALSE | FALSE | 1 | TRUE | TRUE | 587 | 585 | 640355.8189 | 1994334.125 | 640604.9484 | 1994874.8682 | 587 | 640355.8189 | 1994334.125 | 585 | 640604.9484 | 1994874.8682
VN | 545656028 | LINEVN0429 | 500 | 1.0265 | [5 empty] | 50 |  | LINESTRING (640109.5486918266 1994164.282097421, 639782.5789628307 1993942.3627512036, 639331.6869690077 1994034.5449000222) | line | [10 empty] | 3 |  |  |  | 586 | 588 | 1 | FALSE | FALSE | 1 | TRUE | TRUE | 586 | 588 | 640109.5487 | 1994164.2821 | 639331.687 | 1994034.5449 | 586 | 640109.5487 | 1994164.2821 | 588 | 639331.687 | 1994034.5449
VN | 545656029 | LINEVN0430 | 500 | 1.0477 | [5 empty] | 50 |  | LINESTRING (639331.6869690077 1994034.5449000222, 639784.5751817779 1993920.7749894084, 640109.5486918266 1994164.282097421) | line | [10 empty] | 3 |  |  |  | 588 | 586 | 1 | FALSE | FALSE | 1 | TRUE | TRUE | 588 | 586 | 639331.687 | 1994034.5449 | 640109.5487 | 1994164.2821 | 588 | 639331.687 | 1994034.5449 | 586 | 640109.5487 | 1994164.2821
VN | 545656030 | LINEVN0431a | 500 | 6.1695 | [5 empty] | 50 | 6 cables - 2 systems | LINESTRING (639331.6869690077 1994034.5449000222, 638835.4065520735 1994139.5513961972, 638350.8015702743 1994241.2550987497, 637836.910830483 1994350.1124854912, 637271.545671684 1994470.6071279128, 636940.419050066 1994574.9812196472, 636507.7006228147 1994711.951278181, 636175.1556698881 1994817.5894161083, 635689.3761522606 1994971.7039016092, 635231.781934935 1995115.7327746516, 634741.7506491935 1995271.6663115835, 634377.2224361394 1995385.3026627637) | line | [10 empty] | 6 |  |  |  | 588 | 580 | 1 | FALSE | FALSE | 2 | TRUE | TRUE | 588 | 580 | 639331.687 | 1994034.5449 | 634377.2224 | 1995385.3027 | 588 | 639331.687 | 1994034.5449 | 580 | 634377.2224 | 1995385.3027
VN | 545656030 | LINEVN0431b | 500 | 6.1695 | [5 empty] | 50 | 6 cables - 2 systems | LINESTRING (639331.6869690077 1994034.5449000222, 638835.4065520735 1994139.5513961972, 638350.8015702743 1994241.2550987497, 637836.910830483 1994350.1124854912, 637271.545671684 1994470.6071279128, 636940.419050066 1994574.9812196472, 636507.7006228147 1994711.951278181, 636175.1556698881 1994817.5894161083, 635689.3761522606 1994971.7039016092, 635231.781934935 1995115.7327746516, 634741.7506491935 1995271.6663115835, 634377.2224361394 1995385.3026627637) | line | [10 empty] | 6 |  |  |  | 588 | 580 | 1 | FALSE | FALSE | 2 | TRUE | TRUE | 588 | 580 | 639331.687 | 1994034.5449 | 634377.2224 | 1995385.3027 | 588 | 639331.687 | 1994034.5449 | 580 | 634377.2224 | 1995385.3027
VN | 545656032 | LINEVN0432a | 220 | 52.8202 | [5 empty] | 50 | 6 cables - 2 systems | LINESTRING (608157.1937145203 2015939.1794039828, 608511.3797274192 2015742.0788360003, 608828.7690008269 2015562.869918052, 609128.7701303306 2015349.7401430786, 609438.8944667826 2015127.8635819557, 609748.5871329332 2014908.799858515, 610067.8451239736 2014680.6990545357, 610412.1438006179 2014435.560739304, 610732.145823996 2014207.7398826, 611058.8207424898 2013975.7461075862, 611384.2119555769 2013745.8525397957, 611743.7472656437 2013486.9140368083, 612016.1294714378 2013291.6151028788, 612345.2250462184 2013061.6139976466, 612589.7645755262 2012887.8058501435, 612940.2182692167 2012637.5549452063, 613244.9134605393 2012424.2680006572, 613557.0839378954 2012208.9156673483, 613927.3225360736 2011941.9991764824, 614137.9695476796 2011790.1416837785, 614446.0509565289 2011573.9928400882, 614687.2099269837 2011402.4244637163, 614871.2521302197 2011271.1212734606, 615236.1680320855 2011233.524704447, 615636.2972217686 2011190.501060321, 616010.1651776225 2011151.1463144994, 616480.2703387173 2011100.3804751371, 616814.8949803935 2011065.6635092, 617273.290605686 2011015.908479715, 617612.6709598998 2010980.7358435066, 618033.8282816485 2010934.6570988903, 618419.4844224311 2010894.8443697589, 618815.6728326085 2010848.906712973, 619171.0829342456 2010814.1357019935, 619499.699558666 2010778.0885236505, 619853.1383566307 2010741.0713028815, 620233.059631154 2010701.480025118, 620626.1879243348 2010659.49933197, 621046.6437934096 2010613.5470585448, 621395.4055339107 2010578.0776114247, 621667.676562876 2010548.6196453692, 622157.4131497628 2010495.7110260485, 622510.018135399 2010458.8801037252, 622970.5123512585 2010409.4811795896, 623353.5051968247 2010368.6194812458, 623673.3278145446 2010334.6996951278, 623934.2069208376 2010175.6602441885, 624268.9058350016 2009971.6142913462, 624558.8775966342 2009793.900961621, 624877.7581282388 2009599.169536054, 625220.4328845227 2009390.143849697, 625475.6075160744 2009232.3151401773, 625763.5805551158 2009246.017590449, 626090.7625962718 2009263.7854931036, 626470.9765444655 2009284.4492604644, 626746.6721110567 2009299.0824256812, 627100.5141767523 2009316.4105803294, 627294.7418583394 2009228.1338271506, 627545.7520347678 2009114.8565489242, 627814.6667279673 2008994.794711817, 628070.6617222438 2008878.9449627544, 628341.2323027701 2008757.4844162897, 628640.4230180659 2008621.5428799577, 629017.1482447479 2008452.6334184578, 629346.512607819 2008303.5785359053, 629876.4562528909 2008065.4113567933, 630283.4643971022 2007881.8430462866, 630635.1250211005 2007720.8957525997, 630774.0471696908 2007528.48872599, 630984.7948368556 2007242.2140813791, 631193.1428985948 2006964.3799042006, 631412.4538647234 2006657.351040199, 631594.4659160735 2006409.7309658218, 631787.6755802496 2006143.4969871906, 631967.2786283012 2005898.3202820837, 632149.6222624239 2005645.9704072347, 632356.2594738604 2005369.385632165, 632579.2451782955 2005068.645330377, 632655.9843254735 2004966.8255836046, 632710.7354932947 2004452.0454726687, 632739.6567099167 2004164.3606337064, 632771.9932767033 2003875.570350932, 632831.513499623 2003492.3032477887, 632894.0116870523 2003135.0405420768, 632928.7323575381 2002923.8201958332, 632985.6593994789 2002590.9543882452, 633042.7314828987 2002257.2154583666, 633101.5582655323 2001914.6908399763, 633158.5039962728 2001576.6575560553, 633222.2633963454 2001197.2604241066, 633283.928302624 2000835.0463553325, 633338.964314219 2000507.7127421056, 633398.8473500105 2000155.8449530883, 633458.3858542626 1999792.6872287637, 633525.2477385448 1999403.5736709493, 633593.7980568851 1999004.6670124887, 633646.534957581 1998681.933074334, 633711.6049792664 1998300.3107953717, 633775.1873299055 1997929.103055321, 633832.4543165962 1997566.8713667418, 633884.412289127 1997276.844881518, 633981.2326758245 1996945.0734603961, 634100.652731796 1996547.4130495568, 634242.9358874433 1996073.574013058, 634334.6624687386 1995760.581794809, 634445.4389003648 1995396.3505056545, 634710.5827171863 1995313.4377662337, 635001.4756029289 1995222.7935081106, 635659.6300230062 1995012.642818623, 636035.3475320328 1994893.817290283, 636400.8859717371 1994779.5092626372, 636720.8577826953 1994675.1260870483, 637070.4051485631 1994564.3149669152, 637352.7863448985 1994505.8259023132, 637745.5174918206 1994424.7551031504, 638065.4518907557 1994357.786512429, 638431.3104506776 1994281.0658565082, 638778.1914299313 1994208.5775920728, 639130.208314416 1994134.8701653108, 639423.8299099494 1994074.4314909987, 639806.6442586633 1993992.7657705666, 640028.9346210246 1994149.8834928195, 640338.6417992736 1994364.3355296191) | line | [10 empty] | 6 | 2 |  |  | 352 | 589 | 1 | FALSE | FALSE | 2 | TRUE | TRUE | 352 | 589 | 608157.1937 | 2015939.1794 | 640338.6418 | 1994364.3355 | 352 | 608157.1937 | 2015939.1794 | 589 | 640338.6418 | 1994364.3355
VN | 545656032 | LINEVN0432b | 220 | 52.8202 | [5 empty] | 50 | 6 cables - 2 systems | LINESTRING (608157.1937145203 2015939.1794039828, 608511.3797274192 2015742.0788360003, 608828.7690008269 2015562.869918052, 609128.7701303306 2015349.7401430786, 609438.8944667826 2015127.8635819557, 609748.5871329332 2014908.799858515, 610067.8451239736 2014680.6990545357, 610412.1438006179 2014435.560739304, 610732.145823996 2014207.7398826, 611058.8207424898 2013975.7461075862, 611384.2119555769 2013745.8525397957, 611743.7472656437 2013486.9140368083, 612016.1294714378 2013291.6151028788, 612345.2250462184 2013061.6139976466, 612589.7645755262 2012887.8058501435, 612940.2182692167 2012637.5549452063, 613244.9134605393 2012424.2680006572, 613557.0839378954 2012208.9156673483, 613927.3225360736 2011941.9991764824, 614137.9695476796 2011790.1416837785, 614446.0509565289 2011573.9928400882, 614687.2099269837 2011402.4244637163, 614871.2521302197 2011271.1212734606, 615236.1680320855 2011233.524704447, 615636.2972217686 2011190.501060321, 616010.1651776225 2011151.1463144994, 616480.2703387173 2011100.3804751371, 616814.8949803935 2011065.6635092, 617273.290605686 2011015.908479715, 617612.6709598998 2010980.7358435066, 618033.8282816485 2010934.6570988903, 618419.4844224311 2010894.8443697589, 618815.6728326085 2010848.906712973, 619171.0829342456 2010814.1357019935, 619499.699558666 2010778.0885236505, 619853.1383566307 2010741.0713028815, 620233.059631154 2010701.480025118, 620626.1879243348 2010659.49933197, 621046.6437934096 2010613.5470585448, 621395.4055339107 2010578.0776114247, 621667.676562876 2010548.6196453692, 622157.4131497628 2010495.7110260485, 622510.018135399 2010458.8801037252, 622970.5123512585 2010409.4811795896, 623353.5051968247 2010368.6194812458, 623673.3278145446 2010334.6996951278, 623934.2069208376 2010175.6602441885, 624268.9058350016 2009971.6142913462, 624558.8775966342 2009793.900961621, 624877.7581282388 2009599.169536054, 625220.4328845227 2009390.143849697, 625475.6075160744 2009232.3151401773, 625763.5805551158 2009246.017590449, 626090.7625962718 2009263.7854931036, 626470.9765444655 2009284.4492604644, 626746.6721110567 2009299.0824256812, 627100.5141767523 2009316.4105803294, 627294.7418583394 2009228.1338271506, 627545.7520347678 2009114.8565489242, 627814.6667279673 2008994.794711817, 628070.6617222438 2008878.9449627544, 628341.2323027701 2008757.4844162897, 628640.4230180659 2008621.5428799577, 629017.1482447479 2008452.6334184578, 629346.512607819 2008303.5785359053, 629876.4562528909 2008065.4113567933, 630283.4643971022 2007881.8430462866, 630635.1250211005 2007720.8957525997, 630774.0471696908 2007528.48872599, 630984.7948368556 2007242.2140813791, 631193.1428985948 2006964.3799042006, 631412.4538647234 2006657.351040199, 631594.4659160735 2006409.7309658218, 631787.6755802496 2006143.4969871906, 631967.2786283012 2005898.3202820837, 632149.6222624239 2005645.9704072347, 632356.2594738604 2005369.385632165, 632579.2451782955 2005068.645330377, 632655.9843254735 2004966.8255836046, 632710.7354932947 2004452.0454726687, 632739.6567099167 2004164.3606337064, 632771.9932767033 2003875.570350932, 632831.513499623 2003492.3032477887, 632894.0116870523 2003135.0405420768, 632928.7323575381 2002923.8201958332, 632985.6593994789 2002590.9543882452, 633042.7314828987 2002257.2154583666, 633101.5582655323 2001914.6908399763, 633158.5039962728 2001576.6575560553, 633222.2633963454 2001197.2604241066, 633283.928302624 2000835.0463553325, 633338.964314219 2000507.7127421056, 633398.8473500105 2000155.8449530883, 633458.3858542626 1999792.6872287637, 633525.2477385448 1999403.5736709493, 633593.7980568851 1999004.6670124887, 633646.534957581 1998681.933074334, 633711.6049792664 1998300.3107953717, 633775.1873299055 1997929.103055321, 633832.4543165962 1997566.8713667418, 633884.412289127 1997276.844881518, 633981.2326758245 1996945.0734603961, 634100.652731796 1996547.4130495568, 634242.9358874433 1996073.574013058, 634334.6624687386 1995760.581794809, 634445.4389003648 1995396.3505056545, 634710.5827171863 1995313.4377662337, 635001.4756029289 1995222.7935081106, 635659.6300230062 1995012.642818623, 636035.3475320328 1994893.817290283, 636400.8859717371 1994779.5092626372, 636720.8577826953 1994675.1260870483, 637070.4051485631 1994564.3149669152, 637352.7863448985 1994505.8259023132, 637745.5174918206 1994424.7551031504, 638065.4518907557 1994357.786512429, 638431.3104506776 1994281.0658565082, 638778.1914299313 1994208.5775920728, 639130.208314416 1994134.8701653108, 639423.8299099494 1994074.4314909987, 639806.6442586633 1993992.7657705666, 640028.9346210246 1994149.8834928195, 640338.6417992736 1994364.3355296191) | line | [10 empty] | 6 | 2 |  |  | 352 | 589 | 1 | FALSE | FALSE | 2 | TRUE | TRUE | 352 | 589 | 608157.1937 | 2015939.1794 | 640338.6418 | 1994364.3355 | 352 | 608157.1937 | 2015939.1794 | 589 | 640338.6418 | 1994364.3355
VN | 545656033 | LINEVN0433 | 500 | 43.7466 | [5 empty] | 50 |  | LINESTRING (608034.6783044725 2011676.1394861983, 608436.9395239232 2011463.0130518845, 608806.9152903855 2011269.4545487263, 609270.889274053 2011168.9956155526, 609723.785681661 2011072.0148237003, 609840.9255328756 2011051.2431089415, 610326.9887659528 2010959.5428921802, 611344.487002616 2010755.6347931959, 611674.2247020627 2010686.2764413087, 612068.150227504 2010609.1052748493, 612465.4797116577 2010531.0653052318, 612861.3711442587 2010451.763423227, 613263.132964261 2010371.2974893097, 613372.6059730505 2010350.0150021815, 613671.4291881501 2010291.9070309524, 614051.8847248107 2010218.7132046353, 614273.6819622077 2010193.8574320683, 614663.2198343949 2010156.1836106288, 615164.5600183492 2010110.3606478365, 615611.2720346929 2010069.5368407038, 615808.7871940004 2010048.3494348077, 616208.6055904937 2010013.932367597, 616498.0317701991 2009983.9402679964, 617004.3058590287 2009939.3225439244, 617197.7495910976 2009923.8566893986, 617521.9581974664 2009890.5595251028, 617916.9950444722 2009758.303446612, 618248.2098688041 2009645.253206244, 618624.514205113 2009514.5789363142, 619064.2415257083 2009361.1834079868, 619560.3558928141 2009196.1487489443, 619781.8463076773 2009190.463744122, 620389.4562940064 2009189.5598043785, 620777.2104384897 2009184.950081378, 621245.2607134134 2009179.3660580926, 621711.010079668 2009178.1942257169, 622169.555050864 2009173.8786867035, 622617.5167714781 2009170.4920469676, 622935.240237037 2009168.482451339, 623257.9996404037 2009166.4435875535, 623664.8992182605 2009162.8870430198, 624064.9831789781 2009159.937324692, 624526.659562127 2009154.712411116, 624953.40494451 2009153.0805669022, 625451.8097527788 2009149.806916064, 625802.6833584025 2009145.5904002883, 626136.3692165411 2009144.367174949, 626525.1097681881 2009140.9738796353, 626910.6286321789 2009175.834376618, 627257.8538611187 2009207.2425828155, 627537.7401856126 2009081.5940993654, 627889.9034730239 2008923.8678966607, 628263.8559628831 2008754.7161387578, 628634.1210018519 2008587.5165548618, 629006.5199545815 2008420.2049747582, 629334.2371128169 2008272.3340905604, 629864.3198919595 2008034.0236027073, 630265.4903439741 2007853.370619138, 630586.1341078136 2007706.32431387, 630822.147077127 2007381.441236421, 631143.6816051952 2006956.5655660043, 631374.1822175607 2006629.659033938, 631635.2756831686 2006270.2383438735, 631872.7319516055 2005946.615208746, 632100.1634985408 2005637.3128277652, 632347.4264460949 2005313.0528690007, 632555.2221552896 2005033.5008509168, 632646.9888672517 2004455.8387070997, 632694.4008301256 2004162.6358820572, 632755.2598257032 2003768.9531619563, 632841.4259306056 2003267.556578933, 632895.7171541825 2002951.5931622197, 632956.4259095972 2002582.3777839895, 633035.3164281221 2002117.0862616498, 633111.6660080549 2001660.1328017004, 633184.1297303475 2001233.3200902892, 633256.4718502752 2000802.9765845737, 633329.262883666 2000369.2500443454, 633402.1373059832 1999943.824096411, 633471.1629761668 1999530.5893741164, 633545.8521285884 1999083.486119431, 633617.7649970921 1998665.0924800572, 633692.6119029575 1998212.7010242105, 633760.2278586039 1997833.6194504495, 633834.5336915711 1997366.6724304643, 633913.5512191326 1996918.5043679446, 633975.4049008159 1996551.7782967368, 634054.9978928494 1996083.7061993321, 634142.0944075289 1995554.5772067017, 634154.0227710844 1995491.5805610826, 634377.2224361394 1995385.3026627637) | line |  | Đường dây 500kV Bắc - Nam mạch 1 | [8 empty] | 3 | 1 |  |  | 320 | 580 | 1 | FALSE | FALSE | 1 | TRUE | TRUE | 320 | 580 | 608034.6783 | 2011676.1395 | 634377.2224 | 1995385.3027 | 320 | 608034.6783 | 2011676.1395 | 580 | 634377.2224 | 1995385.3027
VN | 545824948 | LINEVN0434 | 500 | 124.0664 | [5 empty] | 50 |  | LINESTRING (548877.2924951054 2137944.784639698, 548617.4916441289 2138903.83630027, 548493.3759809495 2139386.0181936873, 548387.3000153059 2139757.903275902, 548313.9146101053 2140022.6174521353, 548141.7317181893 2140362.680699035, 548018.2933705057 2140597.010148937, 547876.9725472747 2140883.091153381, 547680.176058512 2141267.8761057225, 547491.0646594348 2141628.5935095884, 547296.5508027067 2142010.0024301074, 547053.351954142 2142487.6017479394, 546758.9409622714 2143058.8528435207, 546161.6479303465 2144234.0573150143, 545893.63841097 2144742.6143988227, 545716.4761436697 2145085.398587725, 545473.3236853055 2145572.7343367827, 545317.1334157961 2145869.641792045, 545054.5297390057 2146376.5093941814, 544731.0680186059 2147015.0545473136, 544695.2046322286 2147397.3374299663, 544665.0354734162 2147757.226722124, 544636.0374911531 2148093.881296753, 544592.449289198 2148642.93749421, 544552.2173248456 2149100.4122508205, 544506.1986406314 2149593.7919932157, 544489.2606045561 2149839.207782292, 544453.8352734111 2150230.6553943767, 544411.6999743469 2150696.259581846, 544355.2878658104 2151428.2340444755, 544308.5762310749 2151938.499646032, 544277.8521207774 2152465.7130964883, 544231.733697423 2152847.021712029, 544049.7669323405 2153065.2557914313, 543765.3247188558 2153406.790660465, 543489.7101434075 2153739.1113676685, 543206.9102795155 2154078.545232745, 542801.0589846079 2154348.9289173093, 542369.769233089 2154642.4774537776, 542175.6020892634 2154773.0392652834, 541907.9166413822 2154952.8179711434, 541348.1903820887 2155328.1218300182, 541249.6473713076 2155770.3886997597, 541164.8781705021 2156161.3320266535, 541052.5213636733 2156678.51621415, 540982.9815436135 2156997.435791285, 540871.2187658009 2157506.909919657, 540776.5117866731 2157942.416387152, 540745.2319356911 2158086.9736967124, 540752.4246010795 2158575.572183982, 540762.3625417255 2159158.0140356766, 540766.8834779593 2159524.043579493, 540772.5173680142 2160014.4208411695, 540780.1144921785 2160453.0375240347, 540787.6383429596 2160919.041830531, 540793.9452218993 2161361.694981838, 540801.3939649796 2161860.1995298457, 540806.5774026286 2162150.453655331, 540814.1853536951 2162670.6920354147, 540819.7307911472 2163078.1884868825, 540827.3335615734 2163632.365930008, 540831.8328359708 2163941.40864272, 540674.675498438 2164141.4298043405, 540531.4893682435 2164324.27667121, 540300.842052233 2164619.211845149, 540172.9683167804 2164782.3104055766, 539975.9687742129 2165034.7330886717, 539735.1880935846 2165338.726686918, 539483.2593558434 2165665.2065825867, 539525.6961373445 2166001.554461203, 539592.7908357128 2166511.8772534025, 539674.142041277 2167183.980219798, 539731.7803207953 2167636.929560537, 539775.1698106561 2167922.21252497, 540056.8867950678 2168134.8605390787, 540438.7077166775 2168413.4143593544, 540846.1747135117 2168715.649520541, 541169.8523112118 2168960.269941063, 541513.510061023 2169217.1594342524, 541731.7983719945 2169385.7013143506, 542038.5282540763 2169612.449443257, 542583.5997242472 2170017.862057105, 543130.043239248 2170426.769947154, 543337.2032532315 2170761.9125994053, 543554.9069379184 2171095.4569382486, 543754.7728119387 2171414.2761623533, 544092.611712053 2171947.351818584, 544298.9201000493 2172268.9159209984, 544478.7371863766 2172557.418270354, 544610.6703675981 2172761.5252879304, 544928.4353127843 2173260.8507113056, 545133.4601628145 2173580.4304567976, 545289.0169637589 2173830.282780057, 545234.7697637725 2174102.11176331, 545124.8433337815 2174650.1377464714, 545004.0185493651 2175261.7106956737, 544958.2771499244 2175493.2933359635, 544846.4896062497 2176050.0145370276, 545155.4374704572 2176560.8334922036, 545484.1057127615 2177103.6782551967, 545564.0564509707 2177226.7032800745, 545842.7679435159 2177700.675176191, 546096.0417739567 2178112.605745207, 545994.3146333771 2178425.9408937083, 545870.6026892203 2178816.83663255, 545709.7751705041 2179326.375704613, 545599.4134119462 2179669.1596736563, 545476.4809092314 2180060.9344575373, 545288.9917880717 2180645.879258194, 545137.3347298332 2181122.016738284, 545002.3793228932 2181390.5226358166, 544790.662443846 2181812.841227981, 544527.1200585492 2182339.650185216, 544312.3171937446 2182768.860754093, 544124.0021053792 2183142.9535710393, 543947.4239515241 2183493.883076118, 543720.7941920944 2183942.0053313477, 543415.2254706434 2184555.716849507, 543107.7979848633 2185166.850663081, 542923.6232760806 2185534.6363253533, 542740.5244170725 2185898.154990434, 542567.8053992025 2186243.6075146003, 542282.864776889 2186810.135961894, 542126.1781796274 2187125.442911117, 541912.4830798683 2187550.7341811606, 541696.3362050592 2187976.143956572, 541524.105176706 2188322.570416769, 541222.892887867 2188924.0351072475, 541035.2035810624 2189300.3306740457, 540719.269325562 2189927.9519328093, 540559.7979311883 2190248.2348297574, 540351.5336916095 2190662.0927842143, 540223.9913544176 2190915.7012616517, 540068.7171879762 2191226.282119253, 540167.079437538 2191484.033563633, 540379.3173809365 2192030.6915495745, 540520.4363518077 2192408.4103274127, 540670.0212110204 2192799.6616038266, 540878.3716204499 2193342.6108621918, 541076.2296753131 2193861.956966801, 541134.5754281126 2194015.025656612, 541310.1834374347 2194482.7332253824, 541430.5074672614 2194780.7476954274, 541600.7225870352 2195228.6489557344, 541839.4496056691 2195860.599698272, 541892.6603732938 2196009.9300306896, 542142.5284786366 2196654.1956282537, 542444.4187595259 2197438.4884999013, 542606.3298951492 2197865.4667674582, 542576.5755380003 2197948.579014367, 542380.3604532635 2198474.544403237, 542235.528750054 2198863.2268274445, 542092.4041461265 2199245.4076497266, 541907.4597721865 2199740.4643880296, 541749.4978346413 2200165.8592456826, 541606.2374076577 2200552.2046352173, 541556.4806701936 2201087.024758772, 541522.7247389584 2201499.8454168784, 541473.4364312202 2202046.574477218, 541432.1161020664 2202517.4641102487, 541396.2574002271 2202931.9958021194, 541354.8846916195 2203395.5378941186, 541308.2171526363 2203930.920520678, 541270.5967816297 2204353.5713880784, 541235.4820523729 2204757.1059856536, 541194.6726774549 2205220.108221493, 541153.2014042388 2205702.917669664, 541124.4494575469 2206023.2278767196, 541081.3006522416 2206499.936406477, 541059.8318654412 2206771.7718387796, 541010.6408288929 2207314.642660843, 540975.8605928485 2207695.858976283, 540946.8137457408 2208028.4085459197, 540915.8832938164 2208383.9494769033, 540873.3643391125 2208868.551125168, 540813.3980323286 2209554.9273975273, 540782.3714548001 2209926.8357549347, 540762.7305177022 2210135.7096553757, 540744.874229683 2210333.0899323323, 540716.0101061901 2210680.33700572, 540680.7846060426 2211078.042634637, 540668.718714947 2211197.120707704, 540813.8147275284 2211694.631751184, 540977.1387900712 2212252.974055335, 541073.7017567446 2212577.076784967, 541225.9767150099 2213098.567743147, 541340.152372801 2213490.0522484416, 541305.6350075932 2213880.411588609, 541267.490238421 2214350.3624327797, 541231.6662430225 2214732.7624435425, 541197.5753258856 2215121.485586784, 541160.8922687734 2215541.221681582, 541117.7510798221 2216052.881739452, 541086.5230438171 2216391.194113749, 541051.4749810174 2216802.468984011, 541022.4308155893 2217138.0423614914, 541001.7374040727 2217377.933872648, 540960.6736867875 2217845.423173862, 540921.1700760329 2218277.1500070742, 540880.7440574447 2218741.830485095, 540851.4420391091 2219100.6544694486, 540811.7246097837 2219531.9941720665, 540576.9374925488 2219944.929837056, 540355.0864117596 2220347.9166800897, 540212.3716737852 2220700.5927719977, 540071.4995961438 2221050.053969012, 539953.8982544227 2221338.8042391543, 540206.9238919955 2221698.5667354753, 540389.005132418 2221959.2021709443, 540730.3222886508 2222447.8132513124, 540961.7036373025 2222782.36113796, 541339.9416268918 2223324.146496994, 541606.7997155811 2223706.782950573, 541801.0712315325 2223983.952592223, 542055.7645914161 2224348.3742029383, 542225.1484256941 2224589.1025485992, 542468.292527187 2224735.803947533, 542759.1358883836 2224926.393688758, 543156.4809870519 2225177.8630820853, 543417.9324661039 2225341.3449733714, 543782.9408646352 2225571.70012922, 544328.0633535727 2225912.953359507, 544727.6249546069 2226163.0489761503, 545141.506523452 2226424.5565149165, 545477.5777184044 2226636.2595457253, 545833.9993792798 2226860.3509930274, 546156.6995290505 2227055.2998208473, 546434.7359846247 2227233.6906771134, 546920.9903828865 2227539.3141779215, 547378.083067973 2227836.0743688815, 547670.4013380674 2228010.972269641, 548080.9200344689 2228266.589224096, 548162.3726048105 2228387.7500009784, 548547.6306700158 2228948.634890824, 548752.2092700613 2229242.593491097) | line |  | Đường dây 500kV Bắc - Nam mạch 2 | [8 empty] | 3 | 1 |  |  | 590 | 518 | 1 | FALSE | FALSE | 1 | TRUE | TRUE | 590 | 518 | 548877.2925 | 2137944.7846 | 548752.2093 | 2229242.5935 | 590 | 548877.2925 | 2137944.7846 | 518 | 548752.2093 | 2229242.5935
VN | 545837213 | LINEVN0435 | 500 | 7.9298 | [5 empty] | 50 |  | LINESTRING (532108.3991014753 2291265.8154158825, 532244.8485687809 2291643.0315479753, 532399.8790663958 2292062.4171325187, 532518.4945273338 2292389.124709563, 532654.2767207936 2292789.4406269398, 533132.2539681431 2293268.981795905, 533383.6150991858 2293527.65166362, 533675.9465568463 2293827.211823308, 533981.6378699956 2294140.6713847606, 534331.3122477774 2294510.026909959, 534338.2014756566 2294694.917471731, 534353.2165948163 2295136.8590105167, 534267.6332448862 2295343.197423973, 534125.2321278419 2295690.150785481, 534102.5476402604 2295860.6716686613, 534000.6582928189 2296644.362884072, 533949.886272401 2297039.9776250236) | line |  | Đường dây 500kV Bắc - Nam mạch 1 | [8 empty] | 3 |  |  |  | 447 | 591 | 1 | FALSE | FALSE | 1 | TRUE | TRUE | 447 | 591 | 532108.3991 | 2291265.8154 | 533949.8863 | 2297039.9776 | 447 | 532108.3991 | 2291265.8154 | 591 | 533949.8863 | 2297039.9776
VN | 545837214 | LINEVN0436 | 500 | 10.454 | [5 empty] | 50 |  | LINESTRING (532062.6861995975 2287737.872757259, 531884.4534293645 2287131.150767876, 531734.7839249688 2286653.4819953186, 531627.0462519417 2286305.0232126126, 531511.5281105612 2285931.8160452503, 531341.4709026042 2285742.364795837, 531163.2960247475 2285552.9003869495, 530707.7236441633 2285046.869720369, 530592.0008561778 2284926.1183654447, 530239.56088492 2284535.5283979634, 529997.7967780174 2284271.228055267, 529580.9077050379 2283811.635416278, 529489.7124823831 2283713.7106944267, 529202.4071330283 2283114.6229632497, 528922.003109679 2282549.4173991196, 528625.9930558744 2281948.3338215016, 528483.6801231973 2281665.577280495, 528283.383535431 2281633.025822004, 528091.7561390599 2281592.9766765754, 527981.2929247896 2281472.7841338627, 528008.8934554959 2281175.0299817063, 528040.1909022718 2280834.762982613, 528074.1490751173 2280499.115455051) | line |  | Đường dây 500kV Bắc - Nam mạch 1 | [8 empty] | 3 |  |  |  | 446 | 443 | 1 | FALSE | FALSE | 1 | TRUE | TRUE | 446 | 443 | 532062.6862 | 2287737.8728 | 528074.1491 | 2280499.1155 | 446 | 532062.6862 | 2287737.8728 | 443 | 528074.1491 | 2280499.1155
VN | 545842679 | LINEVN0437 | 500 | 34.7871 | [5 empty] | 50 |  | LINESTRING (516455.0292017759 2284079.5931439376, 516756.90393023635 2283813.5319501413, 517151.86488648964 2283915.5769247916, 517912.5572196377 2284146.4898298434, 518639.0180118585 2284361.8393741297, 518969.56803623494 2284458.0239453786, 519706.8908983137 2284679.2640998545, 519984.7824237763 2284760.5556001132, 520651.35944505536 2285242.1249522544, 521223.70910931384 2285650.262166218, 521486.6355447361 2285834.7257230864, 522134.9900555123 2286304.0807119193, 522650.32392829075 2286677.5975765195, 522910.66612364823 2287408.1899412777, 522987.7678704998 2287612.679166765, 523211.7973573464 2288222.797115031, 523400.1835391767 2288736.4979816014, 523817.3971285405 2289888.999073135, 524368.623313376 2290838.6704254886, 524726.012784407 2291468.3278781865, 524948.0187891634 2291855.1151062846, 525185.4725209312 2292271.9091822156, 525524.1263156977 2292610.704548224, 525690.4450890003 2292776.276643207, 525704.5481775302 2293140.658188185, 525726.4779432544 2294051.2326982007, 526142.7560674952 2294356.251036968, 526429.729998588 2294579.047383671, 526872.4912528584 2294802.650108658, 528157.148623588 2295157.82308825, 528650.8787121302 2295271.905872364, 529108.3557272645 2295355.970808699, 529421.2794311836 2295875.0085877175, 529518.1543082431 2296038.1081826934, 529910.9011221156 2296404.0718914084, 530232.2844234126 2296697.1946666357, 530836.2582375727 2297253.9385653744, 531328.829891138 2297500.617116511, 531551.3814599265 2297622.871499074, 531856.0734309646 2297782.613848969, 532333.4059262393 2298025.3868451477, 532624.009304142 2298175.676019753, 532808.014544105 2298227.6625373117, 533112.9851592653 2298303.1853942117, 533559.8403823461 2298416.746720413, 534067.389301371 2298539.8832874317, 534163.0924767895 2298676.2481919103, 534611.502642033 2299315.1673228554, 534722.4506084219 2299473.2587979874, 534491.6770237372 2300321.5268269023, 534389.0253338858 2300697.601239235, 533452.0008854917 2301119.692143198, 533166.4978889854 2301382.735151321, 533165.9435730695 2301573.676527651) | line |  | Đường dây 500kV Bắc - Nam mạch 2 | [8 empty] | 3 | 1 |  |  | 445 | 592 | 1 | FALSE | FALSE | 1 | TRUE | FALSE | 445 |  | 516455.0292 | 2284079.5931 |  |  | 445 | 516455.0292 | 2284079.5931 | 592 | 533165.9436 | 2301573.6765
VN | 545850635 | LINEVN0438a | 500 | 8.5544 | [5 empty] | 50 | 6 cables - 2 systems | LINESTRING (409058.7719425386 2353694.130743733, 409147.060956111 2353257.0926654455, 409270.5507899632 2352642.779744308, 409357.16960827843 2352203.5060328296, 409420.5346258394 2351935.6199184773, 409504.18522239977 2351511.5616606954, 409752.95620105386 2351052.0040777614, 409959.61922516976 2350625.590042281, 410115.773493852 2350324.799936858, 410277.38921834633 2350010.2563833715, 410457.21846660215 2349666.4046418946, 410654.49642453407 2349281.9815090746, 410778.12390960584 2348958.386361391, 410977.3018469019 2348398.8599372073, 411199.55465221265 2347804.8876165748, 411307.31878516916 2347502.9346391615, 411491.0588851711 2347041.4368868154) | line | [10 empty] | 6 | 2 |  |  | 593 | 594 | 1 | FALSE | FALSE | 2 | TRUE | TRUE | 593 | 594 | 409058.7719 | 2353694.1307 | 411491.0589 | 2347041.4369 | 593 | 409058.7719 | 2353694.1307 | 594 | 411491.0589 | 2347041.4369
VN | 545850635 | LINEVN0438b | 500 | 8.5544 | [5 empty] | 50 | 6 cables - 2 systems | LINESTRING (409058.7719425386 2353694.130743733, 409147.060956111 2353257.0926654455, 409270.5507899632 2352642.779744308, 409357.16960827843 2352203.5060328296, 409420.5346258394 2351935.6199184773, 409504.18522239977 2351511.5616606954, 409752.95620105386 2351052.0040777614, 409959.61922516976 2350625.590042281, 410115.773493852 2350324.799936858, 410277.38921834633 2350010.2563833715, 410457.21846660215 2349666.4046418946, 410654.49642453407 2349281.9815090746, 410778.12390960584 2348958.386361391, 410977.3018469019 2348398.8599372073, 411199.55465221265 2347804.8876165748, 411307.31878516916 2347502.9346391615, 411491.0588851711 2347041.4368868154) | line | [10 empty] | 6 | 2 |  |  | 593 | 594 | 1 | FALSE | FALSE | 2 | TRUE | TRUE | 593 | 594 | 409058.7719 | 2353694.1307 | 411491.0589 | 2347041.4369 | 593 | 409058.7719 | 2353694.1307 | 594 | 411491.0589 | 2347041.4369
VN | 545850636 | LINEVN0439a | 500 | 4.6342 | [5 empty] | 50 | 6 cables - 2 systems | LINESTRING (415948.3263583733 2343168.80929744, 416372.44755131373 2343181.3141471012, 416844.2140705567 2343199.6878387635, 417689.3156416028 2343230.979688223, 417949.2252236218 2343242.67601745, 418756.71655299544 2343273.04791616, 419398.19000534224 2343293.8230950143, 419792.7053606594 2343404.0968399947) | line | [10 empty] | 6 | 2 |  |  | 595 | 596 | 1 | FALSE | FALSE | 2 | TRUE | TRUE | 595 | 596 | 415948.3264 | 2343168.8093 | 419792.7054 | 2343404.0968 | 595 | 415948.3264 | 2343168.8093 | 596 | 419792.7054 | 2343404.0968
VN | 545850636 | LINEVN0439b | 500 | 4.6342 | [5 empty] | 50 | 6 cables - 2 systems | LINESTRING (415948.3263583733 2343168.80929744, 416372.44755131373 2343181.3141471012, 416844.2140705567 2343199.6878387635, 417689.3156416028 2343230.979688223, 417949.2252236218 2343242.67601745, 418756.71655299544 2343273.04791616, 419398.19000534224 2343293.8230950143, 419792.7053606594 2343404.0968399947) | line | [10 empty] | 6 | 2 |  |  | 595 | 596 | 1 | FALSE | FALSE | 2 | TRUE | TRUE | 595 | 596 | 415948.3264 | 2343168.8093 | 419792.7054 | 2343404.0968 | 595 | 415948.3264 | 2343168.8093 | 596 | 419792.7054 | 2343404.0968
VN | 545850637 | LINEVN0440 | 500 | 1.1678 | [5 empty] | 50 |  | LINESTRING (410564.25232678506 2351822.822030448, 410527.23481032415 2351311.996113903, 410677.64504894486 2350876.2246091785) | line | [10 empty] | 3 |  |  |  | 597 | 598 | 1 | FALSE | FALSE | 1 | TRUE | TRUE | 597 | 598 | 410564.2523 | 2351822.822 | 410677.645 | 2350876.2246 | 597 | 410564.2523 | 2351822.822 | 598 | 410677.645 | 2350876.2246
VN | 545850638 | LINEVN0441 | 500 | 1.1805 | [5 empty] | 50 |  | LINESTRING (410564.25232678506 2351822.822030448, 410503.8375276476 2351308.249736662, 410677.64504894486 2350876.2246091785) | line | [10 empty] | 3 |  |  |  | 597 | 598 | 1 | FALSE | FALSE | 1 | TRUE | TRUE | 597 | 598 | 410564.2523 | 2351822.822 | 410677.645 | 2350876.2246 | 597 | 410564.2523 | 2351822.822 | 598 | 410677.645 | 2350876.2246
VN | 545850639 | LINEVN0442a | 500 | 1.2329 | [5 empty] | 50 | 6 cables - 2 systems | LINESTRING (410643.58851501765 2352847.1576340823, 410590.7365674317 2352188.9910935415, 410564.25232678506 2351822.822030448) | line | [10 empty] | 6 |  |  |  | 599 | 597 | 1 | FALSE | FALSE | 2 | TRUE | TRUE | 599 | 597 | 410643.5885 | 2352847.1576 | 410564.2523 | 2351822.822 | 599 | 410643.5885 | 2352847.1576 | 597 | 410564.2523 | 2351822.822
VN | 545850639 | LINEVN0442b | 500 | 1.2329 | [5 empty] | 50 | 6 cables - 2 systems | LINESTRING (410643.58851501765 2352847.1576340823, 410590.7365674317 2352188.9910935415, 410564.25232678506 2351822.822030448) | line | [10 empty] | 6 |  |  |  | 599 | 597 | 1 | FALSE | FALSE | 2 | TRUE | TRUE | 599 | 597 | 410643.5885 | 2352847.1576 | 410564.2523 | 2351822.822 | 599 | 410643.5885 | 2352847.1576 | 597 | 410564.2523 | 2351822.822
VN | 545850640 | LINEVN0443 | 500 | 1.7641 | [5 empty] | 50 |  | LINESTRING (410487.308117117 2354292.6467488585, 410685.8400341385 2353451.1337897144, 410643.58851501765 2352847.1576340823) | line | [10 empty] | 3 |  |  |  | 600 | 599 | 1 | FALSE | FALSE | 1 | TRUE | TRUE | 600 | 599 | 410487.3081 | 2354292.6467 | 410643.5885 | 2352847.1576 | 600 | 410487.3081 | 2354292.6467 | 599 | 410643.5885 | 2352847.1576
VN | 545850641 | LINEVN0444 | 500 | 1.773 | [5 empty] | 50 |  | LINESTRING (410487.308117117 2354292.6467488585, 410708.1166446519 2353453.5028053713, 410643.58851501765 2352847.1576340823) | line | [10 empty] | 3 |  |  |  | 600 | 599 | 1 | FALSE | FALSE | 1 | TRUE | TRUE | 600 | 599 | 410487.3081 | 2354292.6467 | 410643.5885 | 2352847.1576 | 600 | 410487.3081 | 2354292.6467 | 599 | 410643.5885 | 2352847.1576
VN | 545850644 | LINEVN0445a | 500 | 12.8103 | [5 empty] | 50 | 6 cables - 2 systems | LINESTRING (404127.7683153028 2361967.641521235, 403890.95553226233 2362418.356161292, 403735.9362082221 2362730.603103571, 403656.75199889985 2362883.7041965695, 403544.5105835365 2363092.2920763385, 403417.7650468526 2363339.1113952277, 403275.37770221476 2363620.87071147, 403068.3595887937 2364022.7187139755, 402928.14277285605 2364292.5583809465, 402858.3565605587 2364482.081506878, 402791.0994371789 2364671.2135969093, 402660.0019385536 2365027.076450046, 402524.6862665089 2365392.529860375, 402328.55253554083 2365913.2531979666, 402139.8462308144 2366389.4918469167, 401949.0831362805 2366617.040469684, 401604.36800906283 2366995.898535538, 401231.9423475725 2367387.0871241135, 400816.307487264 2367847.6325117643, 400599.217153866 2368083.0859311153, 400270.3058732383 2368444.4227004726, 399693.07450791716 2369064.9043311574, 399009.50219002296 2369744.903435595, 398641.81620428554 2370116.4584019994, 398145.39101807104 2370618.1207483765) | line | [10 empty] | 6 | 2 |  |  | 601 | 602 | 1 | FALSE | FALSE | 2 | TRUE | TRUE | 601 | 602 | 404127.7683 | 2361967.6415 | 398145.391 | 2370618.1207 | 601 | 404127.7683 | 2361967.6415 | 602 | 398145.391 | 2370618.1207
VN | 545850644 | LINEVN0445b | 500 | 12.8103 | [5 empty] | 50 | 6 cables - 2 systems | LINESTRING (404127.7683153028 2361967.641521235, 403890.95553226233 2362418.356161292, 403735.9362082221 2362730.603103571, 403656.75199889985 2362883.7041965695, 403544.5105835365 2363092.2920763385, 403417.7650468526 2363339.1113952277, 403275.37770221476 2363620.87071147, 403068.3595887937 2364022.7187139755, 402928.14277285605 2364292.5583809465, 402858.3565605587 2364482.081506878, 402791.0994371789 2364671.2135969093, 402660.0019385536 2365027.076450046, 402524.6862665089 2365392.529860375, 402328.55253554083 2365913.2531979666, 402139.8462308144 2366389.4918469167, 401949.0831362805 2366617.040469684, 401604.36800906283 2366995.898535538, 401231.9423475725 2367387.0871241135, 400816.307487264 2367847.6325117643, 400599.217153866 2368083.0859311153, 400270.3058732383 2368444.4227004726, 399693.07450791716 2369064.9043311574, 399009.50219002296 2369744.903435595, 398641.81620428554 2370116.4584019994, 398145.39101807104 2370618.1207483765) | line | [10 empty] | 6 | 2 |  |  | 601 | 602 | 1 | FALSE | FALSE | 2 | TRUE | TRUE | 601 | 602 | 404127.7683 | 2361967.6415 | 398145.391 | 2370618.1207 | 601 | 404127.7683 | 2361967.6415 | 602 | 398145.391 | 2370618.1207
VN | 545850645 | LINEVN0446 | 500 | 1.5634 | [5 empty] | 50 |  | LINESTRING (405123.4220945337 2361196.4206905034, 404304.9635482825 2361641.421570279, 404127.7683153028 2361967.641521235) | line | [10 empty] | 3 |  |  |  | 603 | 601 | 1 | FALSE | FALSE | 1 | TRUE | TRUE | 603 | 601 | 405123.4221 | 2361196.4207 | 404127.7683 | 2361967.6415 | 603 | 405123.4221 | 2361196.4207 | 601 | 404127.7683 | 2361967.6415
VN | 545850646 | LINEVN0447 | 500 | 1.5781 | [5 empty] | 50 |  | LINESTRING (405123.4220945337 2361196.4206905034, 404290.97091020935 2361626.5713333786, 404127.7683153028 2361967.641521235) | line | [10 empty] | 3 |  |  |  | 603 | 601 | 1 | FALSE | FALSE | 1 | TRUE | TRUE | 603 | 601 | 405123.4221 | 2361196.4207 | 404127.7683 | 2361967.6415 | 603 | 405123.4221 | 2361196.4207 | 601 | 404127.7683 | 2361967.6415
VN | 545850647 | LINEVN0448a | 500 | 3.9885 | [5 empty] | 50 | 6 cables - 2 systems | LINESTRING (408070.8211093921 2359661.3833600725, 407805.8163507566 2359798.5177117283, 407589.58782320225 2359904.4202434244, 407413.145573125 2359986.998934322, 406996.0101437178 2360199.2618832453, 406578.6217394519 2360416.2307498707, 405924.28025164997 2360779.4808016894, 405123.4220945337 2361196.4206905034) | line | [10 empty] | 6 | 2 |  |  | 604 | 603 | 1 | FALSE | FALSE | 2 | TRUE | TRUE | 604 | 603 | 408070.8211 | 2359661.3834 | 405123.4221 | 2361196.4207 | 604 | 408070.8211 | 2359661.3834 | 603 | 405123.4221 | 2361196.4207
VN | 545850647 | LINEVN0448b | 500 | 3.9885 | [5 empty] | 50 | 6 cables - 2 systems | LINESTRING (408070.8211093921 2359661.3833600725, 407805.8163507566 2359798.5177117283, 407589.58782320225 2359904.4202434244, 407413.145573125 2359986.998934322, 406996.0101437178 2360199.2618832453, 406578.6217394519 2360416.2307498707, 405924.28025164997 2360779.4808016894, 405123.4220945337 2361196.4206905034) | line | [10 empty] | 6 | 2 |  |  | 604 | 603 | 1 | FALSE | FALSE | 2 | TRUE | TRUE | 604 | 603 | 408070.8211 | 2359661.3834 | 405123.4221 | 2361196.4207 | 604 | 408070.8211 | 2359661.3834 | 603 | 405123.4221 | 2361196.4207
VN | 545850648 | LINEVN0449 | 500 | 0.70026 | [5 empty] | 50 |  | LINESTRING (408451.1027764124 2359269.3179490287, 408373.6366693139 2359493.7564290874, 408070.8211093921 2359661.3833600725) | line | [10 empty] | 3 | 1 |  |  | 605 | 604 | 1 | FALSE | FALSE | 1 | TRUE | TRUE | 605 | 604 | 408451.1028 | 2359269.3179 | 408070.8211 | 2359661.3834 | 605 | 408451.1028 | 2359269.3179 | 604 | 408070.8211 | 2359661.3834
VN | 545850649 | LINEVN0450 | 500 | 0.7217 | [5 empty] | 50 |  | LINESTRING (408451.1027764124 2359269.3179490287, 408389.30767596274 2359510.5377133363, 408070.8211093921 2359661.3833600725) | line | [10 empty] | 3 | 1 |  |  | 605 | 604 | 1 | FALSE | FALSE | 1 | TRUE | TRUE | 605 | 604 | 408451.1028 | 2359269.3179 | 408070.8211 | 2359661.3834 | 605 | 408451.1028 | 2359269.3179 | 604 | 408070.8211 | 2359661.3834
VN | 545850650 | LINEVN0451a | 500 | 5.9977 | [5 empty] | 50 | 6 cables - 2 systems | LINESTRING (409524.15842482634 2354422.711135004, 409525.5088895668 2354616.3437459315, 409527.2909030081 2354837.358582616, 409528.17901941837 2355099.3113859356, 409528.5109967079 2355512.026480517, 409398.66749304405 2355979.932673464, 409339.4380049225 2356185.7783697518, 409177.3161515661 2356752.6014074082, 409096.5311166344 2357033.5162473423, 409049.32073842344 2357198.341460016, 408950.2310405392 2357540.1944067227, 408796.8585197714 2358073.1807612837, 408746.61212644284 2358241.0682139196, 408639.17130986904 2358628.3093128325, 408531.6290710178 2358996.4579976485, 408451.1027764124 2359269.3179490287) | line | [10 empty] | 6 |  |  |  | 606 | 605 | 1 | FALSE | FALSE | 2 | TRUE | TRUE | 606 | 605 | 409524.1584 | 2354422.7111 | 408451.1028 | 2359269.3179 | 606 | 409524.1584 | 2354422.7111 | 605 | 408451.1028 | 2359269.3179
VN | 545850650 | LINEVN0451b | 500 | 5.9977 | [5 empty] | 50 | 6 cables - 2 systems | LINESTRING (409524.15842482634 2354422.711135004, 409525.5088895668 2354616.3437459315, 409527.2909030081 2354837.358582616, 409528.17901941837 2355099.3113859356, 409528.5109967079 2355512.026480517, 409398.66749304405 2355979.932673464, 409339.4380049225 2356185.7783697518, 409177.3161515661 2356752.6014074082, 409096.5311166344 2357033.5162473423, 409049.32073842344 2357198.341460016, 408950.2310405392 2357540.1944067227, 408796.8585197714 2358073.1807612837, 408746.61212644284 2358241.0682139196, 408639.17130986904 2358628.3093128325, 408531.6290710178 2358996.4579976485, 408451.1027764124 2359269.3179490287) | line | [10 empty] | 6 |  |  |  | 606 | 605 | 1 | FALSE | FALSE | 2 | TRUE | TRUE | 606 | 605 | 409524.1584 | 2354422.7111 | 408451.1028 | 2359269.3179 | 606 | 409524.1584 | 2354422.7111 | 605 | 408451.1028 | 2359269.3179
VN | 545850651 | LINEVN0452 | 500 | 1.2365 | [5 empty] | 50 |  | LINESTRING (409058.7719425386 2353694.130743733, 409021.1177488949 2353928.3817640506, 409436.1739683475 2354110.8764567287, 409531.6162629177 2354261.1076651183, 409524.15842482634 2354422.711135004) | line | [10 empty] | 3 |  |  |  | 593 | 606 | 1 | FALSE | FALSE | 1 | TRUE | TRUE | 593 | 606 | 409058.7719 | 2353694.1307 | 409524.1584 | 2354422.7111 | 593 | 409058.7719 | 2353694.1307 | 606 | 409524.1584 | 2354422.7111
VN | 545850652 | LINEVN0453 | 500 | 1.2412 | [5 empty] | 50 |  | LINESTRING (409058.7719425386 2353694.130743733, 409003.35799516994 2353937.889073684, 409427.08035261487 2354126.6889378894, 409512.72979342187 2354267.5766972727, 409524.15842482634 2354422.711135004) | line | [10 empty] | 3 |  |  |  | 593 | 606 | 1 | FALSE | FALSE | 1 | TRUE | TRUE | 593 | 606 | 409058.7719 | 2353694.1307 | 409524.1584 | 2354422.7111 | 593 | 409058.7719 | 2353694.1307 | 606 | 409524.1584 | 2354422.7111
VN | 545850653 | LINEVN0454 | 500 | 0.58488 | [5 empty] | 50 |  | LINESTRING (408785.7938673841 2360374.1597088254, 408946.73015696113 2360255.4645581683, 409005.7970402639 2359974.17014157) | line | [10 empty] | 3 |  |  |  | 607 | 608 | 1 | FALSE | FALSE | 1 | TRUE | TRUE | 607 | 608 | 408785.7939 | 2360374.1597 | 409005.797 | 2359974.1701 | 607 | 408785.7939 | 2360374.1597 | 608 | 409005.797 | 2359974.1701
VN | 545850654 | LINEVN0455a | 500 | 7.0467 | [5 empty] | 50 | 6 cables - 2 systems | LINESTRING (409005.7970402639 2359974.17014157, 409208.88814889535 2359229.412116254, 409336.7467406464 2358761.5899480446, 409456.14504475065 2358320.9241651916, 409562.2420405623 2357938.113429183, 409670.7934977052 2357546.158280427, 409785.090362149 2357134.248389868, 409972.70255860605 2356444.7803271464, 410153.4913855236 2355677.0403283793, 410296.88509701006 2355087.884365904, 410361.3893992873 2354825.0202742554, 410487.308117117 2354292.6467488585) | line | [10 empty] | 6 |  |  |  | 608 | 600 | 1 | FALSE | FALSE | 2 | TRUE | TRUE | 608 | 600 | 409005.797 | 2359974.1701 | 410487.3081 | 2354292.6467 | 608 | 409005.797 | 2359974.1701 | 600 | 410487.3081 | 2354292.6467
VN | 545850654 | LINEVN0455b | 500 | 7.0467 | [5 empty] | 50 | 6 cables - 2 systems | LINESTRING (409005.7970402639 2359974.17014157, 409208.88814889535 2359229.412116254, 409336.7467406464 2358761.5899480446, 409456.14504475065 2358320.9241651916, 409562.2420405623 2357938.113429183, 409670.7934977052 2357546.158280427, 409785.090362149 2357134.248389868, 409972.70255860605 2356444.7803271464, 410153.4913855236 2355677.0403283793, 410296.88509701006 2355087.884365904, 410361.3893992873 2354825.0202742554, 410487.308117117 2354292.6467488585) | line | [10 empty] | 6 |  |  |  | 608 | 600 | 1 | FALSE | FALSE | 2 | TRUE | TRUE | 608 | 600 | 409005.797 | 2359974.1701 | 410487.3081 | 2354292.6467 | 608 | 409005.797 | 2359974.1701 | 600 | 410487.3081 | 2354292.6467
VN | 545850655 | LINEVN0456 | 500 | 0.57047 | [5 empty] | 50 |  | LINESTRING (408785.7938673841 2360374.1597088254, 408932.1961890663 2360243.369704491, 409005.7970402639 2359974.17014157) | line | [10 empty] | 3 |  |  |  | 607 | 608 | 1 | FALSE | FALSE | 1 | TRUE | TRUE | 607 | 608 | 408785.7939 | 2360374.1597 | 409005.797 | 2359974.1701 | 607 | 408785.7939 | 2360374.1597 | 608 | 409005.797 | 2359974.1701
VN | 545850656 | LINEVN0457a | 500 | 14.3647 | [5 empty] | 50 | 6 cables - 2 systems | LINESTRING (400867.8972419741 2369172.1222754205, 400943.3965880809 2369055.0683336104, 401197.8339143088 2368659.3289276306, 401385.0723184097 2368384.557873552, 401749.1962579704 2367818.481871255, 401894.70950929227 2367698.1877009324, 402613.1781580081 2367100.677832914, 403091.31582592404 2366711.0957477894, 403247.92224189563 2366582.4577820776, 403971.7284817046 2365976.911840736, 404564.73888847756 2365487.153886544, 404795.63344759605 2365125.3113571536, 405162.4079166737 2364550.3407341097, 405491.37641333515 2364023.694642077, 405731.86413809215 2363653.200334766, 405855.20895638416 2363461.9871635255, 406180.37916340824 2362943.083592883, 406497.67102197383 2362451.5846780115, 406648.1878310736 2362218.1822638176, 406804.54135415686 2362081.802100955, 407136.70801862015 2361803.4013248, 407684.12929306336 2361324.135436587, 407948.4402797542 2361092.582550975, 408427.3346004907 2360685.8786922186, 408785.7938673841 2360374.1597088254) | line | [10 empty] | 6 |  |  |  | 609 | 607 | 1 | FALSE | FALSE | 2 | TRUE | TRUE | 609 | 607 | 400867.8972 | 2369172.1223 | 408785.7939 | 2360374.1597 | 609 | 400867.8972 | 2369172.1223 | 607 | 408785.7939 | 2360374.1597
VN | 545850656 | LINEVN0457b | 500 | 14.3647 | [5 empty] | 50 | 6 cables - 2 systems | LINESTRING (400867.8972419741 2369172.1222754205, 400943.3965880809 2369055.0683336104, 401197.8339143088 2368659.3289276306, 401385.0723184097 2368384.557873552, 401749.1962579704 2367818.481871255, 401894.70950929227 2367698.1877009324, 402613.1781580081 2367100.677832914, 403091.31582592404 2366711.0957477894, 403247.92224189563 2366582.4577820776, 403971.7284817046 2365976.911840736, 404564.73888847756 2365487.153886544, 404795.63344759605 2365125.3113571536, 405162.4079166737 2364550.3407341097, 405491.37641333515 2364023.694642077, 405731.86413809215 2363653.200334766, 405855.20895638416 2363461.9871635255, 406180.37916340824 2362943.083592883, 406497.67102197383 2362451.5846780115, 406648.1878310736 2362218.1822638176, 406804.54135415686 2362081.802100955, 407136.70801862015 2361803.4013248, 407684.12929306336 2361324.135436587, 407948.4402797542 2361092.582550975, 408427.3346004907 2360685.8786922186, 408785.7938673841 2360374.1597088254) | line | [10 empty] | 6 |  |  |  | 609 | 607 | 1 | FALSE | FALSE | 2 | TRUE | TRUE | 609 | 607 | 400867.8972 | 2369172.1223 | 408785.7939 | 2360374.1597 | 609 | 400867.8972 | 2369172.1223 | 607 | 408785.7939 | 2360374.1597
VN | 545875900 | LINEVN0458a | 500 | 1.4111 | [5 empty] | 50 | 6 cables - 2 systems | LINESTRING (504726.09412565886 2293118.7998245168, 504819.6562891288 2293049.148889271, 505025.7812249365 2292916.228800345, 505702.26809504593 2292463.518793688) | line | [10 empty] | 6 |  |  |  | 610 | 611 | 1 | FALSE | FALSE | 2 | TRUE | TRUE | 610 | 611 | 504726.0941 | 2293118.7998 | 505702.2681 | 2292463.5188 | 610 | 504726.0941 | 2293118.7998 | 611 | 505702.2681 | 2292463.5188
VN | 545875900 | LINEVN0458b | 500 | 1.4111 | [5 empty] | 50 | 6 cables - 2 systems | LINESTRING (504726.09412565886 2293118.7998245168, 504819.6562891288 2293049.148889271, 505025.7812249365 2292916.228800345, 505702.26809504593 2292463.518793688) | line | [10 empty] | 6 |  |  |  | 610 | 611 | 1 | FALSE | FALSE | 2 | TRUE | TRUE | 610 | 611 | 504726.0941 | 2293118.7998 | 505702.2681 | 2292463.5188 | 610 | 504726.0941 | 2293118.7998 | 611 | 505702.2681 | 2292463.5188
VN | 545875901 | LINEVN0459a | 500 | 5.837 | [5 empty] | 50 | 6 cables - 2 systems | LINESTRING (497943.77117369213 2294846.0007463763, 498284.6861584226 2294767.3982378193, 498538.20352178864 2294702.842902841, 498673.9049808852 2294669.0995911206, 499172.5786576063 2294555.2662205817, 499819.1133640408 2294392.1642709295, 500107.68304919644 2294308.4753722283, 500725.059017814 2294080.7217901344, 500922.75474259164 2294017.5834694305, 501419.519581372 2293863.2784050647, 501630.0564772796 2293801.6656581834, 502215.8867757818 2293803.4036607803, 502499.0315863818 2293804.5499917585, 502659.03053181747 2293805.4045154587) | line | [10 empty] | 6 |  |  |  | 612 | 613 | 1 | FALSE | FALSE | 2 | TRUE | TRUE | 612 | 613 | 497943.7712 | 2294846.0007 | 502659.0305 | 2293805.4045 | 612 | 497943.7712 | 2294846.0007 | 613 | 502659.0305 | 2293805.4045
VN | 545875901 | LINEVN0459b | 500 | 5.837 | [5 empty] | 50 | 6 cables - 2 systems | LINESTRING (497943.77117369213 2294846.0007463763, 498284.6861584226 2294767.3982378193, 498538.20352178864 2294702.842902841, 498673.9049808852 2294669.0995911206, 499172.5786576063 2294555.2662205817, 499819.1133640408 2294392.1642709295, 500107.68304919644 2294308.4753722283, 500725.059017814 2294080.7217901344, 500922.75474259164 2294017.5834694305, 501419.519581372 2293863.2784050647, 501630.0564772796 2293801.6656581834, 502215.8867757818 2293803.4036607803, 502499.0315863818 2293804.5499917585, 502659.03053181747 2293805.4045154587) | line | [10 empty] | 6 |  |  |  | 612 | 613 | 1 | FALSE | FALSE | 2 | TRUE | TRUE | 612 | 613 | 497943.7712 | 2294846.0007 | 502659.0305 | 2293805.4045 | 612 | 497943.7712 | 2294846.0007 | 613 | 502659.0305 | 2293805.4045
VN | 545875902 | LINEVN0460 | 500 | 0.99457 | [5 empty] | 50 |  | LINESTRING (497234.35134777083 2295237.7509580026, 497559.02867007867 2294959.3003121447, 497943.77117369213 2294846.0007463763) | line | [10 empty] | 3 |  |  |  | 614 | 612 | 1 | FALSE | FALSE | 1 | TRUE | TRUE | 614 | 612 | 497234.3513 | 2295237.751 | 497943.7712 | 2294846.0007 | 614 | 497234.3513 | 2295237.751 | 612 | 497943.7712 | 2294846.0007
VN | 545875903 | LINEVN0461 | 500 | 1.0053 | [5 empty] | 50 |  | LINESTRING (497234.35134777083 2295237.7509580026, 497549.2618595067 2294942.6459606593, 497943.77117369213 2294846.0007463763) | line | [10 empty] | 3 |  |  |  | 614 | 612 | 1 | FALSE | FALSE | 1 | TRUE | TRUE | 614 | 612 | 497234.3513 | 2295237.751 | 497943.7712 | 2294846.0007 | 614 | 497234.3513 | 2295237.751 | 612 | 497943.7712 | 2294846.0007
VN | 545875904 | LINEVN0462a | 500 | 5.6727 | [5 empty] | 50 | 6 cables - 2 systems | LINESTRING (493928.6291025885 2298608.5711710476, 494192.0464690514 2298314.8594086436, 494500.69325236435 2297982.8341560876, 495034.5643884593 2297407.627040588, 495161.5045041351 2297265.4788373867, 495611.2930736538 2296752.1904621683, 495823.323920512 2296524.5661819368, 495943.8581502371 2296395.174792929, 496156.13412908226 2296198.7525490196, 496609.3252474486 2295799.9453537185, 497050.1107520268 2295411.821289826, 497234.35134777083 2295237.7509580026) | line | [10 empty] | 6 | 2 |  |  | 615 | 614 | 1 | FALSE | FALSE | 2 | TRUE | TRUE | 615 | 614 | 493928.6291 | 2298608.5712 | 497234.3513 | 2295237.751 | 615 | 493928.6291 | 2298608.5712 | 614 | 497234.3513 | 2295237.751
VN | 545875904 | LINEVN0462b | 500 | 5.6727 | [5 empty] | 50 | 6 cables - 2 systems | LINESTRING (493928.6291025885 2298608.5711710476, 494192.0464690514 2298314.8594086436, 494500.69325236435 2297982.8341560876, 495034.5643884593 2297407.627040588, 495161.5045041351 2297265.4788373867, 495611.2930736538 2296752.1904621683, 495823.323920512 2296524.5661819368, 495943.8581502371 2296395.174792929, 496156.13412908226 2296198.7525490196, 496609.3252474486 2295799.9453537185, 497050.1107520268 2295411.821289826, 497234.35134777083 2295237.7509580026) | line | [10 empty] | 6 | 2 |  |  | 615 | 614 | 1 | FALSE | FALSE | 2 | TRUE | TRUE | 615 | 614 | 493928.6291 | 2298608.5712 | 497234.3513 | 2295237.751 | 615 | 493928.6291 | 2298608.5712 | 614 | 497234.3513 | 2295237.751
VN | 545875905 | LINEVN0463 | 500 | 3.4401 | [5 empty] | 50 |  | LINESTRING (491645.3404261849 2300075.3447480965, 492221.96163374267 2299962.9477037354, 492349.9953935288 2299757.540279533, 492639.2555977761 2299311.7421776624, 492995.1040416367 2299157.858114042, 493704.2960979681 2298890.3311860287, 493928.6291025885 2298608.5711710476) | line | [10 empty] | 3 |  |  |  | 616 | 615 | 1 | FALSE | FALSE | 1 | TRUE | TRUE | 616 | 615 | 491645.3404 | 2300075.3447 | 493928.6291 | 2298608.5712 | 616 | 491645.3404 | 2300075.3447 | 615 | 493928.6291 | 2298608.5712
VN | 545875906 | LINEVN0464 | 500 | 3.427 | [5 empty] | 50 |  | LINESTRING (491645.3404261849 2300075.3447480965, 492212.19319767214 2299947.96748089, 492349.9953935288 2299757.540279533, 492627.24853593117 2299294.272626345, 492995.1040416367 2299157.858114042, 493691.1763572917 2298873.1269098003, 493928.6291025885 2298608.5711710476) | line | [10 empty] | 3 |  |  |  | 616 | 615 | 1 | FALSE | FALSE | 1 | TRUE | TRUE | 616 | 615 | 491645.3404 | 2300075.3447 | 493928.6291 | 2298608.5712 | 616 | 491645.3404 | 2300075.3447 | 615 | 493928.6291 | 2298608.5712
VN | 545875907 | LINEVN0465a | 500 | 4.6153 | [5 empty] | 50 | 6 cables - 2 systems | LINESTRING (487894.09548160166 2300790.7684713784, 488186.31792810094 2300769.466461897, 489173.1085474514 2300721.766010275, 489480.7567314405 2300602.389434888, 489990.0247159216 2300399.241376474, 491021.55582293833 2300191.372511409, 491296.1933511108 2300147.1036469215, 491645.3404261849 2300075.3447480965) | line | [10 empty] | 6 | 2 |  |  | 617 | 616 | 1 | FALSE | FALSE | 2 | TRUE | TRUE | 617 | 616 | 487894.0955 | 2300790.7685 | 491645.3404 | 2300075.3447 | 617 | 487894.0955 | 2300790.7685 | 616 | 491645.3404 | 2300075.3447
VN | 545875907 | LINEVN0465b | 500 | 4.6153 | [5 empty] | 50 | 6 cables - 2 systems | LINESTRING (487894.09548160166 2300790.7684713784, 488186.31792810094 2300769.466461897, 489173.1085474514 2300721.766010275, 489480.7567314405 2300602.389434888, 489990.0247159216 2300399.241376474, 491021.55582293833 2300191.372511409, 491296.1933511108 2300147.1036469215, 491645.3404261849 2300075.3447480965) | line | [10 empty] | 6 | 2 |  |  | 617 | 616 | 1 | FALSE | FALSE | 2 | TRUE | TRUE | 617 | 616 | 487894.0955 | 2300790.7685 | 491645.3404 | 2300075.3447 | 617 | 487894.0955 | 2300790.7685 | 616 | 491645.3404 | 2300075.3447
VN | 545875908 | LINEVN0466 | 500 | 0.97148 | [5 empty] | 50 |  | LINESTRING (487116.10022765625 2300660.3690954354, 487499.44914763124 2300816.8550380273, 487894.09548160166 2300790.7684713784) | line | [10 empty] | 3 |  |  |  | 618 | 617 | 1 | FALSE | FALSE | 1 | TRUE | TRUE | 618 | 617 | 487116.1002 | 2300660.3691 | 487894.0955 | 2300790.7685 | 618 | 487116.1002 | 2300660.3691 | 617 | 487894.0955 | 2300790.7685
VN | 545875909 | LINEVN0467 | 500 | 0.96256 | [5 empty] | 50 |  | LINESTRING (487116.10022765625 2300660.3690954354, 487502.50554867816 2300798.8245393224, 487894.09548160166 2300790.7684713784) | line | [10 empty] | 3 |  |  |  | 618 | 617 | 1 | FALSE | FALSE | 1 | TRUE | TRUE | 618 | 617 | 487116.1002 | 2300660.3691 | 487894.0955 | 2300790.7685 | 618 | 487116.1002 | 2300660.3691 | 617 | 487894.0955 | 2300790.7685
VN | 545875910 | LINEVN0468a | 500 | 1.819 | [5 empty] | 50 | 6 cables - 2 systems | LINESTRING (485698.0054707198 2300125.1306605213, 486119.8915632218 2300277.955598114, 486468.60086714523 2300416.130760041, 487116.10022765625 2300660.3690954354) | line | [10 empty] | 6 | 2 |  |  | 619 | 618 | 1 | FALSE | FALSE | 2 | TRUE | TRUE | 619 | 618 | 485698.0055 | 2300125.1307 | 487116.1002 | 2300660.3691 | 619 | 485698.0055 | 2300125.1307 | 618 | 487116.1002 | 2300660.3691
VN | 545875910 | LINEVN0468b | 500 | 1.819 | [5 empty] | 50 | 6 cables - 2 systems | LINESTRING (485698.0054707198 2300125.1306605213, 486119.8915632218 2300277.955598114, 486468.60086714523 2300416.130760041, 487116.10022765625 2300660.3690954354) | line | [10 empty] | 6 | 2 |  |  | 619 | 618 | 1 | FALSE | FALSE | 2 | TRUE | TRUE | 619 | 618 | 485698.0055 | 2300125.1307 | 487116.1002 | 2300660.3691 | 619 | 485698.0055 | 2300125.1307 | 618 | 487116.1002 | 2300660.3691
VN | 545875911 | LINEVN0469 | 500 | 1.4057 | [5 empty] | 50 |  | LINESTRING (484634.4959123772 2300268.558577334, 485297.302306182 2299951.491683701, 485698.0054707198 2300125.1306605213) | line | [10 empty] | 3 | 1 |  |  | 620 | 619 | 1 | FALSE | FALSE | 1 | TRUE | TRUE | 620 | 619 | 484634.4959 | 2300268.5586 | 485698.0055 | 2300125.1307 | 620 | 484634.4959 | 2300268.5586 | 619 | 485698.0055 | 2300125.1307
VN | 545875912 | LINEVN0470 | 500 | 1.3885 | [5 empty] | 50 |  | LINESTRING (484634.4959123772 2300268.558577334, 485297.03699418 2299969.387333286, 485698.0054707198 2300125.1306605213) | line | [10 empty] | 3 | 1 |  |  | 620 | 619 | 1 | FALSE | FALSE | 1 | TRUE | TRUE | 620 | 619 | 484634.4959 | 2300268.5586 | 485698.0055 | 2300125.1307 | 620 | 484634.4959 | 2300268.5586 | 619 | 485698.0055 | 2300125.1307
VN | 545875913 | LINEVN0471 | 500 | 0.77739 | [5 empty] | 50 |  | LINESTRING (480467.0039233232 2299526.2941341656, 480688.37449226726 2299537.691754225, 481073.5148720574 2299720.125523601) | line | [10 empty] | 3 |  |  |  | 621 | 622 | 1 | FALSE | FALSE | 1 | TRUE | TRUE | 621 | 622 | 480467.0039 | 2299526.2941 | 481073.5149 | 2299720.1255 | 621 | 480467.0039 | 2299526.2941 | 622 | 481073.5149 | 2299720.1255
VN | 545875914 | LINEVN0472a | 500 | 1.0807 | [5 empty] | 50 | 6 cables - 2 systems | LINESTRING (479566.48879629973 2299513.4874938326, 480040.4749226802 2299520.1332405913, 480467.0039233232 2299526.2941341656) | line | [10 empty] | 6 |  |  |  | 623 | 621 | 1 | FALSE | FALSE | 2 | TRUE | TRUE | 623 | 621 | 479566.4888 | 2299513.4875 | 480467.0039 | 2299526.2941 | 623 | 479566.4888 | 2299513.4875 | 621 | 480467.0039 | 2299526.2941
VN | 545875914 | LINEVN0472b | 500 | 1.0807 | [5 empty] | 50 | 6 cables - 2 systems | LINESTRING (479566.48879629973 2299513.4874938326, 480040.4749226802 2299520.1332405913, 480467.0039233232 2299526.2941341656) | line | [10 empty] | 6 |  |  |  | 623 | 621 | 1 | FALSE | FALSE | 2 | TRUE | TRUE | 623 | 621 | 479566.4888 | 2299513.4875 | 480467.0039 | 2299526.2941 | 623 | 479566.4888 | 2299513.4875 | 621 | 480467.0039 | 2299526.2941
VN | 545875915 | LINEVN0473 | 500 | 0.78827 | [5 empty] | 50 |  | LINESTRING (480467.0039233232 2299526.2941341656, 480697.84463084134 2299519.3648703843, 481073.5148720574 2299720.125523601) | line | [10 empty] | 3 |  |  |  | 621 | 622 | 1 | FALSE | FALSE | 1 | TRUE | TRUE | 621 | 622 | 480467.0039 | 2299526.2941 | 481073.5149 | 2299720.1255 | 621 | 480467.0039 | 2299526.2941 | 622 | 481073.5149 | 2299720.1255
VN | 545875916 | LINEVN0474a | 500 | 2.3268 | [5 empty] | 50 | 6 cables - 2 systems | LINESTRING (481073.5148720574 2299720.125523601, 481444.42170457944 2299912.854047142, 481866.68426242756 2300112.463169767, 482115.79443918826 2300235.4056378673, 482467.1767839979 2300408.898635732, 482811.73221890396 2300579.041559857) | line | [10 empty] | 6 | 2 |  |  | 622 | 624 | 1 | FALSE | FALSE | 2 | TRUE | TRUE | 622 | 624 | 481073.5149 | 2299720.1255 | 482811.7322 | 2300579.0416 | 622 | 481073.5149 | 2299720.1255 | 624 | 482811.7322 | 2300579.0416
VN | 545875916 | LINEVN0474b | 500 | 2.3268 | [5 empty] | 50 | 6 cables - 2 systems | LINESTRING (481073.5148720574 2299720.125523601, 481444.42170457944 2299912.854047142, 481866.68426242756 2300112.463169767, 482115.79443918826 2300235.4056378673, 482467.1767839979 2300408.898635732, 482811.73221890396 2300579.041559857) | line | [10 empty] | 6 | 2 |  |  | 622 | 624 | 1 | FALSE | FALSE | 2 | TRUE | TRUE | 622 | 624 | 481073.5149 | 2299720.1255 | 482811.7322 | 2300579.0416 | 622 | 481073.5149 | 2299720.1255 | 624 | 482811.7322 | 2300579.0416
VN | 545875917 | LINEVN0475 | 500 | 1.3274 | [5 empty] | 50 |  | LINESTRING (482811.73221890396 2300579.041559857, 483388.8052587724 2300851.219514779, 483814.6783859396 2300656.8531261743) | line | [10 empty] | 3 | 1 |  |  | 624 | 625 | 1 | FALSE | FALSE | 1 | TRUE | TRUE | 624 | 625 | 482811.7322 | 2300579.0416 | 483814.6784 | 2300656.8531 | 624 | 482811.7322 | 2300579.0416 | 625 | 483814.6784 | 2300656.8531
VN | 545875919 | LINEVN0476 | 500 | 1.3467 | [5 empty] | 50 |  | LINESTRING (482811.73221890396 2300579.041559857, 483390.49892124906 2300869.677708449, 483814.6783859396 2300656.8531261743) | line | [10 empty] | 3 | 1 |  |  | 624 | 625 | 1 | FALSE | FALSE | 1 | TRUE | TRUE | 624 | 625 | 482811.7322 | 2300579.0416 | 483814.6784 | 2300656.8531 | 624 | 482811.7322 | 2300579.0416 | 625 | 483814.6784 | 2300656.8531
VN | 545875920 | LINEVN0477a | 500 | 2.5913 | [5 empty] | 50 | 6 cables - 2 systems | LINESTRING (476660.4655812982 2298067.807173078, 476961.5267527217 2298258.055375628, 477765.8877925038 2298762.892167479, 478486.54895737174 2299220.39645377) | line | [10 empty] | 6 |  |  |  | 626 | 627 | 1 | FALSE | FALSE | 2 | TRUE | TRUE | 626 | 627 | 476660.4656 | 2298067.8072 | 478486.549 | 2299220.3965 | 626 | 476660.4656 | 2298067.8072 | 627 | 478486.549 | 2299220.3965
VN | 545875920 | LINEVN0477b | 500 | 2.5913 | [5 empty] | 50 | 6 cables - 2 systems | LINESTRING (476660.4655812982 2298067.807173078, 476961.5267527217 2298258.055375628, 477765.8877925038 2298762.892167479, 478486.54895737174 2299220.39645377) | line | [10 empty] | 6 |  |  |  | 626 | 627 | 1 | FALSE | FALSE | 2 | TRUE | TRUE | 626 | 627 | 476660.4656 | 2298067.8072 | 478486.549 | 2299220.3965 | 626 | 476660.4656 | 2298067.8072 | 627 | 478486.549 | 2299220.3965
VN | 545875921 | LINEVN0478a | 500 | 8.9176 | [5 empty] | 50 | 6 cables - 2 systems | LINESTRING (468699.4393121086 2300483.4286938924, 469489.6544069336 2300337.680208594, 470328.6843257361 2299994.3562403442, 470888.00149296114 2299749.8335876893, 471192.0456178084 2299613.006352345, 471455.2644024672 2299498.875270893, 471726.08157756325 2299383.3300581863, 472354.0054252973 2299121.6982287173, 472727.22777629213 2298951.528789039, 473066.0409669991 2298859.966208441, 473441.44550054456 2298758.5250395276, 474740.7481109437 2298407.498308235, 475723.27230627585 2298134.07645594) | line | [10 empty] | 6 | 2 |  |  | 628 | 629 | 1 | FALSE | FALSE | 2 | TRUE | TRUE | 628 | 629 | 468699.4393 | 2300483.4287 | 475723.2723 | 2298134.0765 | 628 | 468699.4393 | 2300483.4287 | 629 | 475723.2723 | 2298134.0765
VN | 545875921 | LINEVN0478b | 500 | 8.9176 | [5 empty] | 50 | 6 cables - 2 systems | LINESTRING (468699.4393121086 2300483.4286938924, 469489.6544069336 2300337.680208594, 470328.6843257361 2299994.3562403442, 470888.00149296114 2299749.8335876893, 471192.0456178084 2299613.006352345, 471455.2644024672 2299498.875270893, 471726.08157756325 2299383.3300581863, 472354.0054252973 2299121.6982287173, 472727.22777629213 2298951.528789039, 473066.0409669991 2298859.966208441, 473441.44550054456 2298758.5250395276, 474740.7481109437 2298407.498308235, 475723.27230627585 2298134.07645594) | line | [10 empty] | 6 | 2 |  |  | 628 | 629 | 1 | FALSE | FALSE | 2 | TRUE | TRUE | 628 | 629 | 468699.4393 | 2300483.4287 | 475723.2723 | 2298134.0765 | 628 | 468699.4393 | 2300483.4287 | 629 | 475723.2723 | 2298134.0765
VN | 545875922 | LINEVN0479 | 500 | 1.1996 | [5 empty] | 50 |  | LINESTRING (475723.27230627585 2298134.07645594, 476448.5340676607 2297938.2195898783, 476660.4655812982 2298067.807173078) | line | [10 empty] | 3 |  |  |  | 629 | 626 | 1 | FALSE | FALSE | 1 | TRUE | TRUE | 629 | 626 | 475723.2723 | 2298134.0765 | 476660.4656 | 2298067.8072 | 629 | 475723.2723 | 2298134.0765 | 626 | 476660.4656 | 2298067.8072
VN | 545875923 | LINEVN0480 | 500 | 1.2188 | [5 empty] | 50 |  | LINESTRING (475723.27230627585 2298134.07645594, 476448.787853243 2297918.7854460557, 476660.4655812982 2298067.807173078) | line | [10 empty] | 3 |  |  |  | 629 | 626 | 1 | FALSE | FALSE | 1 | TRUE | TRUE | 629 | 626 | 475723.2723 | 2298134.0765 | 476660.4656 | 2298067.8072 | 629 | 475723.2723 | 2298134.0765 | 626 | 476660.4656 | 2298067.8072
VN | 545875924 | LINEVN0481a | 500 | 0.79152 | [5 empty] | 50 | 6 cables - 2 systems | LINESTRING (467586.005484239 2301207.277319668, 468111.9431727039 2300809.201214979) | line | [10 empty] | 6 | 2 |  |  | 630 | 631 | 1 | FALSE | FALSE | 2 | TRUE | TRUE | 630 | 631 | 467586.0055 | 2301207.2773 | 468111.9432 | 2300809.2012 | 630 | 467586.0055 | 2301207.2773 | 631 | 468111.9432 | 2300809.2012
VN | 545875924 | LINEVN0481b | 500 | 0.79152 | [5 empty] | 50 | 6 cables - 2 systems | LINESTRING (467586.005484239 2301207.277319668, 468111.9431727039 2300809.201214979) | line | [10 empty] | 6 | 2 |  |  | 630 | 631 | 1 | FALSE | FALSE | 2 | TRUE | TRUE | 630 | 631 | 467586.0055 | 2301207.2773 | 468111.9432 | 2300809.2012 | 630 | 467586.0055 | 2301207.2773 | 631 | 468111.9432 | 2300809.2012
VN | 545875925 | LINEVN0482 | 500 | 0.82735 | [5 empty] | 50 |  | LINESTRING (468111.9431727039 2300809.201214979, 468494.0655752568 2300516.283970869, 468699.4393121086 2300483.4286938924) | line | [10 empty] | 3 | 1 |  |  | 631 | 628 | 1 | FALSE | FALSE | 1 | TRUE | TRUE | 631 | 628 | 468111.9432 | 2300809.2012 | 468699.4393 | 2300483.4287 | 631 | 468111.9432 | 2300809.2012 | 628 | 468699.4393 | 2300483.4287
VN | 545875926 | LINEVN0483 | 500 | 1.699 | [5 empty] | 50 |  | LINESTRING (466365.10956176237 2301181.3810760374, 466813.1745587539 2301154.126951495, 467019.91158509016 2301322.7044641944, 467241.25585295435 2301470.7263085176, 467586.005484239 2301207.277319668) | line | [10 empty] | 3 | 1 |  |  | 632 | 630 | 1 | FALSE | FALSE | 1 | TRUE | TRUE | 632 | 630 | 466365.1096 | 2301181.3811 | 467586.0055 | 2301207.2773 | 632 | 466365.1096 | 2301181.3811 | 630 | 467586.0055 | 2301207.2773
VN | 545875927 | LINEVN0484 | 500 | 0.81831 | [5 empty] | 50 |  | LINESTRING (468111.9431727039 2300809.201214979, 468501.3485655572 2300532.0852984097, 468699.4393121086 2300483.4286938924) | line | [10 empty] | 3 | 1 |  |  | 631 | 628 | 1 | FALSE | FALSE | 1 | TRUE | TRUE | 631 | 628 | 468111.9432 | 2300809.2012 | 468699.4393 | 2300483.4287 | 631 | 468111.9432 | 2300809.2012 | 628 | 468699.4393 | 2300483.4287
VN | 545875928 | LINEVN0485 | 500 | 1.7082 | [5 empty] | 50 |  | LINESTRING (466365.10956176237 2301181.3810760374, 466806.65658722003 2301173.2860994088, 467019.91158509016 2301322.7044641944, 467242.6848987022 2301488.475307257, 467586.005484239 2301207.277319668) | line | [10 empty] | 3 | 1 |  |  | 632 | 630 | 1 | FALSE | FALSE | 1 | TRUE | TRUE | 632 | 630 | 466365.1096 | 2301181.3811 | 467586.0055 | 2301207.2773 | 632 | 466365.1096 | 2301181.3811 | 630 | 467586.0055 | 2301207.2773
VN | 545875929 | LINEVN0486a | 500 | 3.7297 | [5 empty] | 50 | 6 cables - 2 systems | LINESTRING (463261.0762595663 2301307.2053248896, 463573.6778646793 2301303.74596845, 463869.5246177174 2301299.7862088336, 464354.0559214238 2301296.525458608, 464946.8728395264 2301283.346203587, 465298.4769741883 2301249.867537741, 465900.7328045308 2301215.6194649073, 466365.10956176237 2301181.3810760374) | line | [10 empty] | 6 | 2 |  |  | 633 | 632 | 1 | FALSE | FALSE | 2 | TRUE | TRUE | 633 | 632 | 463261.0763 | 2301307.2053 | 466365.1096 | 2301181.3811 | 633 | 463261.0763 | 2301307.2053 | 632 | 466365.1096 | 2301181.3811
VN | 545875929 | LINEVN0486b | 500 | 3.7297 | [5 empty] | 50 | 6 cables - 2 systems | LINESTRING (463261.0762595663 2301307.2053248896, 463573.6778646793 2301303.74596845, 463869.5246177174 2301299.7862088336, 464354.0559214238 2301296.525458608, 464946.8728395264 2301283.346203587, 465298.4769741883 2301249.867537741, 465900.7328045308 2301215.6194649073, 466365.10956176237 2301181.3810760374) | line | [10 empty] | 6 | 2 |  |  | 633 | 632 | 1 | FALSE | FALSE | 2 | TRUE | TRUE | 633 | 632 | 463261.0763 | 2301307.2053 | 466365.1096 | 2301181.3811 | 633 | 463261.0763 | 2301307.2053 | 632 | 466365.1096 | 2301181.3811
VN | 545875930 | LINEVN0487 | 500 | 0.95465 | [5 empty] | 50 |  | LINESTRING (462514.36144289677 2301519.1898570834, 462844.84209534427 2301334.904501122, 463261.0762595663 2301307.2053248896) | line | [10 empty] | 3 |  |  |  | 634 | 633 | 1 | FALSE | FALSE | 1 | TRUE | TRUE | 634 | 633 | 462514.3614 | 2301519.1899 | 463261.0763 | 2301307.2053 | 634 | 462514.3614 | 2301519.1899 | 633 | 463261.0763 | 2301307.2053
VN | 545875931 | LINEVN0488 | 500 | 0.96491 | [5 empty] | 50 |  | LINESTRING (462514.36144289677 2301519.1898570834, 462839.3622488399 2301317.9837487154, 463261.0762595663 2301307.2053248896) | line | [10 empty] | 3 |  |  |  | 634 | 633 | 1 | FALSE | FALSE | 1 | TRUE | TRUE | 634 | 633 | 462514.3614 | 2301519.1899 | 463261.0763 | 2301307.2053 | 634 | 462514.3614 | 2301519.1899 | 633 | 463261.0763 | 2301307.2053
VN | 545875932 | LINEVN0489a | 500 | 2.6114 | [5 empty] | 50 | 6 cables - 2 systems | LINESTRING (460641.628634255 2302627.516938164, 460943.46327831544 2302447.85331333, 461263.2852461595 2302259.266700923, 461544.9281391145 2302089.920212892, 462117.15143444174 2301747.8793267636, 462514.36144289677 2301519.1898570834) | line | [10 empty] | 6 | 2 |  |  | 635 | 634 | 1 | FALSE | FALSE | 2 | TRUE | TRUE | 635 | 634 | 460641.6286 | 2302627.5169 | 462514.3614 | 2301519.1899 | 635 | 460641.6286 | 2302627.5169 | 634 | 462514.3614 | 2301519.1899
VN | 545875932 | LINEVN0489b | 500 | 2.6114 | [5 empty] | 50 | 6 cables - 2 systems | LINESTRING (460641.628634255 2302627.516938164, 460943.46327831544 2302447.85331333, 461263.2852461595 2302259.266700923, 461544.9281391145 2302089.920212892, 462117.15143444174 2301747.8793267636, 462514.36144289677 2301519.1898570834) | line | [10 empty] | 6 | 2 |  |  | 635 | 634 | 1 | FALSE | FALSE | 2 | TRUE | TRUE | 635 | 634 | 460641.6286 | 2302627.5169 | 462514.3614 | 2301519.1899 | 635 | 460641.6286 | 2302627.5169 | 634 | 462514.3614 | 2301519.1899
VN | 545875933 | LINEVN0490 | 500 | 1.8725 | [5 empty] | 50 |  | LINESTRING (459805.54760037415 2303849.526501041, 459908.9843210807 2303782.0559191755, 460152.58865561255 2303187.459621754, 460290.1395537459 2302817.297427619, 460641.628634255 2302627.516938164) | line | [10 empty] | 3 |  |  |  | 636 | 635 | 1 | FALSE | FALSE | 1 | TRUE | TRUE | 636 | 635 | 459805.5476 | 2303849.5265 | 460641.6286 | 2302627.5169 | 636 | 459805.5476 | 2303849.5265 | 635 | 460641.6286 | 2302627.5169
VN | 545875934 | LINEVN0491 | 500 | 1.8723 | [5 empty] | 50 |  | LINESTRING (459805.54760037415 2303849.526501041, 459924.07728583936 2303793.397019881, 460152.58865561255 2303187.459621754, 460303.84471757803 2302831.1322978414, 460641.628634255 2302627.516938164) | line | [10 empty] | 3 |  |  |  | 636 | 635 | 1 | FALSE | FALSE | 1 | TRUE | TRUE | 636 | 635 | 459805.5476 | 2303849.5265 | 460641.6286 | 2302627.5169 | 636 | 459805.5476 | 2303849.5265 | 635 | 460641.6286 | 2302627.5169
VN | 545875935 | LINEVN0492a | 500 | 2.0139 | [5 empty] | 50 | 6 cables - 2 systems | LINESTRING (458340.27402006695 2304665.9007033384, 458968.73275914474 2304330.880074015, 459183.63549565646 2304225.2045779913, 459662.3614199591 2303932.189180023, 459805.54760037415 2303849.526501041) | line | [10 empty] | 6 |  |  |  | 637 | 636 | 1 | FALSE | FALSE | 2 | TRUE | TRUE | 637 | 636 | 458340.274 | 2304665.9007 | 459805.5476 | 2303849.5265 | 637 | 458340.274 | 2304665.9007 | 636 | 459805.5476 | 2303849.5265
VN | 545875935 | LINEVN0492b | 500 | 2.0139 | [5 empty] | 50 | 6 cables - 2 systems | LINESTRING (458340.27402006695 2304665.9007033384, 458968.73275914474 2304330.880074015, 459183.63549565646 2304225.2045779913, 459662.3614199591 2303932.189180023, 459805.54760037415 2303849.526501041) | line | [10 empty] | 6 |  |  |  | 637 | 636 | 1 | FALSE | FALSE | 2 | TRUE | TRUE | 637 | 636 | 458340.274 | 2304665.9007 | 459805.5476 | 2303849.5265 | 637 | 458340.274 | 2304665.9007 | 636 | 459805.5476 | 2303849.5265
VN | 545875936 | LINEVN0493 | 500 | 1.4067 | [5 empty] | 50 |  | LINESTRING (457554.91050927516 2305510.9388395585, 458105.34203024756 2304791.6028441642, 458340.27402006695 2304665.9007033384) | line | [10 empty] | 3 |  |  |  | 638 | 637 | 1 | FALSE | FALSE | 1 | TRUE | TRUE | 638 | 637 | 457554.9105 | 2305510.9388 | 458340.274 | 2304665.9007 | 638 | 457554.9105 | 2305510.9388 | 637 | 458340.274 | 2304665.9007
VN | 545875937 | LINEVN0494 | 500 | 1.4186 | [5 empty] | 50 |  | LINESTRING (457554.91050927516 2305510.9388395585, 458092.7418049353 2304774.568512049, 458340.27402006695 2304665.9007033384) | line | [10 empty] | 3 |  |  |  | 638 | 637 | 1 | FALSE | FALSE | 1 | TRUE | TRUE | 638 | 637 | 457554.9105 | 2305510.9388 | 458340.274 | 2304665.9007 | 638 | 457554.9105 | 2305510.9388 | 637 | 458340.274 | 2304665.9007
VN | 545875938 | LINEVN0495 | 500 | 1.0346 | [5 empty] | 50 |  | LINESTRING (456485.7421943546 2307173.923229377, 456498.9737686106 2306841.579302198, 456844.3498398538 2306440.1233861465) | line | [10 empty] | 3 |  |  |  | 639 | 640 | 1 | FALSE | FALSE | 1 | TRUE | TRUE | 639 | 640 | 456485.7422 | 2307173.9232 | 456844.3498 | 2306440.1234 | 639 | 456485.7422 | 2307173.9232 | 640 | 456844.3498 | 2306440.1234
VN | 545875939 | LINEVN0496a | 500 | 1.4046 | [5 empty] | 50 | 6 cables - 2 systems | LINESTRING (456844.3498398538 2306440.1233861465, 457053.674000878 2306134.1697383435, 457554.91050927516 2305510.9388395585) | line | [10 empty] | 6 |  |  |  | 640 | 638 | 1 | FALSE | FALSE | 2 | TRUE | TRUE | 640 | 638 | 456844.3498 | 2306440.1234 | 457554.9105 | 2305510.9388 | 640 | 456844.3498 | 2306440.1234 | 638 | 457554.9105 | 2305510.9388
VN | 545875939 | LINEVN0496b | 500 | 1.4046 | [5 empty] | 50 | 6 cables - 2 systems | LINESTRING (456844.3498398538 2306440.1233861465, 457053.674000878 2306134.1697383435, 457554.91050927516 2305510.9388395585) | line | [10 empty] | 6 |  |  |  | 640 | 638 | 1 | FALSE | FALSE | 2 | TRUE | TRUE | 640 | 638 | 456844.3498 | 2306440.1234 | 457554.9105 | 2305510.9388 | 640 | 456844.3498 | 2306440.1234 | 638 | 457554.9105 | 2305510.9388
VN | 545875940 | LINEVN0497a | 500 | 0.90291 | [5 empty] | 50 | 6 cables - 2 systems | LINESTRING (456434.96650771267 2307924.6353177647, 456485.7421943546 2307173.923229377) | line | [10 empty] | 6 |  |  |  | 641 | 639 | 1 | FALSE | FALSE | 2 | TRUE | TRUE | 641 | 639 | 456434.9665 | 2307924.6353 | 456485.7422 | 2307173.9232 | 641 | 456434.9665 | 2307924.6353 | 639 | 456485.7422 | 2307173.9232
VN | 545875940 | LINEVN0497b | 500 | 0.90291 | [5 empty] | 50 | 6 cables - 2 systems | LINESTRING (456434.96650771267 2307924.6353177647, 456485.7421943546 2307173.923229377) | line | [10 empty] | 6 |  |  |  | 641 | 639 | 1 | FALSE | FALSE | 2 | TRUE | TRUE | 641 | 639 | 456434.9665 | 2307924.6353 | 456485.7422 | 2307173.9232 | 641 | 456434.9665 | 2307924.6353 | 639 | 456485.7422 | 2307173.9232
VN | 545875941 | LINEVN0498 | 500 | 0.39888 | [5 empty] | 50 |  | LINESTRING (456249.5081502793 2308167.274216276, 456398.26890978747 2308080.6153346403, 456434.96650771267 2307924.6353177647) | line | [10 empty] | 3 |  |  |  | 642 | 641 | 1 | FALSE | FALSE | 1 | TRUE | TRUE | 642 | 641 | 456249.5082 | 2308167.2742 | 456434.9665 | 2307924.6353 | 642 | 456249.5082 | 2308167.2742 | 641 | 456434.9665 | 2307924.6353
VN | 545875942 | LINEVN0499 | 500 | 1.0145 | [5 empty] | 50 |  | LINESTRING (456485.7421943546 2307173.923229377, 456523.7064433107 2306855.659162402, 456844.3498398538 2306440.1233861465) | line | [10 empty] | 3 |  |  |  | 639 | 640 | 1 | FALSE | FALSE | 1 | TRUE | TRUE | 639 | 640 | 456485.7422 | 2307173.9232 | 456844.3498 | 2306440.1234 | 639 | 456485.7422 | 2307173.9232 | 640 | 456844.3498 | 2306440.1234
VN | 545875943 | LINEVN0500 | 500 | 0.42257 | [5 empty] | 50 |  | LINESTRING (456249.5081502793 2308167.274216276, 456417.27161671 2308091.943105594, 456434.96650771267 2307924.6353177647) | line | [10 empty] | 3 |  |  |  | 642 | 641 | 1 | FALSE | FALSE | 1 | TRUE | TRUE | 642 | 641 | 456249.5082 | 2308167.2742 | 456434.9665 | 2307924.6353 | 642 | 456249.5082 | 2308167.2742 | 641 | 456434.9665 | 2307924.6353
VN | 545875944 | LINEVN0501a | 500 | 5.5429 | [5 empty] | 50 | 6 cables - 2 systems | LINESTRING (452028.1261898054 2309986.9318378787, 452401.6020269685 2309863.546108111, 453062.1679271502 2309650.06779706, 453201.80558417545 2309603.0822064825, 453915.6281070072 2309372.0136137404, 454204.94363802613 2309275.5293599996, 454389.1916040076 2309214.5641925903, 454723.1966963667 2309029.7707431735, 455303.449064758 2308702.8712927187, 455478.9503851925 2308603.3828599835, 456249.5081502793 2308167.274216276) | line | [10 empty] | 6 |  |  |  | 643 | 642 | 1 | FALSE | FALSE | 2 | TRUE | TRUE | 643 | 642 | 452028.1262 | 2309986.9318 | 456249.5082 | 2308167.2742 | 643 | 452028.1262 | 2309986.9318 | 642 | 456249.5082 | 2308167.2742
VN | 545875944 | LINEVN0501b | 500 | 5.5429 | [5 empty] | 50 | 6 cables - 2 systems | LINESTRING (452028.1261898054 2309986.9318378787, 452401.6020269685 2309863.546108111, 453062.1679271502 2309650.06779706, 453201.80558417545 2309603.0822064825, 453915.6281070072 2309372.0136137404, 454204.94363802613 2309275.5293599996, 454389.1916040076 2309214.5641925903, 454723.1966963667 2309029.7707431735, 455303.449064758 2308702.8712927187, 455478.9503851925 2308603.3828599835, 456249.5081502793 2308167.274216276) | line | [10 empty] | 6 |  |  |  | 643 | 642 | 1 | FALSE | FALSE | 2 | TRUE | TRUE | 643 | 642 | 452028.1262 | 2309986.9318 | 456249.5082 | 2308167.2742 | 643 | 452028.1262 | 2309986.9318 | 642 | 456249.5082 | 2308167.2742
VN | 545875945 | LINEVN0502 | 500 | 2.1391 | [5 empty] | 50 |  | LINESTRING (450901.63309570344 2311219.6051642494, 451159.938358134 2311122.8924617884, 451720.9587234216 2310077.252821039, 452028.1261898054 2309986.9318378787) | line | [10 empty] | 3 | 1 |  |  | 644 | 643 | 1 | FALSE | FALSE | 1 | TRUE | TRUE | 644 | 643 | 450901.6331 | 2311219.6052 | 452028.1262 | 2309986.9318 | 644 | 450901.6331 | 2311219.6052 | 643 | 452028.1262 | 2309986.9318
VN | 545875946 | LINEVN0503 | 500 | 2.1406 | [5 empty] | 50 |  | LINESTRING (450901.63309570344 2311219.6051642494, 451174.47658955934 2311136.7175577553, 451732.29436582886 2310091.2315273294, 452028.1261898054 2309986.9318378787) | line | [10 empty] | 3 | 1 |  |  | 644 | 643 | 1 | FALSE | FALSE | 1 | TRUE | TRUE | 644 | 643 | 450901.6331 | 2311219.6052 | 452028.1262 | 2309986.9318 | 644 | 450901.6331 | 2311219.6052 | 643 | 452028.1262 | 2309986.9318
VN | 545875948 | LINEVN0504a | 500 | 12.4083 | [5 empty] | 50 | 6 cables - 2 systems | LINESTRING (442928.1902765119 2317389.065527434, 443207.9613552538 2317125.0293859607, 443483.2904820485 2316866.8238730207, 443781.42704206734 2316586.6321771685, 444007.83540731977 2316371.842573661, 444301.97115638235 2316099.443766438, 444467.7589524423 2315888.7372712884, 444666.578130583 2315629.4021941894, 445038.7040753412 2315153.500850853, 445230.89130722114 2314908.3284266386, 445576.40537965467 2314469.394029524, 445746.66488001554 2314252.0130738346, 445874.9725661766 2314086.334217115, 446042.1271469818 2313938.5599134914, 446243.3678301119 2313757.4635581793, 446803.0645384697 2313262.5960771414, 447004.0785649582 2313077.0167139596, 447221.0685980566 2312881.096520029, 447570.99594728457 2312572.192723707, 447982.52306705003 2312220.228822236, 448279.62319246685 2312108.1983598107, 448797.72736408917 2311934.1908401586, 449119.8416308373 2311823.1171473023, 449593.2846441409 2311662.773333682, 450160.08474586 2311470.555421957, 450558.302908353 2311334.87911653, 450901.63309570344 2311219.6051642494) | line | [10 empty] | 6 | 2 |  |  | 645 | 644 | 1 | FALSE | FALSE | 2 | TRUE | TRUE | 645 | 644 | 442928.1903 | 2317389.0655 | 450901.6331 | 2311219.6052 | 645 | 442928.1903 | 2317389.0655 | 644 | 450901.6331 | 2311219.6052
VN | 545875948 | LINEVN0504b | 500 | 12.4083 | [5 empty] | 50 | 6 cables - 2 systems | LINESTRING (442928.1902765119 2317389.065527434, 443207.9613552538 2317125.0293859607, 443483.2904820485 2316866.8238730207, 443781.42704206734 2316586.6321771685, 444007.83540731977 2316371.842573661, 444301.97115638235 2316099.443766438, 444467.7589524423 2315888.7372712884, 444666.578130583 2315629.4021941894, 445038.7040753412 2315153.500850853, 445230.89130722114 2314908.3284266386, 445576.40537965467 2314469.394029524, 445746.66488001554 2314252.0130738346, 445874.9725661766 2314086.334217115, 446042.1271469818 2313938.5599134914, 446243.3678301119 2313757.4635581793, 446803.0645384697 2313262.5960771414, 447004.0785649582 2313077.0167139596, 447221.0685980566 2312881.096520029, 447570.99594728457 2312572.192723707, 447982.52306705003 2312220.228822236, 448279.62319246685 2312108.1983598107, 448797.72736408917 2311934.1908401586, 449119.8416308373 2311823.1171473023, 449593.2846441409 2311662.773333682, 450160.08474586 2311470.555421957, 450558.302908353 2311334.87911653, 450901.63309570344 2311219.6051642494) | line | [10 empty] | 6 | 2 |  |  | 645 | 644 | 1 | FALSE | FALSE | 2 | TRUE | TRUE | 645 | 644 | 442928.1903 | 2317389.0655 | 450901.6331 | 2311219.6052 | 645 | 442928.1903 | 2317389.0655 | 644 | 450901.6331 | 2311219.6052
VN | 545875949 | LINEVN0505 | 500 | 1.1651 | [5 empty] | 50 |  | LINESTRING (442401.37845258956 2318177.9063352905, 442615.4665174385 2317672.633017747, 442928.1902765119 2317389.065527434) | line | [10 empty] | 3 |  |  |  | 646 | 645 | 1 | FALSE | FALSE | 1 | TRUE | TRUE | 646 | 645 | 442401.3785 | 2318177.9063 | 442928.1903 | 2317389.0655 | 646 | 442401.3785 | 2318177.9063 | 645 | 442928.1903 | 2317389.0655
VN | 545875950 | LINEVN0506 | 500 | 1.1559 | [5 empty] | 50 |  | LINESTRING (442401.37845258956 2318177.9063352905, 442631.1225275768 2317684.499023894, 442928.1902765119 2317389.065527434) | line | [10 empty] | 3 |  |  |  | 646 | 645 | 1 | FALSE | FALSE | 1 | TRUE | TRUE | 646 | 645 | 442401.3785 | 2318177.9063 | 442928.1903 | 2317389.0655 | 646 | 442401.3785 | 2318177.9063 | 645 | 442928.1903 | 2317389.0655
VN | 545875951 | LINEVN0507a | 500 | 10.4805 | [5 empty] | 50 | 6 cables - 2 systems | LINESTRING (438763.4545717036 2321919.821661575, 438525.0609214001 2322286.5279616797, 437971.33997548866 2323124.166753274, 437748.18537026277 2323457.414785988, 437540.126601553 2323762.198093969, 437076.0570683385 2324178.52118824, 436748.13076256914 2324476.2771439073, 436493.6766646411 2324703.4441150064, 436034.8552010723 2325111.643265466, 435488.14788707823 2325600.894008046, 435300.3778374542 2325764.1362650823, 434963.36688220926 2326074.2729249336, 434515.2378458832 2326471.362781446, 434206.2710649391 2326747.93555978, 433814.8236742422 2327094.715964447, 433565.80332117924 2327317.3713369668, 433167.82012283686 2327678.040378774, 432960.38646514027 2327861.877185087, 432681.33200656663 2328112.913957752) | line | [10 empty] | 6 |  |  |  | 647 | 648 | 1 | FALSE | FALSE | 2 | TRUE | TRUE | 647 | 648 | 438763.4546 | 2321919.8217 | 432681.332 | 2328112.914 | 647 | 438763.4546 | 2321919.8217 | 648 | 432681.332 | 2328112.914
VN | 545875951 | LINEVN0507b | 500 | 10.4805 | [5 empty] | 50 | 6 cables - 2 systems | LINESTRING (438763.4545717036 2321919.821661575, 438525.0609214001 2322286.5279616797, 437971.33997548866 2323124.166753274, 437748.18537026277 2323457.414785988, 437540.126601553 2323762.198093969, 437076.0570683385 2324178.52118824, 436748.13076256914 2324476.2771439073, 436493.6766646411 2324703.4441150064, 436034.8552010723 2325111.643265466, 435488.14788707823 2325600.894008046, 435300.3778374542 2325764.1362650823, 434963.36688220926 2326074.2729249336, 434515.2378458832 2326471.362781446, 434206.2710649391 2326747.93555978, 433814.8236742422 2327094.715964447, 433565.80332117924 2327317.3713369668, 433167.82012283686 2327678.040378774, 432960.38646514027 2327861.877185087, 432681.33200656663 2328112.913957752) | line | [10 empty] | 6 |  |  |  | 647 | 648 | 1 | FALSE | FALSE | 2 | TRUE | TRUE | 647 | 648 | 438763.4546 | 2321919.8217 | 432681.332 | 2328112.914 | 647 | 438763.4546 | 2321919.8217 | 648 | 432681.332 | 2328112.914
VN | 545875952 | LINEVN0508 | 500 | 0.89166 | [5 empty] | 50 |  | LINESTRING (439293.8405615548 2321424.2608977403, 438938.3707758959 2321648.668637159, 438763.4545717036 2321919.821661575) | line | [10 empty] | 3 |  |  |  | 649 | 647 | 1 | FALSE | FALSE | 1 | TRUE | TRUE | 649 | 647 | 439293.8406 | 2321424.2609 | 438763.4546 | 2321919.8217 | 649 | 439293.8406 | 2321424.2609 | 647 | 438763.4546 | 2321919.8217
VN | 545875953 | LINEVN0509 | 500 | 0.88255 | [5 empty] | 50 |  | LINESTRING (439293.8405615548 2321424.2608977403, 438951.25360355 2321664.1495080614, 438763.4545717036 2321919.821661575) | line | [10 empty] | 3 |  |  |  | 649 | 647 | 1 | FALSE | FALSE | 1 | TRUE | TRUE | 649 | 647 | 439293.8406 | 2321424.2609 | 438763.4546 | 2321919.8217 | 649 | 439293.8406 | 2321424.2609 | 647 | 438763.4546 | 2321919.8217
VN | 545875954 | LINEVN0510a | 500 | 1.859 | [5 empty] | 50 | 6 cables - 2 systems | LINESTRING (441772.2533986971 2319593.537197577, 441869.31598531647 2319365.6222467045, 442068.5135079607 2318919.1954342024, 442241.7291481382 2318534.6639781245, 442401.37845258956 2318177.9063352905) | line | [10 empty] | 6 |  |  |  | 650 | 646 | 1 | FALSE | FALSE | 2 | TRUE | TRUE | 650 | 646 | 441772.2534 | 2319593.5372 | 442401.3785 | 2318177.9063 | 650 | 441772.2534 | 2319593.5372 | 646 | 442401.3785 | 2318177.9063
VN | 545875954 | LINEVN0510b | 500 | 1.859 | [5 empty] | 50 | 6 cables - 2 systems | LINESTRING (441772.2533986971 2319593.537197577, 441869.31598531647 2319365.6222467045, 442068.5135079607 2318919.1954342024, 442241.7291481382 2318534.6639781245, 442401.37845258956 2318177.9063352905) | line | [10 empty] | 6 |  |  |  | 650 | 646 | 1 | FALSE | FALSE | 2 | TRUE | TRUE | 650 | 646 | 441772.2534 | 2319593.5372 | 442401.3785 | 2318177.9063 | 650 | 441772.2534 | 2319593.5372 | 646 | 442401.3785 | 2318177.9063
VN | 545875955 | LINEVN0511a | 500 | 2.9729 | [5 empty] | 50 | 6 cables - 2 systems | LINESTRING (441351.1584456032 2320044.0474545187, 440809.3188322106 2320405.7477945113, 440468.3252338688 2320635.072516994, 440162.3804242805 2320838.5124933864, 439778.85076608596 2321096.5490418347, 439293.8405615548 2321424.2608977403) | line | [10 empty] | 6 |  |  |  | 651 | 649 | 1 | FALSE | FALSE | 2 | TRUE | TRUE | 651 | 649 | 441351.1584 | 2320044.0475 | 439293.8406 | 2321424.2609 | 651 | 441351.1584 | 2320044.0475 | 649 | 439293.8406 | 2321424.2609
VN | 545875955 | LINEVN0511b | 500 | 2.9729 | [5 empty] | 50 | 6 cables - 2 systems | LINESTRING (441351.1584456032 2320044.0474545187, 440809.3188322106 2320405.7477945113, 440468.3252338688 2320635.072516994, 440162.3804242805 2320838.5124933864, 439778.85076608596 2321096.5490418347, 439293.8405615548 2321424.2608977403) | line | [10 empty] | 6 |  |  |  | 651 | 649 | 1 | FALSE | FALSE | 2 | TRUE | TRUE | 651 | 649 | 441351.1584 | 2320044.0475 | 439293.8406 | 2321424.2609 | 651 | 441351.1584 | 2320044.0475 | 649 | 439293.8406 | 2321424.2609
VN | 545875956 | LINEVN0512 | 500 | 0.76134 | [5 empty] | 50 |  | LINESTRING (441351.1584456032 2320044.0474545187, 441651.51413260354 2319830.3900982942, 441772.2533986971 2319593.537197577) | line | [10 empty] | 3 |  |  |  | 651 | 650 | 1 | FALSE | FALSE | 1 | TRUE | TRUE | 651 | 650 | 441351.1584 | 2320044.0475 | 441772.2534 | 2319593.5372 | 651 | 441351.1584 | 2320044.0475 | 650 | 441772.2534 | 2319593.5372
VN | 545875957 | LINEVN0513 | 500 | 0.77355 | [5 empty] | 50 |  | LINESTRING (441351.1584456032 2320044.0474545187, 441667.7248725189 2319840.736957467, 441772.2533986971 2319593.537197577) | line | [10 empty] | 3 |  |  |  | 651 | 650 | 1 | FALSE | FALSE | 1 | TRUE | TRUE | 651 | 650 | 441351.1584 | 2320044.0475 | 441772.2534 | 2319593.5372 | 651 | 441351.1584 | 2320044.0475 | 650 | 441772.2534 | 2319593.5372
VN | 545896388 | LINEVN0514 | 500 | 1.6281 | [5 empty] | 50 |  | LINESTRING (568180.128719371 2252699.2851281012, 568522.3638534558 2252374.2311377465, 569164.8517358033 2251766.017920985) | line |  | Đường dây 500kV Bắc - Nam mạch 1 | [8 empty] | 3 |  |  |  | 308 | 293 | 1 | FALSE | FALSE | 1 | TRUE | TRUE | 308 | 293 | 568180.1287 | 2252699.2851 | 569164.8517 | 2251766.0179 | 308 | 568180.1287 | 2252699.2851 | 293 | 569164.8517 | 2251766.0179
VN | 545896390 | LINEVN0515 | 500 | 25.125 | [5 empty] | 50 |  | LINESTRING (587875.5537977645 2306582.82698531, 587805.4781367186 2306429.1855146037, 587589.333357016 2306165.192495414, 587346.531813313 2305874.145507122, 587068.1090416526 2305536.729384893, 586755.9588616454 2305162.087251832, 586503.4537199966 2304852.475506206, 586476.3066137442 2304596.5926478454, 586421.8939953335 2304135.4528451287, 586362.4764971081 2303641.2602061196, 586307.0038311671 2303168.3062547594, 586252.8009311713 2302716.8427758906, 586200.6709648634 2302270.3822199805, 586165.0361031112 2301952.8849360812, 586187.9994110981 2301842.298785673, 586242.200886962 2301657.461723529, 586344.2936584482 2301291.131418612, 586457.5458109912 2300872.5398271247, 586573.6822419319 2300438.5458389297, 586691.0237371087 2300014.121744228, 586822.7582084268 2299534.6753818393, 586924.3469534577 2299135.539678135, 587029.352362803 2298776.942873289, 587046.6225295127 2298380.6918380675, 587069.7287969645 2297908.8202136015, 587090.5745854262 2297469.5439207633, 587110.5555143456 2297034.557781712, 587127.7378569762 2296655.606491578, 587151.8430721031 2296206.3862747713, 587175.261744159 2295741.1249455544, 587194.7837355788 2295354.9476814605, 587278.6060768295 2295022.740080568, 587379.7897464698 2294627.8112648237, 587485.5042220607 2294233.371427818, 587686.095817225 2293440.8179230075, 587754.0276824911 2293066.2827920113, 587841.7433916645 2292578.369512633, 587913.9433877679 2292177.2606095406, 587991.1811898781 2291745.2097188807, 588070.1413236161 2291307.0475381883, 588144.4498411996 2290904.810703269, 588222.5931287347 2290462.8707990786, 588298.595632025 2290042.6357299583, 588375.582970807 2289609.976699252, 588429.6741678984 2289310.070732932, 588502.8820852501 2288906.114277785, 588569.5285289487 2288542.4448499917, 588591.2222395744 2288161.4617347615, 588618.4198614557 2287716.201994161, 588643.6098225004 2287268.6297496716, 588666.6421611457 2286833.3983626706, 588686.8596988935 2286412.6405079076) | line | [10 empty] | 3 |  |  |  | 652 | 287 | 1 | FALSE | FALSE | 1 | TRUE | TRUE | 652 | 287 | 587875.5538 | 2306582.827 | 588686.8597 | 2286412.6405 | 652 | 587875.5538 | 2306582.827 | 287 | 588686.8597 | 2286412.6405
VN | 545901193 | LINEVN0516a | 500 | 4.2826 | [5 empty] | 50 | 6 cables - 2 systems | LINESTRING (617152.1080878418 2321515.8593464475, 617644.4729262929 2321443.9316708487, 618016.792086591 2321394.1790594594, 618397.2191196565 2321342.0017743097, 618894.5935693097 2321273.4781207256, 619428.1736083468 2321208.9817149825, 619877.4385838739 2321145.8090721443, 620371.3385850715 2321076.7503854986, 620688.2747106082 2321034.559459917) | line | [10 empty] | 6 |  |  |  | 653 | 654 | 1 | FALSE | FALSE | 2 | TRUE | TRUE | 653 | 654 | 617152.1081 | 2321515.8593 | 620688.2747 | 2321034.5595 | 653 | 617152.1081 | 2321515.8593 | 654 | 620688.2747 | 2321034.5595
VN | 545901193 | LINEVN0516b | 500 | 4.2826 | [5 empty] | 50 | 6 cables - 2 systems | LINESTRING (617152.1080878418 2321515.8593464475, 617644.4729262929 2321443.9316708487, 618016.792086591 2321394.1790594594, 618397.2191196565 2321342.0017743097, 618894.5935693097 2321273.4781207256, 619428.1736083468 2321208.9817149825, 619877.4385838739 2321145.8090721443, 620371.3385850715 2321076.7503854986, 620688.2747106082 2321034.559459917) | line | [10 empty] | 6 |  |  |  | 653 | 654 | 1 | FALSE | FALSE | 2 | TRUE | TRUE | 653 | 654 | 617152.1081 | 2321515.8593 | 620688.2747 | 2321034.5595 | 653 | 617152.1081 | 2321515.8593 | 654 | 620688.2747 | 2321034.5595
VN | 545901194 | LINEVN0517 | 500 | 1.0711 | [5 empty] | 50 |  | LINESTRING (613596.1482414927 2322625.4380177017, 614021.4267400652 2322611.9907822954, 614461.4144457236 2322455.3079078197) | line | [10 empty] | 3 |  |  |  | 283 | 655 | 1 | FALSE | FALSE | 1 | TRUE | TRUE | 283 | 655 | 613596.1482 | 2322625.438 | 614461.4144 | 2322455.3079 | 283 | 613596.1482 | 2322625.438 | 655 | 614461.4144 | 2322455.3079
VN | 545901195 | LINEVN0518 | 500 | 1.0809 | [5 empty] | 50 |  | LINESTRING (613596.1482414927 2322625.4380177017, 614027.1264693256 2322634.2128064875, 614461.4144457236 2322455.3079078197) | line | [10 empty] | 3 |  |  |  | 283 | 655 | 1 | FALSE | FALSE | 1 | TRUE | TRUE | 283 | 655 | 613596.1482 | 2322625.438 | 614461.4144 | 2322455.3079 | 283 | 613596.1482 | 2322625.438 | 655 | 614461.4144 | 2322455.3079
VN | 545916938 | LINEVN0519 | 500 | 58.5534 | [5 empty] | 50 |  | LINESTRING (806068.6989909515 1799304.6221238307, 806377.0418970077 1798991.590959006, 806584.9594446596 1798796.860217938, 806738.4289772651 1798821.263409133, 807273.9293075327 1798903.221415986, 807394.674611622 1798806.2337481088, 807645.846903934 1798842.273248705, 808220.6969446538 1798921.3862951584, 808626.4009950081 1798987.5717515089, 809000.1374315651 1799042.1931706648, 809521.9042150034 1799120.591976553, 810050.5301871784 1799201.0948148612, 810374.7617905666 1799244.9154592014, 811070.5831777079 1799353.337640015, 811352.9803399234 1799393.2997408113, 811762.1507279369 1799447.755467759, 811981.6982563705 1799477.271110663, 812436.1590140965 1799555.6353769887, 812820.5395064562 1799557.5884859157, 813273.6603430121 1799559.8909745694, 813709.2796252773 1799562.1177956741, 814144.9325068048 1799564.3537605873, 814551.8499146162 1799566.4506940816, 814934.9530169305 1799568.4335914876, 815310.8034669837 1799570.385026481, 815664.19983251 1799741.766025961, 816135.5703064969 1799970.4753501755, 816504.3065332505 1800150.9333827947, 816929.5295401148 1800157.3845772762, 817435.401990165 1800162.7337053905, 817922.3546017273 1800166.955278414, 818333.4983149946 1800174.369877362, 818725.1769617771 1800178.3624937653, 819159.5810396334 1800185.2790333666, 820001.4685491818 1800195.0219613393, 820334.0229562394 1800199.8945749858, 820833.6051310266 1800184.9814088258, 821421.1973550953 1800177.355466698, 822207.4751080757 1800164.4103661918, 822556.3488163693 1800016.6703476913, 823091.8685775236 1799785.2689983724, 823125.4047192798 1799651.9963823275, 823418.8841064967 1798555.2932231114, 823500.445937404 1798377.3583918468, 823830.2919359036 1797713.8813524575, 824022.7541981135 1797316.508413878, 824198.0649548138 1796952.5347887324, 824548.3551239688 1796249.374901789, 824760.9417878466 1795812.0472132626, 824913.3216132357 1795485.9300114724, 825251.8975619315 1795362.0013520627, 825800.3344570491 1795159.8877516235, 826819.8923860233 1794783.0565814772, 827057.0956057096 1794778.0312866222, 827629.15070762 1794765.7475523225, 828259.0174091468 1794746.35715205, 829180.0089668722 1794725.6379044119, 829319.6013177761 1794721.464390845, 829509.2526284744 1794384.7804508081, 829574.5222523885 1793862.7686754463, 829661.8210130326 1793231.0743891113, 829679.7263483129 1793051.7173378184, 829756.1476359286 1792513.5773141573, 829791.034468713 1792255.5793915894, 829818.121350364 1792019.4314946549, 829872.3850133927 1791579.6502416746, 830004.7320866582 1791409.2901983687, 830103.403140677 1791273.0869277162, 830327.3095888658 1790980.6750954052, 830617.806721834 1790605.2186840645, 830840.2263923761 1789754.4302623018, 831022.0978779645 1789098.777002885, 831039.4780980289 1788611.8675842169, 831046.1359823329 1788369.3073384906, 831049.6507638074 1788241.0011251133, 831079.7894254439 1787593.3004582182, 831087.3713874663 1787194.4679609376, 831113.8529307868 1786865.2891406468, 831084.4408091301 1786576.712367083, 830949.4039455291 1785442.663019959, 830912.9870680363 1785075.1860844519, 830851.6215196445 1784643.1726741635, 830805.8535305285 1784251.9165261087, 830739.3355347273 1783659.4544482068, 830656.9810800287 1782801.111766032, 830606.5202024824 1782429.8053696258, 830550.807583609 1782007.042412403, 830499.4060462612 1781573.62143567, 830452.0280340218 1781120.8420797077, 830419.8124115844 1780806.3183076207, 830503.2089891529 1780368.1785851624, 830585.3239616803 1779962.8539148073, 830690.0038695871 1779451.7861736396, 830786.045835136 1779003.53275045, 830837.3628362861 1778742.0457632174, 830927.1153301755 1778292.690001027, 831104.3855331577 1777423.444628735, 831335.9356697719 1777256.5979148047, 831693.1187342699 1776994.813806379, 831979.3220472934 1776791.502441433, 832165.6246032745 1776659.0564474578, 832444.8772143307 1776460.5305839453, 832800.4062658593 1776205.148638214, 832916.7718251159 1776122.8702907958, 832996.6268077954 1776066.4093035157, 833079.4056585282 1776007.8876547918, 833120.0103453551 1775979.174557078, 833214.1269596447 1775912.625992758, 833237.20141302 1775896.3116304695, 833491.9228053777 1775716.8462156444, 833624.9210413885 1775623.1445986943, 834120.394340726 1775264.6433524487, 834310.4793562989 1775125.4433563594, 834468.2734932024 1775009.8855595486, 834469.5517588952 1775008.9521234417, 834553.1294563797 1774947.7434622273) | line |  | Đường dây 500kV Bắc - Nam mạch 2 | [8 empty] | 3 |  |  |  | 335 | 338 | 1 | FALSE | FALSE | 1 | TRUE | TRUE | 335 | 338 | 806068.699 | 1799304.6221 | 834553.1295 | 1774947.7435 | 335 | 806068.699 | 1799304.6221 | 338 | 834553.1295 | 1774947.7435
VN | 546196939 | LINEVN0520 | 500 | 197.4472 | [5 empty] | 50 |  | LINESTRING (817944.5379547195 1561453.719208677, 817894.4414769465 1561812.3527707602, 817816.329766161 1562383.1176642166, 817761.7110321755 1562774.0644710793, 817712.1332016176 1563132.7927961505, 817645.4485638161 1563631.0198527332, 817593.3802236373 1564003.9693482404, 817533.4670216796 1564435.436593645, 817478.6184948519 1564821.584782061, 817437.1852464813 1565155.7633981803, 817350.2308714624 1565772.717629374, 817272.6924067285 1566316.2675396488, 817327.7185690617 1566550.3932855844, 817430.1102909616 1567006.1796798736, 817514.4864603264 1567372.293684742, 817611.6592059551 1567804.0852887628, 817731.2882802852 1568328.0335308332, 817829.9494604677 1568778.916675184, 817940.0777230632 1569250.5993291272, 818075.3253306742 1569856.5008129731, 818193.1305195903 1570372.9026226446, 818298.2053605528 1570841.901940989, 818393.9406120146 1571258.6572933155, 818488.1932149301 1571688.9169882326, 818594.4954046909 1572151.0032844613, 818690.0762977323 1572577.9599512508, 818776.4426774706 1572954.9880408084, 818860.8495828079 1573337.1529827104, 818934.8972461075 1573678.8763051291, 819038.1706014907 1574158.0958674958, 819112.9511689767 1574499.3872878368, 819211.534909341 1574950.6862125157, 819319.8634054239 1575455.0688491634, 819383.4014918436 1575745.099933068, 819424.8555954914 1575914.6361277287, 819301.5445359219 1576235.1059415925, 819143.379507527 1576642.9429787935, 818914.5090663063 1577234.4168353574, 818736.5829448423 1577704.6073207268, 818631.81733142 1577981.092255925, 818442.6186572758 1578472.856798974, 818343.4793356282 1578728.5377695186, 818314.1916906787 1579095.651319377, 818283.5624105891 1579511.3981224624, 818236.975097989 1580031.2751569937, 818196.4356410063 1580509.4891111604, 818161.2470150641 1580976.2424321328, 818122.6994637656 1581478.6461809909, 818085.6992421856 1581928.941811627, 818034.110498939 1582431.7333712738, 818021.8697213285 1582688.6172267518, 817991.8879434335 1583132.9553019293, 817953.3210562628 1583614.5827956195, 817898.5999410357 1584284.515161961, 817881.5901738788 1584551.1171235077, 817859.1153238846 1584826.2655010582, 817737.9316916654 1585177.014691652, 817608.6296150482 1585562.6117045493, 817394.044689548 1586163.2646819057, 817270.7166611464 1586523.7431570115, 817149.523274791 1586876.186536813, 817041.6345771108 1587184.4790422902, 816910.6682808443 1587565.425629357, 817074.9960087944 1587806.081602339, 817362.1833161323 1588211.7633894912, 817677.8468773338 1588654.3596673808, 817961.0637494561 1589040.4222144438, 818232.5795225045 1589423.8818072313, 818651.3059095305 1590013.1033874892, 818832.4739540902 1590269.664578407, 818884.3486060648 1590560.3859601738, 818964.2805477034 1591022.8150175815, 819045.264613716 1591515.614377216, 819115.8714620047 1591924.9666331597, 819193.3397626079 1592375.5504248424, 819270.5193347842 1592836.4863809692, 819348.1549298917 1593317.8399698774, 819431.9153371084 1593806.02903193, 819492.1855695823 1594151.3403717272, 819565.1071555527 1594570.1855964996, 819629.9624305792 1594952.0930423567, 819695.8333449286 1595322.7844518977, 819761.8713356281 1595713.7566844593, 819858.7499457811 1596271.548837516, 819924.485413338 1596641.0005941782, 819977.8719602281 1596973.5361818217, 820010.3089216871 1597179.714560328, 819962.9997557974 1597312.732443115, 819809.6806121494 1597751.619094044, 819656.5601658539 1598176.255001445, 819524.3368733443 1598546.6504890563, 819425.0572591503 1598836.625169517, 819325.8030153505 1599114.7279828403, 819160.7545748348 1599583.9964020222, 819057.2167236409 1599868.2236690933, 818906.0879155896 1600296.3738288432, 818766.7998877447 1600693.6784482098, 818630.5751493124 1601078.7960362157, 818515.6691124107 1601392.5570573155, 818330.4446058396 1601918.5337867222, 818147.9242770881 1602436.9148759027, 817979.3136300978 1602910.4564905234, 817837.2630915223 1603310.2726758255, 817716.2470804469 1603650.5343108831, 817615.3715850806 1603943.5892283642, 817507.590148275 1604245.1823864877, 817407.1904751253 1604535.0760635794, 817280.3798029213 1604898.686017199, 817211.9780977513 1605097.8138927184, 817073.5972770541 1605483.8450703856, 817000.3197304189 1605714.1074686532, 816837.4785002708 1606179.46163752, 816695.4667917425 1606578.3591256707, 816537.7706701856 1607027.665900761, 816402.3076071865 1607423.7571347486, 816252.7597960148 1607847.4091463122, 816088.346393696 1608313.2857582571, 815966.8172795575 1608661.8024564988, 815849.4000085139 1609000.3052029565, 815733.2662952829 1609329.7654451882, 815579.1069120007 1609758.4968425138, 815460.2978099475 1610116.096383668, 815324.2262530525 1610498.4916265826, 815186.3559936329 1610885.958074709, 815075.7937940712 1611196.6631778853, 814989.4527566778 1611465.0976440606, 814679.0506913415 1611688.530389651, 814292.4707494362 1611975.1000241966, 813865.6749743659 1612284.7257216363, 813571.2936821375 1612500.322338692, 813239.3831262637 1612744.6119379855, 812806.4269775925 1613063.3637788373, 812395.6943865691 1613364.862584246, 812027.3289831497 1613633.9929511074, 811644.208832212 1613914.866552381, 811274.055566408 1614189.4307613305, 810959.7743338172 1614421.7292981152, 810603.774607184 1614681.9621413136, 810394.3856106449 1614838.7084844676, 810244.2366639073 1614999.9275066261, 809945.2271502463 1615301.1323141416, 809695.3040107294 1615552.9277429185, 809235.1372577955 1616018.9411329725, 808835.375402147 1616421.050194702, 808575.2968555721 1616688.095162866, 808339.448317942 1616927.4191115038, 807978.8980127778 1617295.6576074238, 807467.8846534591 1617808.3034567942, 807250.215092856 1618034.850735304, 806871.258267451 1618415.1377197716, 806514.0276109363 1618775.801333974, 806209.0959852953 1619083.6485707052, 805892.5662448853 1619406.4464031076, 805673.6182634432 1619628.0141618648, 805295.1623596756 1620011.821884673, 804961.6268272856 1620349.7072660134, 804605.8243189504 1620711.0150798927, 804284.8127905825 1621036.9147692244, 803958.2496432476 1621367.7642258748, 803561.270257862 1621769.8617553103, 803272.3633284806 1622062.5279655682, 802996.2678824225 1622342.4217058152, 802797.3451285796 1622544.322125516, 802470.9583082937 1622585.4592792701, 801953.4465355552 1622649.1464902032, 801521.0865501538 1622701.2630483548, 801001.2732280723 1622765.239949811, 800547.3281188558 1622821.7016813273, 800107.8443567967 1622878.0616787279, 799687.1030855211 1622928.0490255847, 799303.1153356932 1622975.3279065378, 798931.9478635809 1623020.8431280786, 798570.0501083632 1623064.8938818765, 798158.396147569 1623116.734041907, 797692.61304203 1623174.3968946524, 797462.0168498821 1623316.824832655, 797188.5858126967 1623487.4551089727, 796784.3735402072 1623736.5178875192, 796426.0458508007 1623958.2738398158, 795919.8700846431 1624271.8907875512, 795311.463356748 1624649.062405917, 794996.572832318 1624844.0560076416, 794606.8209998056 1625085.116965422, 794253.9395604234 1625302.2021744272, 793619.3762669726 1625695.444476774, 793429.9157492692 1625811.3810565206, 792984.123683684 1626087.8275679576, 792554.0592835348 1626355.135429026, 792304.7476137911 1626508.847035347, 792029.3365624745 1626682.1998317493, 791684.3289537933 1626892.2223376706, 791187.0594765751 1627197.795225301, 790687.0572901696 1627509.521760023, 790448.673699294 1627658.1969559977, 790115.8318150691 1627862.7684804753, 790105.7580709199 1628197.1475890726, 790090.8896409627 1628486.304802146, 790082.5900041569 1628902.0657873852, 790061.3256053091 1629303.3662037116, 790042.9398847676 1629728.8280203936, 790027.8658479463 1630143.1241435702, 790007.8370673982 1630694.0620310295, 789985.6671645867 1631169.8696684383, 789976.1969256012 1631635.1776438474, 789961.4914417346 1632006.6500421218, 789940.0877317449 1632496.5069843794, 789927.6809406716 1632952.9995802373, 789912.2745522193 1633389.0607719868, 789889.8437448395 1633870.8448373803, 789873.4495155634 1634222.865007436, 789856.7899868919 1634750.6361007318, 789842.5838503961 1635212.9538424842, 789828.6197964808 1635654.0928421097, 789820.3106491123 1635877.0381172425, 789755.0262832238 1636043.8154495414, 789525.4075691255 1636601.297669332, 789372.3443657921 1636979.5041738683, 789194.221860901 1637412.1086876304, 788979.6512396141 1637945.3353920705, 788817.9377477013 1638335.4748279094, 788612.7222989125 1638842.3842891816, 788438.5331756689 1639267.673947929, 788336.3873129855 1639516.7442890243, 788442.9694742596 1639887.0310600158, 788589.3480194092 1640413.762483083, 788706.0323099135 1640826.4257920168, 788778.6084219215 1641093.2239341747, 788955.8444726416 1641718.9206951074, 789094.151025309 1642224.7689778064, 789272.4940334503 1642853.3306718282, 789428.2249483622 1643403.5065469472, 789593.3692402835 1644010.0693081312, 789777.6041104721 1644662.473395664, 789976.0553509479 1645344.0409252483, 790099.9326880118 1645796.12738223, 790256.4881109851 1646339.882698077, 790361.5358887629 1646699.664616182, 790431.0629292873 1646951.08102163, 790567.3717461375 1647202.7422175116, 790757.4629732778 1647533.684189457, 790922.4352221612 1647826.5880111814, 791073.1360649456 1648106.1106854407, 791147.0999845446 1648490.1817926303, 791229.6684947804 1649034.2048358768, 791329.2532202862 1649608.4212217412, 791402.5504135764 1650028.4847882804, 791444.0538481921 1650249.106235047, 791549.79206893 1650874.6016901822, 791650.5948328131 1651465.3033161887, 791737.3429309541 1651918.066754885, 791790.1438483219 1652253.1775408965, 791862.2884034615 1652658.9041200667, 791941.5167889467 1653123.3821462286, 792001.1711808713 1653464.3032073847, 792092.3372991035 1653989.8299403451, 792152.4294390155 1654341.9414234122, 792224.1547242224 1654739.0190601354, 792284.0261847706 1655102.5120752407, 792337.6994308517 1655423.3986195622, 792334.2486468788 1655575.0001316143, 792332.5355193387 1655774.5355336443, 792321.0488888524 1656146.113181256, 792315.901736096 1656448.3302095698, 792308.7551818921 1656983.7743108866, 792296.8554829791 1657401.0894662058, 792291.9303679862 1657813.9725114275, 792281.9290955025 1658146.5809114955, 792280.7569554518 1658465.7444288216, 792581.3630135509 1659165.7383467352, 792688.3038385597 1659413.7816182969, 792799.8482319955 1659662.7351006162, 792966.0015954653 1660048.9256259443, 793143.017520926 1660454.4529803453, 793340.6909556419 1660940.2185297902, 793649.8321348347 1661643.7658886584, 793960.3075335613 1662354.2915138288, 794199.3824900875 1662896.8241084593, 794246.1825410272 1663010.8596260685, 794405.4180904026 1663553.8248710379, 794491.6184403384 1663818.3586915853, 794651.9614926502 1664329.9159707476, 794797.5832461001 1664806.1464205266, 794944.290856698 1665274.9291798475, 795077.8532376236 1665721.1603328525, 794999.3881871055 1665961.4037005925, 794778.4471726534 1666623.625510229, 794606.2027579781 1667140.607548635, 794494.1026645363 1667463.5816281897, 794405.8696334946 1667736.3807688905, 794263.5425891933 1668157.7633559126, 794170.0738112251 1668445.2580675224, 793961.198379546 1669067.412549107, 793795.8468557952 1669554.7380992947, 793867.8934811112 1669818.3228565443, 793920.1516070513 1670117.495065244, 794004.9936463519 1670500.664752769, 794117.0840628007 1671046.1759854774, 794202.9755610395 1671447.986171388, 794365.0692259917 1672195.1146899296, 794402.2852060704 1672356.8720413963, 794480.7678008017 1672727.1670727597, 794513.3313643498 1672880.5398077196, 794578.5135340646 1673171.5290927007, 794659.091279921 1673558.6171454797, 794725.096451713 1673841.0029274528, 794808.3610307346 1673941.2162655152, 794938.1365693524 1674097.4116035278, 795301.6510055311 1674548.5279168787, 795702.4506641255 1675039.3866635272, 795631.043720644 1675625.381590243, 795595.8642944284 1675911.3539629686, 795539.7560435979 1676348.0053338243, 795505.4829896295 1676619.217067716, 795486.2054014646 1676798.585859434, 795407.6894222259 1677383.0183833484, 795369.180065548 1677698.7362285182, 795326.7786018776 1678042.6423701574, 795262.1982171197 1678580.3425903455, 795192.7740411363 1679123.562876264, 795163.6308723089 1679353.8117449358, 795078.9285699781 1680000.4427925856, 795035.2557303449 1680366.0919010423, 794759.7474463037 1680932.6135124757, 794422.763897483 1681618.167781123, 794254.6449131742 1681960.4408290377, 794126.4744356282 1682224.051707757, 793861.3440628141 1682769.3685963338, 793773.7153219485 1682949.1203758193, 793647.5333587036 1683214.373739155, 793681.5674992099 1683697.4418380437, 793704.6315755688 1684032.056757414, 793741.5658901467 1684478.8858307467, 793813.465331577 1685460.1995662171, 793823.7655988731 1685581.8367485264, 793877.2556720475 1686259.9765055361, 793929.8450569215 1686939.944227437, 793827.9051478051 1687319.0782207972, 793763.1682658842 1687560.118460626, 793712.2504955886 1687757.204908875, 793620.4068635001 1688102.3375427215, 793367.7267542855 1689027.565546485, 793197.5945782987 1689660.81804643, 793190.3161488306 1690194.240424274, 793184.3055978615 1690443.4370837403, 793171.7384444429 1691191.3727647648, 793167.5060103529 1691367.3748757364, 793092.6423121258 1691865.100528375, 793045.2083083264 1692174.7798158508, 793117.2409119369 1692430.67152526, 793226.022365096 1692835.8522297672, 793363.615119641 1693367.2903915339, 793399.9690353747 1693994.1482534742, 793446.9003046838 1694570.977632481, 793478.1555091641 1695155.6162404304, 793491.6725111621 1695466.8834785495, 793524.7604267295 1695939.8152153497, 793558.1954796814 1696465.871126592, 793575.7564816448 1696923.6918802452, 793605.6769433874 1697293.5797549833, 793752.9479285263 1697727.5272662425, 794015.31253597 1698518.6583390555, 794143.3851404095 1698897.3552721266, 794199.8705217524 1699068.924237734, 794424.7705392821 1699765.3223355622, 794543.9630469559 1700115.9730759298, 794674.7398876345 1700472.9181738948, 794793.7705991282 1700835.5734817716, 794864.0381596347 1701065.5905753092, 794931.4680921267 1701270.213522576, 795074.5302555268 1701713.3618778249, 795154.0487884372 1701952.9335343402, 795258.4992445959 1702180.0776932458, 795523.8668798704 1702759.5127057366, 795647.3194119261 1703030.0345653833, 795708.8877378658 1703164.9451245791, 796160.8144931617 1703664.9960797778, 796387.9290396954 1703931.9340337508, 796824.2686389191 1704409.4459991064, 797164.7434233676 1704794.8108208356, 797470.3132027544 1705137.6310829665, 797743.4545582256 1705441.890042923, 798015.0272848725 1705749.7656452593) | line | [10 empty] | 3 | 1 |  |  | 656 | 657 | 1 | FALSE | FALSE | 1 | TRUE | TRUE | 656 | 657 | 817944.538 | 1561453.7192 | 798015.0273 | 1705749.7656 | 656 | 817944.538 | 1561453.7192 | 657 | 798015.0273 | 1705749.7656
VN | 547514246 | LINEVN0521 | 220 | 121.4082 | [5 empty] | 50 |  | LINESTRING (823511.7970838847 1536222.4554992977, 823501.0334045177 1536011.7704672844, 823497.4723776131 1535941.9780783148, 823484.5559676929 1535687.1782575774, 823461.3209860626 1535318.0482069962, 823443.2314136717 1534830.8283030426, 823428.7713554257 1534441.520132234, 823418.326986237 1534243.8412946686, 823390.938202051 1533638.0080911235, 823379.54920232 1533388.5331191174, 823346.9788335143 1532731.8592208913, 823329.8830439071 1532427.9483904892, 823325.2129315112 1532198.170923421, 823299.672903551 1531640.614620168, 823281.3069837661 1531228.3796941766, 823258.5694185849 1530806.4113458588, 823244.8873274683 1530495.4454184659, 823221.3560250849 1530014.473844053, 823193.7661859752 1529486.4186717693, 823153.9582429805 1528884.2230536146, 823134.7841457529 1528570.4321969936, 823116.3629870742 1528045.7818020664, 823104.7796328751 1527752.274717539, 823094.2968274978 1527562.4052762184, 823075.2399913239 1527139.6328405177, 823065.6183797927 1526886.5280818653, 823036.8887406026 1526185.6005835254, 823036.6372929766 1526019.5692937288, 823137.5948175049 1525907.8876426201, 823341.0238444534 1525682.229246673, 823547.8958904697 1525453.2922216668, 823851.170067017 1525118.521880262, 824019.0745747639 1524925.0049426476, 824441.0150029561 1524463.906336066, 824678.5035986844 1524197.115625109, 824920.4053818602 1523926.6379602563, 825121.7342632359 1523696.4644523028, 825469.3611835791 1523312.7548365863, 825746.1367952662 1522999.8584548046, 825997.6142694461 1522719.3836420448, 826268.9225747633 1522416.9980535156, 826535.4721355243 1522119.9144701532, 826789.0318279231 1521837.0111942522, 827086.7453423255 1521506.687456778, 827328.3752782022 1521226.3726451464, 827585.7577230686 1520941.2732520555, 827838.3825672959 1520659.5707294059, 827973.202465127 1520512.5973448579, 828346.2696555975 1520094.3310730944, 828643.0532667651 1519771.2590188107, 829226.5977039826 1519146.3021190674, 829643.3934717216 1518698.783461337, 830047.5230694197 1518266.7573326798, 830387.1903836124 1517898.5533223376, 830681.7592581441 1517577.2487150996, 830889.3536012562 1517358.4521699392, 831251.9458045525 1516969.7564557134, 831607.5266316608 1516585.725755084, 831862.409266284 1516309.299874587, 832129.140569562 1516022.0502189395, 832412.9396272185 1515716.4013876573, 832699.7556102071 1515409.0537319714, 833007.6281812747 1515079.747539108, 833231.1394825683 1514842.889255985, 833429.0473475794 1514626.9373262983, 833623.2704026059 1514418.2489610408, 833789.73327921 1514291.6414557644, 834033.6185878557 1514106.558277087, 834243.1068545897 1513947.3195903301, 834464.2228785751 1513779.2482967565, 834663.8153890092 1513413.3284828826, 834863.723542592 1513045.1093536261, 835057.7355386757 1512689.46339863, 835269.763106887 1512300.799484373, 835462.0800378803 1511948.8428248654, 835643.650912831 1511616.828920561, 835837.6210916751 1511261.6046059423, 836071.5426090679 1510833.549785779, 836251.915750135 1510501.344284439, 836432.3562214293 1510170.9452376075, 836638.2312699736 1509794.2441446139, 836844.059727418 1509415.6488834247, 837044.5717075244 1509049.9442840253, 837245.0883642738 1508684.2400866884, 837486.8229865545 1508237.0166640081, 837649.4043976013 1507936.1727288577, 837828.330055125 1507607.0854241538, 837946.5846462988 1507392.639038329, 837910.0981074903 1507110.9584169697, 837858.2920602983 1506699.2854413588, 837812.775718681 1506294.4720923954, 837763.4519333262 1505892.3461499347, 837715.3156876063 1505487.7772093322, 837664.801093999 1505075.8130524415, 837620.291486484 1504682.8325387298, 837584.8773982783 1504384.8207735072, 837545.4743292679 1504035.2011795032, 837518.3747398609 1503836.4787219788, 837484.8860872053 1503557.8305060025, 837456.2907616473 1503317.500329384, 837389.891668071 1502748.3505938067, 837352.902631449 1502448.1277338285, 837320.2123319117 1502129.3309563433, 837264.1982540062 1501691.2516441206, 837221.6507890358 1501301.4239834389, 837184.9602880487 1500982.2782944408, 837153.8459308629 1500727.8853689465, 837117.9482780899 1500454.2266586444, 837064.661406301 1500017.9014606888, 837031.3592888736 1499757.113099639, 836984.4083861986 1499392.9160485032, 836922.3693399702 1498878.1771205543, 836869.4184318386 1498459.590554755, 836806.2677923653 1497971.9188012776, 836757.2052892887 1497593.0001170842, 836718.9985012707 1497283.175926082, 836685.0472364778 1497015.2825516516, 836612.5170359828 1496443.342864144, 836565.8484587842 1496055.120088495, 836523.1132051187 1495712.013776414, 836460.31203667 1495209.3330919854, 836406.4993787355 1494787.2192171619, 836355.2125498867 1494384.475696744, 836298.271719449 1493934.1365455713, 836247.7248652144 1493540.9285048605, 836220.3208025349 1493271.5046269374, 836189.717365427 1492771.6500277466, 836165.5014276854 1492307.2625743682, 836140.6777104065 1491856.4351844764, 836100.1445578788 1491244.3405133334, 836079.8014487596 1490852.779575938, 836061.1427601189 1490499.36159065, 836047.817460605 1490265.1820335297, 836030.3306256628 1489842.7243745653, 836013.2952712809 1489383.436082088, 835988.5289306045 1488949.8894218397, 835977.9409490261 1488717.47278785, 835964.3021676634 1488438.0583677916, 835938.1774400406 1487984.5487005245, 835905.1678780962 1487373.3287546712, 835874.907470153 1486843.9131459543, 835856.3222728074 1486402.1731039027, 835827.7093132203 1485914.499831392, 835808.3889178191 1485531.6939736067, 835792.3667261727 1485239.138071018, 835979.6670481552 1485046.1574222324, 836190.8152189406 1484824.4379444616, 836585.7122694221 1484409.463676659, 836898.6840129374 1484081.5317452033, 837109.0645360514 1483864.2698019121, 837374.6404312176 1483583.1240092136, 837643.3926286008 1483304.179387939, 837969.5022108394 1482963.1071575857, 838229.1901145809 1482688.525658964, 838516.1152030757 1482387.841486105, 838984.8397808635 1481890.631010799, 839167.1368734327 1481700.7553793043, 839374.7289775085 1481488.2189498488, 839846.8536083626 1480977.602489573, 840178.1191812805 1480634.5163883772, 840534.8321085903 1480265.0853200483, 840803.9418146948 1479980.2031271525, 841081.6168437841 1479685.6734956347, 841361.6604849682 1479387.8527425642, 841655.7501840463 1479078.4276520286, 841935.7201614892 1478782.2593331456, 842102.3749420047 1478606.981049381, 842115.1250423712 1478331.53212016, 842137.836747367 1477867.466612395, 842158.4823359137 1477451.4218093401, 842177.764964059 1477044.3864681078, 842196.0885807599 1476622.2979381299, 842215.6285154558 1476195.7391944942, 842235.960935167 1475751.9897759117, 842261.8477129182 1475317.4485904346, 842283.1266429682 1474960.2910080259, 842306.7541890481 1474463.585643732, 842336.7074784737 1473835.1915630652, 842358.0095154486 1473440.996682248, 842378.508884287 1473098.814751185, 842397.6562326708 1472725.5368687185, 842424.1082048818 1472349.3059033032, 842444.9393058526 1471888.5836172288, 842462.0065163994 1471587.5379687878, 842475.92515982 1471281.5346868425, 842494.0401247388 1470920.072666865, 842516.2298533913 1470524.681743062, 842533.2864067116 1470291.8629640068, 842718.4736716698 1469972.692484981, 842836.1921397685 1469753.8659074847, 843060.6180738886 1469352.4241870288, 843270.5990716734 1468989.3877284108, 843561.5219847185 1468477.645072856, 843711.4147153131 1468213.9941091994, 843826.8062182155 1468007.6988679299, 844202.922170717 1467333.52686259, 844376.7388531025 1467041.7268833106, 844487.0475924218 1466834.7805047901, 844603.8863064956 1466629.78916172, 844770.6670801688 1466330.4460269269, 844860.9954632005 1466172.8327798708, 845007.3418340718 1465913.2805611053, 845192.5778342059 1465583.9908610987, 845362.2295686996 1465293.5126404979, 845671.3510874908 1465102.537348022, 846136.0189127645 1464816.0916332505, 846483.3468392831 1464602.3287204972, 846838.3019774924 1464384.9005885143, 847185.385272582 1464169.1803699008, 847519.84022358 1463962.1956828777, 847758.0815525103 1463813.482061037, 848007.7550693197 1463659.5002338588, 848563.9326963115 1463311.7651336913, 848864.3886584057 1463125.1788568315, 849162.6536532879 1462939.707584756, 849202.8051240739 1462691.7801555705, 849303.18573 1462084.521950774, 849352.7162076316 1461786.6605513531, 849453.3880330925 1461178.8183870616, 849513.9192664551 1460818.028933874, 849592.7042768179 1460310.467614956, 849657.5296914498 1459927.2367545087, 849725.9931990178 1459509.2503139004, 849791.4772336584 1459109.4682701547, 849854.4630031628 1458749.5623540566, 849927.1626222283 1458314.5498779104, 850022.7216753892 1457969.0738617848, 850150.7202600329 1457523.4956634627, 850208.9016255903 1457301.196594073, 850326.0787968175 1456859.2227533308, 850396.052450888 1456602.9373103185, 850506.931977509 1456221.3264672772, 850619.1379022875 1455827.8695423354, 850683.3635321812 1455610.266508281, 850818.5068081408 1455130.8845342041, 850984.8587147181 1454523.4268517601, 851060.8354135486 1454264.3045818137, 851145.2012749454 1453964.0521366894, 851243.8663710089 1453628.2615476958, 851339.8986748249 1453266.8390623003, 851387.2192632162 1453088.7605619763, 851302.7589275716 1452863.1424578263, 850958.5854775832 1451977.2432678447, 850831.1823566724 1451647.988974597, 850758.1686944648 1451459.2956854813, 850568.913301225 1450970.2269016565, 850468.091301938 1450701.7170144278, 850405.1870802564 1450531.9189093534, 850431.5254656824 1450282.537942167, 850456.377212134 1450024.5979886057, 850486.3639785007 1449752.2578705847, 850522.1844208203 1449376.095440749, 850547.8137440362 1449137.1170483648, 850595.5556737118 1448682.8187266337, 850658.8206769913 1448073.3607285991, 850681.8768852623 1447851.3072358784, 850730.5274873188 1447306.270943189, 850756.1215824466 1447058.0761700536, 850806.945165311 1446637.7990591219, 850828.1084486207 1446450.8223721504) | line | [10 empty] | 3 | 1 |  |  | 658 | 659 | 1 | FALSE | FALSE | 1 | TRUE | TRUE | 658 | 659 | 823511.7971 | 1536222.4555 | 850828.1084 | 1446450.8224 | 658 | 823511.7971 | 1536222.4555 | 659 | 850828.1084 | 1446450.8224
VN | 547514248 | LINEVN0522 | 500 | 7.6187 | [5 empty] | 50 |  | LINESTRING (836047.4301410608 1492611.029667069, 835963.0408957959 1492017.3197866331, 835897.5699925603 1491556.6769704656, 835837.3602562002 1491133.1706118814, 835757.6940651721 1490572.7055860804, 835680.3809243203 1490028.884486585, 835609.6476740905 1489544.832343258, 835555.6270383669 1489175.1337034681, 835505.2766694408 1488830.556307008, 835446.7897187766 1488430.290156593, 835401.9741264249 1488123.6055282124, 835342.812246742 1487718.8022896787, 835267.6448720463 1487204.5190261132, 835195.2483269558 1486709.1660344196, 835139.4507643784 1486327.355311479) | line | [10 empty] | 3 |  |  |  | 660 | 661 | 1 | FALSE | FALSE | 1 | TRUE | TRUE | 660 | 661 | 836047.4301 | 1492611.0297 | 835139.4508 | 1486327.3553 | 660 | 836047.4301 | 1492611.0297 | 661 | 835139.4508 | 1486327.3553
VN | 548201692 | LINEVN0523a | 220 | 1.0798 | [5 empty] | 50 | 6 cables - 2 systems | LINESTRING (850383.2360715857 1434578.338146788, 850686.8659522356 1434635.0810883348, 850998.731998636 1434693.3719571067, 851267.7670680487 1434743.657916719) | line | [10 empty] | 6 |  |  |  | 662 | 663 | 1 | FALSE | FALSE | 2 | TRUE | TRUE | 662 | 663 | 850383.2361 | 1434578.3381 | 851267.7671 | 1434743.6579 | 662 | 850383.2361 | 1434578.3381 | 663 | 851267.7671 | 1434743.6579
VN | 548201692 | LINEVN0523b | 220 | 1.0798 | [5 empty] | 50 | 6 cables - 2 systems | LINESTRING (850383.2360715857 1434578.338146788, 850686.8659522356 1434635.0810883348, 850998.731998636 1434693.3719571067, 851267.7670680487 1434743.657916719) | line | [10 empty] | 6 |  |  |  | 662 | 663 | 1 | FALSE | FALSE | 2 | TRUE | TRUE | 662 | 663 | 850383.2361 | 1434578.3381 | 851267.7671 | 1434743.6579 | 662 | 850383.2361 | 1434578.3381 | 663 | 851267.7671 | 1434743.6579
VN | 548201693 | LINEVN0524 | 220 | 0.55899 | [5 empty] | 50 |  | LINESTRING (849955.0639655439 1434396.4032709366, 850180.304973415 1434503.875888814, 850243.9549918259 1434530.3886143423, 850383.2360715857 1434578.338146788) | line | [10 empty] | 3 |  |  |  | 664 | 662 | 1 | FALSE | FALSE | 1 | TRUE | TRUE | 664 | 662 | 849955.064 | 1434396.4033 | 850383.2361 | 1434578.3381 | 664 | 849955.064 | 1434396.4033 | 662 | 850383.2361 | 1434578.3381
VN | 548201694 | LINEVN0525 | 220 | 0.55872 | [5 empty] | 50 |  | LINESTRING (849955.0639655439 1434396.4032709366, 850186.171342608 1434485.8182163148, 850250.0036720864 1434512.5215475033, 850383.2360715857 1434578.338146788) | line | [10 empty] | 3 |  |  |  | 664 | 662 | 1 | FALSE | FALSE | 1 | TRUE | TRUE | 664 | 662 | 849955.064 | 1434396.4033 | 850383.2361 | 1434578.3381 | 664 | 849955.064 | 1434396.4033 | 662 | 850383.2361 | 1434578.3381
VN | 548201695 | LINEVN0526a | 220 | 1.0187 | [5 empty] | 50 | 6 cables - 2 systems | LINESTRING (849172.7332796094 1434066.81829497, 849372.6126226345 1434151.024551565, 849677.2441229399 1434279.3529007544, 849955.0639655439 1434396.4032709366) | line | [10 empty] | 6 |  |  |  | 665 | 664 | 1 | FALSE | FALSE | 2 | TRUE | TRUE | 665 | 664 | 849172.7333 | 1434066.8183 | 849955.064 | 1434396.4033 | 665 | 849172.7333 | 1434066.8183 | 664 | 849955.064 | 1434396.4033
VN | 548201695 | LINEVN0526b | 220 | 1.0187 | [5 empty] | 50 | 6 cables - 2 systems | LINESTRING (849172.7332796094 1434066.81829497, 849372.6126226345 1434151.024551565, 849677.2441229399 1434279.3529007544, 849955.0639655439 1434396.4032709366) | line | [10 empty] | 6 |  |  |  | 665 | 664 | 1 | FALSE | FALSE | 2 | TRUE | TRUE | 665 | 664 | 849172.7333 | 1434066.8183 | 849955.064 | 1434396.4033 | 665 | 849172.7333 | 1434066.8183 | 664 | 849955.064 | 1434396.4033
VN | 548201696 | LINEVN0527 | 220 | 0.54193 | [5 empty] | 50 |  | LINESTRING (848755.8159123969 1433894.2962833468, 848857.8967836828 1433943.7290317288, 849012.4278625647 1434009.4069296992, 849172.7332796094 1434066.81829497) | line | [10 empty] | 3 |  |  |  | 666 | 665 | 1 | FALSE | FALSE | 1 | TRUE | TRUE | 666 | 665 | 848755.8159 | 1433894.2963 | 849172.7333 | 1434066.8183 | 666 | 848755.8159 | 1433894.2963 | 665 | 849172.7333 | 1434066.8183
VN | 548201697 | LINEVN0528 | 220 | 0.54226 | [5 empty] | 50 |  | LINESTRING (848755.8159123969 1433894.2962833468, 848863.9132943823 1433928.342510926, 849017.9607246818 1433992.7516523618, 849172.7332796094 1434066.81829497) | line | [10 empty] | 3 |  |  |  | 666 | 665 | 1 | FALSE | FALSE | 1 | TRUE | TRUE | 666 | 665 | 848755.8159 | 1433894.2963 | 849172.7333 | 1434066.8183 | 666 | 848755.8159 | 1433894.2963 | 665 | 849172.7333 | 1434066.8183
VN | 548201698 | LINEVN0529a | 220 | 51.6222 | [5 empty] | 50 | 6 cables - 2 systems | LINESTRING (823467.9616346473 1403114.9982977263, 823691.357525944 1403303.2061486186, 824098.0268217836 1403645.828021799, 824310.6676458318 1403824.9723626138, 824459.3509129917 1403950.2443966276, 824748.4327666505 1404193.8090215148, 825086.1608190159 1404478.3770204163, 825293.4593860956 1404653.0410205915, 825608.9089063916 1404918.846793624, 825919.475053593 1405180.5372610588, 826212.5265290928 1405385.145129238, 826556.1244338859 1405625.0566353137, 826906.2188488403 1405915.7333413083, 827160.6494223202 1406126.995355069, 827422.0757560234 1406344.0778420812, 827715.706215108 1406587.8927896554, 827950.5489026121 1406782.9028329246, 828159.5238158592 1406956.4419736634, 828269.832511063 1407154.53924841, 828459.7639846113 1407495.6522231484, 828643.0453769905 1407824.8190298611, 828846.4583598883 1408190.157553795, 829025.8744653283 1408512.4182948044, 829194.5528837952 1408815.3758401785, 829353.9209564312 1409101.6156482552, 829522.4207963469 1409404.2758991357, 829658.0800084551 1409647.9614805083, 829877.2737657328 1410041.6822482995, 830000.4372130411 1410262.9327421675, 830063.0571655802 1410429.6441243056, 830256.0758992559 1410943.5948050974, 830391.5840516011 1411304.4388074793, 830511.772390503 1411624.462535096, 830631.9779014732 1411944.576308223, 830758.546571512 1412281.6098983714, 830857.8144384865 1412672.4876597724, 830922.3287717106 1412926.5127402628, 830992.7005695999 1413203.5972393288, 831077.9663629105 1413539.3737148815, 831162.4402457443 1413871.996624567, 831258.6070640765 1414250.694034124, 831353.9494004108 1414626.171259261, 831448.8103011987 1414999.7612304315, 831526.9776509068 1415307.5734147306, 831623.2964720223 1415686.9078969215, 831737.2661457115 1416135.7992176912, 831821.0529232551 1416465.7736713842, 831893.4549956423 1416750.9515776283, 831971.2652878114 1417057.4235574421, 832120.2823890445 1417415.2051726524, 832256.6985066436 1417742.7391749138, 832399.6307158698 1418085.9114500836, 832527.3318501461 1418392.525304754, 832646.6184768969 1418678.951629145, 832732.6711995755 1418885.5808416496, 832886.0387541907 1419253.8333726297, 832907.5876960731 1419554.6937417847, 832927.7370030581 1419836.0688135724, 832957.3265795871 1420249.1649808146, 832987.4452982319 1420669.6434031364, 833012.342341355 1421017.367349074, 833036.6234353574 1421356.4461508254, 833075.501884649 1421899.3806443086, 833097.617096968 1422208.3117346792, 833120.6356516241 1422529.767961814, 833145.5701976474 1422878.1361041963, 833461.3139500641 1423040.6015238892, 833785.5758290858 1423207.4369193818, 834085.4920417096 1423361.770461899, 834398.1273367426 1423522.6504188282, 834696.1590820374 1423676.006103669, 835034.2856410071 1423850.0139655136, 835346.7608503348 1424010.8166940997, 835689.6430968054 1424187.2837689847, 836066.4412473063 1424381.2086714543, 836418.0306735111 1424562.1663620404, 836730.1795028955 1424722.8294998263, 837086.2973306554 1424906.1227438163, 837358.4098162582 1425046.1878043625, 837716.2592128703 1425230.398063052, 838062.9394643186 1425408.8525585448, 838379.3055284473 1425571.716350641, 838693.3361779223 1425733.382311921, 839005.9925813084 1425894.338263581, 839316.0329763928 1426053.948823725, 839631.9874147989 1426216.626077896, 839902.8479924544 1426356.0757298102, 840144.4340157427 1426480.4633998757, 840434.6393590032 1426629.890818422, 840703.3769612674 1426775.3713775733, 841012.3515176733 1426942.6456202297, 841303.2867014337 1427100.1561972878, 841622.3581129594 1427272.9010764943, 841923.8543182886 1427436.142505801, 842267.6469592836 1427622.2804092432, 842615.3535826105 1427810.554065596, 842926.2085466736 1427978.875205446, 843242.4245336218 1428150.1022129615, 843587.6270468233 1428337.0313496855, 843928.0659911621 1428521.392879973, 844257.5898461743 1428699.8431434485, 844572.6697098375 1428870.4772196854, 844839.6010958867 1429015.044688967, 845158.2580628673 1429187.6254966953, 845415.5360561372 1429326.9742695414, 845705.0590133271 1429483.7836988224, 846056.1154370414 1429673.9368744136, 846304.666172378 1429808.5577809284, 846618.0199350282 1429978.2916138833, 846901.7901307782 1430132.021443724, 847140.8157834385 1430261.4934281036, 847557.5007124227 1430487.2248611245, 847767.5354398508 1430601.0008263914, 848035.248421601 1430746.038022124, 848077.5017613992 1430930.6176158742, 848158.6374569489 1431285.0816473716, 848236.3713331015 1431624.6730453153, 848301.8354409691 1431910.6914625817, 848363.4661965438 1432179.9706958272, 848482.1291949479 1432698.4473346323, 848545.4955791356 1432975.281564928, 848624.1209479771 1433318.8422566461, 848692.6828636748 1433618.4268707773, 848755.8159123969 1433894.2962833468) | line | [10 empty] | 6 | 2 |  |  | 12 | 666 | 1 | FALSE | FALSE | 2 | TRUE | TRUE | 12 | 666 | 823467.9616 | 1403114.9983 | 848755.8159 | 1433894.2963 | 12 | 823467.9616 | 1403114.9983 | 666 | 848755.8159 | 1433894.2963
VN | 548201698 | LINEVN0529b | 220 | 51.6222 | [5 empty] | 50 | 6 cables - 2 systems | LINESTRING (823467.9616346473 1403114.9982977263, 823691.357525944 1403303.2061486186, 824098.0268217836 1403645.828021799, 824310.6676458318 1403824.9723626138, 824459.3509129917 1403950.2443966276, 824748.4327666505 1404193.8090215148, 825086.1608190159 1404478.3770204163, 825293.4593860956 1404653.0410205915, 825608.9089063916 1404918.846793624, 825919.475053593 1405180.5372610588, 826212.5265290928 1405385.145129238, 826556.1244338859 1405625.0566353137, 826906.2188488403 1405915.7333413083, 827160.6494223202 1406126.995355069, 827422.0757560234 1406344.0778420812, 827715.706215108 1406587.8927896554, 827950.5489026121 1406782.9028329246, 828159.5238158592 1406956.4419736634, 828269.832511063 1407154.53924841, 828459.7639846113 1407495.6522231484, 828643.0453769905 1407824.8190298611, 828846.4583598883 1408190.157553795, 829025.8744653283 1408512.4182948044, 829194.5528837952 1408815.3758401785, 829353.9209564312 1409101.6156482552, 829522.4207963469 1409404.2758991357, 829658.0800084551 1409647.9614805083, 829877.2737657328 1410041.6822482995, 830000.4372130411 1410262.9327421675, 830063.0571655802 1410429.6441243056, 830256.0758992559 1410943.5948050974, 830391.5840516011 1411304.4388074793, 830511.772390503 1411624.462535096, 830631.9779014732 1411944.576308223, 830758.546571512 1412281.6098983714, 830857.8144384865 1412672.4876597724, 830922.3287717106 1412926.5127402628, 830992.7005695999 1413203.5972393288, 831077.9663629105 1413539.3737148815, 831162.4402457443 1413871.996624567, 831258.6070640765 1414250.694034124, 831353.9494004108 1414626.171259261, 831448.8103011987 1414999.7612304315, 831526.9776509068 1415307.5734147306, 831623.2964720223 1415686.9078969215, 831737.2661457115 1416135.7992176912, 831821.0529232551 1416465.7736713842, 831893.4549956423 1416750.9515776283, 831971.2652878114 1417057.4235574421, 832120.2823890445 1417415.2051726524, 832256.6985066436 1417742.7391749138, 832399.6307158698 1418085.9114500836, 832527.3318501461 1418392.525304754, 832646.6184768969 1418678.951629145, 832732.6711995755 1418885.5808416496, 832886.0387541907 1419253.8333726297, 832907.5876960731 1419554.6937417847, 832927.7370030581 1419836.0688135724, 832957.3265795871 1420249.1649808146, 832987.4452982319 1420669.6434031364, 833012.342341355 1421017.367349074, 833036.6234353574 1421356.4461508254, 833075.501884649 1421899.3806443086, 833097.617096968 1422208.3117346792, 833120.6356516241 1422529.767961814, 833145.5701976474 1422878.1361041963, 833461.3139500641 1423040.6015238892, 833785.5758290858 1423207.4369193818, 834085.4920417096 1423361.770461899, 834398.1273367426 1423522.6504188282, 834696.1590820374 1423676.006103669, 835034.2856410071 1423850.0139655136, 835346.7608503348 1424010.8166940997, 835689.6430968054 1424187.2837689847, 836066.4412473063 1424381.2086714543, 836418.0306735111 1424562.1663620404, 836730.1795028955 1424722.8294998263, 837086.2973306554 1424906.1227438163, 837358.4098162582 1425046.1878043625, 837716.2592128703 1425230.398063052, 838062.9394643186 1425408.8525585448, 838379.3055284473 1425571.716350641, 838693.3361779223 1425733.382311921, 839005.9925813084 1425894.338263581, 839316.0329763928 1426053.948823725, 839631.9874147989 1426216.626077896, 839902.8479924544 1426356.0757298102, 840144.4340157427 1426480.4633998757, 840434.6393590032 1426629.890818422, 840703.3769612674 1426775.3713775733, 841012.3515176733 1426942.6456202297, 841303.2867014337 1427100.1561972878, 841622.3581129594 1427272.9010764943, 841923.8543182886 1427436.142505801, 842267.6469592836 1427622.2804092432, 842615.3535826105 1427810.554065596, 842926.2085466736 1427978.875205446, 843242.4245336218 1428150.1022129615, 843587.6270468233 1428337.0313496855, 843928.0659911621 1428521.392879973, 844257.5898461743 1428699.8431434485, 844572.6697098375 1428870.4772196854, 844839.6010958867 1429015.044688967, 845158.2580628673 1429187.6254966953, 845415.5360561372 1429326.9742695414, 845705.0590133271 1429483.7836988224, 846056.1154370414 1429673.9368744136, 846304.666172378 1429808.5577809284, 846618.0199350282 1429978.2916138833, 846901.7901307782 1430132.021443724, 847140.8157834385 1430261.4934281036, 847557.5007124227 1430487.2248611245, 847767.5354398508 1430601.0008263914, 848035.248421601 1430746.038022124, 848077.5017613992 1430930.6176158742, 848158.6374569489 1431285.0816473716, 848236.3713331015 1431624.6730453153, 848301.8354409691 1431910.6914625817, 848363.4661965438 1432179.9706958272, 848482.1291949479 1432698.4473346323, 848545.4955791356 1432975.281564928, 848624.1209479771 1433318.8422566461, 848692.6828636748 1433618.4268707773, 848755.8159123969 1433894.2962833468) | line | [10 empty] | 6 | 2 |  |  | 12 | 666 | 1 | FALSE | FALSE | 2 | TRUE | TRUE | 12 | 666 | 823467.9616 | 1403114.9983 | 848755.8159 | 1433894.2963 | 12 | 823467.9616 | 1403114.9983 | 666 | 848755.8159 | 1433894.2963
VN | 548201702 | LINEVN0530 | 500 | 6.5317 | [5 empty] | 50 |  | LINESTRING (850101.3503816058 1451225.6241103949, 850107.4807577371 1450868.5440629914, 850118.7658999339 1450236.40345107, 850128.2898105107 1449701.9010464349, 850135.9111679016 1449292.3493316006, 850141.0496296233 1449015.8819567054, 850146.6794294883 1448712.793272792, 850158.2963566664 1448087.8018361577, 850161.5214704607 1447914.2429580765, 850171.3078674215 1447387.2986022567, 850179.3441015921 1446954.8245570941, 850185.8602879621 1446603.9640361704, 850192.9483193995 1446221.7979857146, 850201.0877799755 1445783.4550301505) | line | [10 empty] | 3 |  |  |  | 667 | 668 | 1 | FALSE | FALSE | 1 | TRUE | TRUE | 667 | 668 | 850101.3504 | 1451225.6241 | 850201.0878 | 1445783.455 | 667 | 850101.3504 | 1451225.6241 | 668 | 850201.0878 | 1445783.455
VN | 548210478 | LINEVN0531 | 220 | 0.092992 | [5 empty] | 50 |  | LINESTRING (830661.9909009177 1359949.9178742713, 830730.3693937922 1359986.3810850307) | line | [10 empty] | 3 |  |  |  | 669 | 670 | 1 | FALSE | FALSE | 1 | TRUE | FALSE | 669 |  | 830661.9909 | 1359949.9179 |  |  | 669 | 830661.9909 | 1359949.9179 | 670 | 830730.3694 | 1359986.3811
VN | 548210479 | LINEVN0532 | 220 | 0.035039 | [5 empty] | 50 |  | LINESTRING (830424.5975552503 1359839.7001792453, 830396.5160667521 1359831.6980413827) | line | [10 empty] | 3 |  |  |  | 671 | 672 | 1 | FALSE | FALSE | 1 | TRUE | FALSE | 671 |  | 830424.5976 | 1359839.7002 |  |  | 671 | 830424.5976 | 1359839.7002 | 672 | 830396.5161 | 1359831.698
VN | 548210481 | LINEVN0533 | 220 | 0.035401 | [5 empty] | 50 |  | LINESTRING (830396.3199481112 1359848.1070197069, 830424.5975552503 1359839.7001792453) | line | [10 empty] | 3 |  |  |  | 673 | 671 | 1 | FALSE | FALSE | 1 | FALSE | TRUE |  | 671 |  |  | 830424.5976 | 1359839.7002 | 673 | 830396.3199 | 1359848.107 | 671 | 830424.5976 | 1359839.7002
VN | 548210482 | LINEVN0534 | 220 | 0.089316 | [5 empty] | 50 |  | LINESTRING (830716.7741399548 1360000.3021355781, 830661.9909009177 1359949.9178742713) | line | [10 empty] | 3 |  |  |  | 674 | 669 | 1 | FALSE | FALSE | 1 | FALSE | TRUE |  | 669 |  |  | 830661.9909 | 1359949.9179 | 674 | 830716.7741 | 1360000.3021 | 669 | 830661.9909 | 1359949.9179
VN | 548210484 | LINEVN0535a | 220 | 0.31408 | [5 empty] | 50 | 6 cables - 2 systems | LINESTRING (830424.5975552503 1359839.7001792453, 830661.9909009177 1359949.9178742713) | line | [10 empty] | 6 |  |  |  | 671 | 669 | 1 | FALSE | FALSE | 2 | TRUE | TRUE | 671 | 669 | 830424.5976 | 1359839.7002 | 830661.9909 | 1359949.9179 | 671 | 830424.5976 | 1359839.7002 | 669 | 830661.9909 | 1359949.9179
VN | 548210484 | LINEVN0535b | 220 | 0.31408 | [5 empty] | 50 | 6 cables - 2 systems | LINESTRING (830424.5975552503 1359839.7001792453, 830661.9909009177 1359949.9178742713) | line | [10 empty] | 6 |  |  |  | 671 | 669 | 1 | FALSE | FALSE | 2 | TRUE | TRUE | 671 | 669 | 830424.5976 | 1359839.7002 | 830661.9909 | 1359949.9179 | 671 | 830424.5976 | 1359839.7002 | 669 | 830661.9909 | 1359949.9179
VN | 548210488 | LINEVN0536 | 220 | 0.1189 | [5 empty] | 50 |  | LINESTRING (830324.2716291249 1359891.677081959, 830382.157596337 1359899.7387451576, 830383.106268208 1359859.109055823) | line | [10 empty] | 3 |  |  |  | 675 | 676 | 1 | FALSE | FALSE | 1 | TRUE | FALSE | 675 |  | 830324.2716 | 1359891.6771 |  |  | 675 | 830324.2716 | 1359891.6771 | 676 | 830383.1063 | 1359859.1091
VN | 548210489 | LINEVN0537 | 220 | 0.038347 | [5 empty] | 50 |  | LINESTRING (830324.2716291249 1359891.677081959, 830327.9838876729 1359859.9375388804) | line | [10 empty] | 3 |  |  |  | 675 | 677 | 1 | FALSE | FALSE | 1 | TRUE | FALSE | 675 |  | 830324.2716 | 1359891.6771 |  |  | 675 | 830324.2716 | 1359891.6771 | 677 | 830327.9839 | 1359859.9375
VN | 548210490 | LINEVN0538a | 220 | 6.2549 | [5 empty] | 50 | 6 cables - 2 systems | LINESTRING (825489.0742828576 1359468.3689284602, 826157.8611422828 1359769.3978186892, 826319.5845486813 1359842.1912621022, 826637.6226917607 1359985.3624393004, 827059.6727782618 1360175.3446097947, 827253.07348674 1360262.4065978436, 827907.4546349132 1360557.0003527794, 828274.9641642966 1360364.191410878, 828573.8087444939 1360207.412048046, 828896.5260928848 1360038.113301927, 829375.1098189418 1360049.8853830537, 829733.060700298 1359977.5084296907, 829905.990603504 1359942.5378161469, 830137.1394891522 1359895.8112027221, 830324.2716291249 1359891.677081959) | line | [10 empty] | 6 |  |  |  | 123 | 675 | 1 | FALSE | FALSE | 2 | TRUE | TRUE | 123 | 675 | 825489.0743 | 1359468.3689 | 830324.2716 | 1359891.6771 | 123 | 825489.0743 | 1359468.3689 | 675 | 830324.2716 | 1359891.6771
VN | 548210490 | LINEVN0538b | 220 | 6.2549 | [5 empty] | 50 | 6 cables - 2 systems | LINESTRING (825489.0742828576 1359468.3689284602, 826157.8611422828 1359769.3978186892, 826319.5845486813 1359842.1912621022, 826637.6226917607 1359985.3624393004, 827059.6727782618 1360175.3446097947, 827253.07348674 1360262.4065978436, 827907.4546349132 1360557.0003527794, 828274.9641642966 1360364.191410878, 828573.8087444939 1360207.412048046, 828896.5260928848 1360038.113301927, 829375.1098189418 1360049.8853830537, 829733.060700298 1359977.5084296907, 829905.990603504 1359942.5378161469, 830137.1394891522 1359895.8112027221, 830324.2716291249 1359891.677081959) | line | [10 empty] | 6 |  |  |  | 123 | 675 | 1 | FALSE | FALSE | 2 | TRUE | TRUE | 123 | 675 | 825489.0743 | 1359468.3689 | 830324.2716 | 1359891.6771 | 123 | 825489.0743 | 1359468.3689 | 675 | 830324.2716 | 1359891.6771
VN | 548672883 | LINEVN0539 | 500 | 1.4903 | [5 empty] | 50 |  | LINESTRING (684216.0414338481 1221250.7609216615, 684155.6327588009 1221268.4069677172, 683973.903634723 1221321.5088107232, 684055.6909214496 1221576.4704833112, 684250.8501583665 1221844.616351695, 684619.71601054 1221971.909866364) | line | [10 empty] | 3 |  |  |  | 678 | 679 | 1 | FALSE | FALSE | 1 | FALSE | TRUE |  | 679 |  |  | 684619.716 | 1221971.9099 | 678 | 684216.0414 | 1221250.7609 | 679 | 684619.716 | 1221971.9099
VN | 548672885 | LINEVN0540 | 500 | 1.5509 | [5 empty] | 50 |  | LINESTRING (684619.71601054 1221971.909866364, 684241.3845189948 1221858.6226185723, 684037.1890540526 1221584.5298924872, 683952.8563645893 1221310.0186601472, 684148.787424166 1221247.9149346885, 684208.8214736999 1221228.8840212317) | line | [10 empty] | 3 |  |  |  | 679 | 680 | 1 | FALSE | FALSE | 1 | TRUE | FALSE | 679 |  | 684619.716 | 1221971.9099 |  |  | 679 | 684619.716 | 1221971.9099 | 680 | 684208.8215 | 1221228.884
VN | 548672886 | LINEVN0541a | 500 | 15.8243 | [5 empty] | 50 | 6 cables - 2 systems | LINESTRING (684619.71601054 1221971.909866364, 684928.7159504173 1222070.9374022973, 685292.5680138903 1222187.5582577034, 685672.386503362 1222309.2965394936, 686055.420412608 1222432.0757202308, 686412.8091478148 1222546.6269996276, 686770.0431356287 1222661.148515508, 687127.5152377788 1222775.731013246, 687562.9927535901 1222915.34617285, 687977.6633586892 1223049.0512740414, 688494.2633023901 1223216.1724777492, 688927.7780490522 1223361.0619607274, 689368.2586265613 1223508.2881481464, 689904.6528822114 1223687.5735999614, 690351.211879558 1223836.85215547, 690845.959814119 1224002.2386598177, 691275.3467226706 1224145.7778700213, 691745.124515609 1224302.846847703, 692213.2958044554 1224459.3607343847, 692649.783452473 1224605.3071223916, 693047.870586822 1224738.421251909, 693503.3819778654 1224890.7322633245, 693991.7143610851 1225054.031728988, 694457.3386452695 1225209.7475814577, 694884.0833665539 1225352.4608724448, 695245.4295497832 1225427.605359586, 695688.8341978237 1225511.931416035, 696296.9602243186 1225624.9796684626, 696744.7167692827 1225708.2962817322, 697222.7369469288 1225793.7830223925) | line | [10 empty] | 6 |  |  |  | 679 | 681 | 1 | FALSE | FALSE | 2 | TRUE | TRUE | 679 | 681 | 684619.716 | 1221971.9099 | 697222.7369 | 1225793.783 | 679 | 684619.716 | 1221971.9099 | 681 | 697222.7369 | 1225793.783
VN | 548672886 | LINEVN0541b | 500 | 15.8243 | [5 empty] | 50 | 6 cables - 2 systems | LINESTRING (684619.71601054 1221971.909866364, 684928.7159504173 1222070.9374022973, 685292.5680138903 1222187.5582577034, 685672.386503362 1222309.2965394936, 686055.420412608 1222432.0757202308, 686412.8091478148 1222546.6269996276, 686770.0431356287 1222661.148515508, 687127.5152377788 1222775.731013246, 687562.9927535901 1222915.34617285, 687977.6633586892 1223049.0512740414, 688494.2633023901 1223216.1724777492, 688927.7780490522 1223361.0619607274, 689368.2586265613 1223508.2881481464, 689904.6528822114 1223687.5735999614, 690351.211879558 1223836.85215547, 690845.959814119 1224002.2386598177, 691275.3467226706 1224145.7778700213, 691745.124515609 1224302.846847703, 692213.2958044554 1224459.3607343847, 692649.783452473 1224605.3071223916, 693047.870586822 1224738.421251909, 693503.3819778654 1224890.7322633245, 693991.7143610851 1225054.031728988, 694457.3386452695 1225209.7475814577, 694884.0833665539 1225352.4608724448, 695245.4295497832 1225427.605359586, 695688.8341978237 1225511.931416035, 696296.9602243186 1225624.9796684626, 696744.7167692827 1225708.2962817322, 697222.7369469288 1225793.7830223925) | line | [10 empty] | 6 |  |  |  | 679 | 681 | 1 | FALSE | FALSE | 2 | TRUE | TRUE | 679 | 681 | 684619.716 | 1221971.9099 | 697222.7369 | 1225793.783 | 679 | 684619.716 | 1221971.9099 | 681 | 697222.7369 | 1225793.783
VN | 548672889 | LINEVN0542a | 500 | 1.9316 | [5 empty] | 50 | 6 cables - 2 systems | LINESTRING (724866.4324660767 1174594.4032523562, 724504.2247695869 1174406.556398266, 724171.5961795563 1174234.0666686557, 723839.7501614047 1174061.973246692, 723437.4884059003 1173853.3862680008) | line | [10 empty] | 6 | 2 |  |  | 682 | 683 | 1 | FALSE | FALSE | 2 | TRUE | TRUE | 682 | 683 | 724866.4325 | 1174594.4033 | 723437.4884 | 1173853.3863 | 682 | 724866.4325 | 1174594.4033 | 683 | 723437.4884 | 1173853.3863
VN | 548672889 | LINEVN0542b | 500 | 1.9316 | [5 empty] | 50 | 6 cables - 2 systems | LINESTRING (724866.4324660767 1174594.4032523562, 724504.2247695869 1174406.556398266, 724171.5961795563 1174234.0666686557, 723839.7501614047 1174061.973246692, 723437.4884059003 1173853.3862680008) | line | [10 empty] | 6 | 2 |  |  | 682 | 683 | 1 | FALSE | FALSE | 2 | TRUE | TRUE | 682 | 683 | 724866.4325 | 1174594.4033 | 723437.4884 | 1173853.3863 | 682 | 724866.4325 | 1174594.4033 | 683 | 723437.4884 | 1173853.3863
VN | 548672890 | LINEVN0543 | 500 | 1.4098 | [5 empty] | 50 |  | LINESTRING (723437.4884059003 1173853.3862680008, 723205.3920740279 1173744.80923369, 722707.5964142691 1173727.8504470782, 722409.8608207564 1173732.7404523895, 722405.4195334592 1173610.1026613344) | line | [10 empty] | 3 | 1 |  |  | 683 | 684 | 1 | FALSE | FALSE | 1 | TRUE | FALSE | 683 |  | 723437.4884 | 1173853.3863 |  |  | 683 | 723437.4884 | 1173853.3863 | 684 | 722405.4195 | 1173610.1027
VN | 548672892 | LINEVN0544 | 500 | 2.0621 | [5 empty] | 50 |  | LINESTRING (725169.4919449729 1175756.3102941888, 725328.0984489283 1175410.8605508213, 725620.9675622553 1175140.2426500889, 725542.9340177621 1175056.9882149505, 725167.5472172522 1174741.5772551151, 724866.4324660767 1174594.4032523562) | line | [10 empty] | 3 | 1 |  |  | 685 | 682 | 1 | FALSE | FALSE | 1 | TRUE | TRUE | 685 | 682 | 725169.4919 | 1175756.3103 | 724866.4325 | 1174594.4033 | 685 | 725169.4919 | 1175756.3103 | 682 | 724866.4325 | 1174594.4033
VN | 548672893 | LINEVN0545 | 500 | 1.3628 | [5 empty] | 50 |  | LINESTRING (723437.4884059003 1173853.3862680008, 723211.1116751197 1173723.8586741735, 722707.5964142691 1173727.8504470782, 722441.3986308252 1173713.684572632, 722437.7485768541 1173608.9973757383) | line | [10 empty] | 3 | 1 |  |  | 683 | 686 | 1 | FALSE | FALSE | 1 | TRUE | FALSE | 683 |  | 723437.4884 | 1173853.3863 |  |  | 683 | 723437.4884 | 1173853.3863 | 686 | 722437.7486 | 1173608.9974
VN | 548672895 | LINEVN0546 | 500 | 2.1109 | [5 empty] | 50 |  | LINESTRING (724866.4324660767 1174594.4032523562, 725156.3018254624 1174755.4986824756, 725542.9340177621 1175056.9882149505, 725654.5835123477 1175139.7245495, 725340.3700711173 1175420.4237608775, 725169.4919449729 1175756.3102941888) | line | [10 empty] | 3 | 1 |  |  | 682 | 685 | 1 | FALSE | FALSE | 1 | TRUE | TRUE | 682 | 685 | 724866.4325 | 1174594.4033 | 725169.4919 | 1175756.3103 | 682 | 724866.4325 | 1174594.4033 | 685 | 725169.4919 | 1175756.3103
VN | 548672896 | LINEVN0547 | 500 | 0.90983 | [5 empty] | 50 |  | LINESTRING (723761.1033044464 1178680.4706215719, 723571.4116307101 1179062.0951323283, 723791.9733880842 1179310.2767659032) | line | [10 empty] | 3 | 1 |  |  | 687 | 148 | 1 | FALSE | FALSE | 1 | TRUE | TRUE | 687 | 148 | 723761.1033 | 1178680.4706 | 723791.9734 | 1179310.2768 | 687 | 723761.1033 | 1178680.4706 | 148 | 723791.9734 | 1179310.2768
VN | 548672897 | LINEVN0548 | 500 | 0.8864 | [5 empty] | 50 |  | LINESTRING (723761.1033044464 1178680.4706215719, 723589.3272232243 1179060.3325374988, 723791.9733880842 1179310.2767659032) | line | [10 empty] | 3 | 1 |  |  | 687 | 148 | 1 | FALSE | FALSE | 1 | TRUE | TRUE | 687 | 148 | 723761.1033 | 1178680.4706 | 723791.9734 | 1179310.2768 | 687 | 723761.1033 | 1178680.4706 | 148 | 723791.9734 | 1179310.2768
VN | 548672898 | LINEVN0549a | 500 | 3.8948 | [5 empty] | 50 | 6 cables - 2 systems | LINESTRING (725169.4919449729 1175756.3102941888, 725027.787159372 1176050.513327235, 724884.608472068 1176347.7825380955, 724733.0092625883 1176662.521445117, 724554.6795835863 1177032.8015984057, 724382.4233918876 1177390.4318670065, 724205.753773064 1177757.2383756028, 723990.3833567139 1178204.412068987, 723761.1033044464 1178680.4706215719) | line | [10 empty] | 6 | 2 |  |  | 685 | 687 | 1 | FALSE | FALSE | 2 | TRUE | TRUE | 685 | 687 | 725169.4919 | 1175756.3103 | 723761.1033 | 1178680.4706 | 685 | 725169.4919 | 1175756.3103 | 687 | 723761.1033 | 1178680.4706
VN | 548672898 | LINEVN0549b | 500 | 3.8948 | [5 empty] | 50 | 6 cables - 2 systems | LINESTRING (725169.4919449729 1175756.3102941888, 725027.787159372 1176050.513327235, 724884.608472068 1176347.7825380955, 724733.0092625883 1176662.521445117, 724554.6795835863 1177032.8015984057, 724382.4233918876 1177390.4318670065, 724205.753773064 1177757.2383756028, 723990.3833567139 1178204.412068987, 723761.1033044464 1178680.4706215719) | line | [10 empty] | 6 | 2 |  |  | 685 | 687 | 1 | FALSE | FALSE | 2 | TRUE | TRUE | 685 | 687 | 725169.4919 | 1175756.3103 | 723761.1033 | 1178680.4706 | 685 | 725169.4919 | 1175756.3103 | 687 | 723761.1033 | 1178680.4706
VN | 548672899 | LINEVN0550 | 500 | 0.94841 | [5 empty] | 50 |  | LINESTRING (729485.013838077 1204954.86053739, 729195.4142379564 1205116.1996199063, 729141.8149447688 1205571.8932344534) | line | [10 empty] | 3 | 1 |  |  | 688 | 689 | 1 | FALSE | FALSE | 1 | TRUE | TRUE | 688 | 689 | 729485.0138 | 1204954.8605 | 729141.8149 | 1205571.8932 | 688 | 729485.0138 | 1204954.8605 | 689 | 729141.8149 | 1205571.8932
VN | 548672900 | LINEVN0551 | 500 | 0.92585 | [5 empty] | 50 |  | LINESTRING (729485.013838077 1204954.86053739, 729212.930994166 1205129.1445114876, 729141.8149447688 1205571.8932344534) | line | [10 empty] | 3 | 1 |  |  | 688 | 689 | 1 | FALSE | FALSE | 1 | TRUE | TRUE | 688 | 689 | 729485.0138 | 1204954.8605 | 729141.8149 | 1205571.8932 | 688 | 729485.0138 | 1204954.8605 | 689 | 729141.8149 | 1205571.8932
VN | 548692483 | LINEVN0552 | 500 | 0.95981 | [5 empty] | 50 |  | LINESTRING (730103.7337054152 1215424.5069415863, 730529.9818066978 1215497.900937252, 730859.506795009 1215335.6082732466) | line | [10 empty] | 3 | 1 |  |  | 690 | 691 | 1 | FALSE | FALSE | 1 | TRUE | TRUE | 690 | 691 | 730103.7337 | 1215424.5069 | 730859.5068 | 1215335.6083 | 690 | 730103.7337 | 1215424.5069 | 691 | 730859.5068 | 1215335.6083
VN | 548692484 | LINEVN0553a | 500 | 4.7021 | [5 empty] | 50 | 6 cables - 2 systems | LINESTRING (726255.5595562544 1214686.00774496, 726864.4895807882 1214802.830969376, 727432.4321030179 1214911.803368155, 727952.4547300304 1215011.6021427219, 728469.2878890843 1215110.779013106, 729017.704120335 1215216.0379633852, 729550.6700974058 1215318.3440772383, 730103.7337054152 1215424.5069415863) | line | [10 empty] | 6 | 2 |  |  | 692 | 690 | 1 | FALSE | FALSE | 2 | TRUE | TRUE | 692 | 690 | 726255.5596 | 1214686.0077 | 730103.7337 | 1215424.5069 | 692 | 726255.5596 | 1214686.0077 | 690 | 730103.7337 | 1215424.5069
VN | 548692484 | LINEVN0553b | 500 | 4.7021 | [5 empty] | 50 | 6 cables - 2 systems | LINESTRING (726255.5595562544 1214686.00774496, 726864.4895807882 1214802.830969376, 727432.4321030179 1214911.803368155, 727952.4547300304 1215011.6021427219, 728469.2878890843 1215110.779013106, 729017.704120335 1215216.0379633852, 729550.6700974058 1215318.3440772383, 730103.7337054152 1215424.5069415863) | line | [10 empty] | 6 | 2 |  |  | 692 | 690 | 1 | FALSE | FALSE | 2 | TRUE | TRUE | 692 | 690 | 726255.5596 | 1214686.0077 | 730103.7337 | 1215424.5069 | 692 | 726255.5596 | 1214686.0077 | 690 | 730103.7337 | 1215424.5069
VN | 548692485 | LINEVN0554 | 500 | 0.97673 | [5 empty] | 50 |  | LINESTRING (730859.506795009 1215335.6082732466, 730531.5821857129 1215519.0897909356, 730103.7337054152 1215424.5069415863) | line | [10 empty] | 3 | 1 |  |  | 691 | 690 | 1 | FALSE | FALSE | 1 | TRUE | TRUE | 691 | 690 | 730859.5068 | 1215335.6083 | 730103.7337 | 1215424.5069 | 691 | 730859.5068 | 1215335.6083 | 690 | 730103.7337 | 1215424.5069
VN | 548692486 | LINEVN0555a | 500 | 7.775 | [5 empty] | 50 | 6 cables - 2 systems | LINESTRING (737199.9107836776 1195190.0195510006, 737073.4142502915 1195563.5459617772, 736984.89792336 1195824.9449572605, 736855.1869694577 1196207.975394072, 736668.5742278805 1196759.0314385993, 736481.1504365994 1197312.482788295, 736340.0520615799 1197729.1470361168, 736217.7033729452 1198090.44295988, 736103.6350879656 1198427.3000247069, 735969.4367786441 1198823.587476307, 735834.6822325769 1199221.5196406115, 735703.1920558753 1199609.8264021317, 735580.965186436 1199970.780157494, 735445.1897075113 1200371.736838416, 735313.0583171914 1200761.9421966686, 735121.769177313 1201326.8292495406) | line | [10 empty] | 6 | 2 |  |  | 693 | 694 | 1 | FALSE | FALSE | 2 | TRUE | TRUE | 693 | 694 | 737199.9108 | 1195190.0196 | 735121.7692 | 1201326.8292 | 693 | 737199.9108 | 1195190.0196 | 694 | 735121.7692 | 1201326.8292
VN | 548692486 | LINEVN0555b | 500 | 7.775 | [5 empty] | 50 | 6 cables - 2 systems | LINESTRING (737199.9107836776 1195190.0195510006, 737073.4142502915 1195563.5459617772, 736984.89792336 1195824.9449572605, 736855.1869694577 1196207.975394072, 736668.5742278805 1196759.0314385993, 736481.1504365994 1197312.482788295, 736340.0520615799 1197729.1470361168, 736217.7033729452 1198090.44295988, 736103.6350879656 1198427.3000247069, 735969.4367786441 1198823.587476307, 735834.6822325769 1199221.5196406115, 735703.1920558753 1199609.8264021317, 735580.965186436 1199970.780157494, 735445.1897075113 1200371.736838416, 735313.0583171914 1200761.9421966686, 735121.769177313 1201326.8292495406) | line | [10 empty] | 6 | 2 |  |  | 693 | 694 | 1 | FALSE | FALSE | 2 | TRUE | TRUE | 693 | 694 | 737199.9108 | 1195190.0196 | 735121.7692 | 1201326.8292 | 693 | 737199.9108 | 1195190.0196 | 694 | 735121.7692 | 1201326.8292
VN | 548692487 | LINEVN0556 | 500 | 1.1783 | [5 empty] | 50 |  | LINESTRING (737095.502538003 1194354.7321494822, 737380.7061920441 1194641.9317835649, 737199.9107836776 1195190.0195510006) | line | [10 empty] | 3 | 1 |  |  | 149 | 693 | 1 | FALSE | FALSE | 1 | TRUE | TRUE | 149 | 693 | 737095.5025 | 1194354.7321 | 737199.9108 | 1195190.0196 | 149 | 737095.5025 | 1194354.7321 | 693 | 737199.9108 | 1195190.0196
VN | 548692488 | LINEVN0557 | 500 | 1.2025 | [5 empty] | 50 |  | LINESTRING (737199.9107836776 1195190.0195510006, 737399.0496083975 1194637.6361266428, 737095.502538003 1194354.7321494822) | line | [10 empty] | 3 | 1 |  |  | 693 | 149 | 1 | FALSE | FALSE | 1 | TRUE | TRUE | 693 | 149 | 737199.9108 | 1195190.0196 | 737095.5025 | 1194354.7321 | 693 | 737199.9108 | 1195190.0196 | 149 | 737095.5025 | 1194354.7321
VN | 548692489 | LINEVN0558a | 500 | 7.4041 | [5 empty] | 50 | 6 cables - 2 systems | LINESTRING (734768.7861312099 1201768.6613065782, 734354.3889520622 1202018.5200422707, 734010.1726514451 1202226.056831148, 733657.9321900996 1202438.4415329646, 733259.3913213873 1202678.751786272, 732881.2085049418 1202906.7829695395, 732590.5103135168 1203082.0769971176, 732298.0692592743 1203258.4229761781, 731888.5235925566 1203505.3850123324, 731534.7975852436 1203718.6839005884, 731251.3964034849 1203889.5899275532, 730901.3583899809 1204100.6846899898, 730550.1722124491 1204312.4713707925, 730214.0581480539 1204515.1710304534, 729827.0811820198 1204748.556273884, 729485.013838077 1204954.86053739) | line | [10 empty] | 6 | 2 |  |  | 695 | 688 | 1 | FALSE | FALSE | 2 | TRUE | TRUE | 695 | 688 | 734768.7861 | 1201768.6613 | 729485.0138 | 1204954.8605 | 695 | 734768.7861 | 1201768.6613 | 688 | 729485.0138 | 1204954.8605
VN | 548692489 | LINEVN0558b | 500 | 7.4041 | [5 empty] | 50 | 6 cables - 2 systems | LINESTRING (734768.7861312099 1201768.6613065782, 734354.3889520622 1202018.5200422707, 734010.1726514451 1202226.056831148, 733657.9321900996 1202438.4415329646, 733259.3913213873 1202678.751786272, 732881.2085049418 1202906.7829695395, 732590.5103135168 1203082.0769971176, 732298.0692592743 1203258.4229761781, 731888.5235925566 1203505.3850123324, 731534.7975852436 1203718.6839005884, 731251.3964034849 1203889.5899275532, 730901.3583899809 1204100.6846899898, 730550.1722124491 1204312.4713707925, 730214.0581480539 1204515.1710304534, 729827.0811820198 1204748.556273884, 729485.013838077 1204954.86053739) | line | [10 empty] | 6 | 2 |  |  | 695 | 688 | 1 | FALSE | FALSE | 2 | TRUE | TRUE | 695 | 688 | 734768.7861 | 1201768.6613 | 729485.0138 | 1204954.8605 | 695 | 734768.7861 | 1201768.6613 | 688 | 729485.0138 | 1204954.8605
VN | 548692490 | LINEVN0559 | 500 | 0.73447 | [5 empty] | 50 |  | LINESTRING (735121.769177313 1201326.8292495406, 735038.9375200515 1201618.0216205018, 734768.7861312099 1201768.6613065782) | line | [10 empty] | 3 | 1 |  |  | 694 | 695 | 1 | FALSE | FALSE | 1 | TRUE | TRUE | 694 | 695 | 735121.7692 | 1201326.8292 | 734768.7861 | 1201768.6613 | 694 | 735121.7692 | 1201326.8292 | 695 | 734768.7861 | 1201768.6613
VN | 548692491 | LINEVN0560 | 500 | 0.71693 | [5 empty] | 50 |  | LINESTRING (734768.7861312099 1201768.6613065782, 735023.5158421849 1201604.1479201522, 735121.769177313 1201326.8292495406) | line | [10 empty] | 3 | 1 |  |  | 695 | 694 | 1 | FALSE | FALSE | 1 | TRUE | TRUE | 695 | 694 | 734768.7861 | 1201768.6613 | 735121.7692 | 1201326.8292 | 695 | 734768.7861 | 1201768.6613 | 694 | 735121.7692 | 1201326.8292
VN | 548692492 | LINEVN0561 | 500 | 0.98639 | [5 empty] | 50 |  | LINESTRING (728355.1727694301 1211338.0555997195, 728295.4176253845 1211687.2215717167, 727905.5815560833 1211945.7077403378) | line | [10 empty] | 3 | 1 |  |  | 696 | 697 | 1 | FALSE | FALSE | 1 | TRUE | TRUE | 696 | 697 | 728355.1728 | 1211338.0556 | 727905.5816 | 1211945.7077 | 696 | 728355.1728 | 1211338.0556 | 697 | 727905.5816 | 1211945.7077
VN | 548692493 | LINEVN0562a | 500 | 6.9835 | [5 empty] | 50 | 6 cables - 2 systems | LINESTRING (729141.8149447688 1205571.8932344534, 729107.5543616146 1205823.095165074, 729040.0368662942 1206318.0042166281, 728989.9951499815 1206684.8306852514, 728946.209271259 1207005.7498651233, 728883.5424346273 1207465.164406041, 728839.2271819536 1207789.974493402, 728788.3111824412 1208163.2231136137, 728724.3445783175 1208632.0774482498, 728669.3862980009 1209034.928452041, 728601.8609432917 1209529.9142487235, 728551.1774375503 1209901.3828439186, 728505.135901349 1210238.8936613593, 728445.629701983 1210675.01677639, 728404.0927994536 1210979.4871711975, 728355.1727694301 1211338.0555997195) | line | [10 empty] | 6 | 2 |  |  | 689 | 696 | 1 | FALSE | FALSE | 2 | TRUE | TRUE | 689 | 696 | 729141.8149 | 1205571.8932 | 728355.1728 | 1211338.0556 | 689 | 729141.8149 | 1205571.8932 | 696 | 728355.1728 | 1211338.0556
VN | 548692493 | LINEVN0562b | 500 | 6.9835 | [5 empty] | 50 | 6 cables - 2 systems | LINESTRING (729141.8149447688 1205571.8932344534, 729107.5543616146 1205823.095165074, 729040.0368662942 1206318.0042166281, 728989.9951499815 1206684.8306852514, 728946.209271259 1207005.7498651233, 728883.5424346273 1207465.164406041, 728839.2271819536 1207789.974493402, 728788.3111824412 1208163.2231136137, 728724.3445783175 1208632.0774482498, 728669.3862980009 1209034.928452041, 728601.8609432917 1209529.9142487235, 728551.1774375503 1209901.3828439186, 728505.135901349 1210238.8936613593, 728445.629701983 1210675.01677639, 728404.0927994536 1210979.4871711975, 728355.1727694301 1211338.0555997195) | line | [10 empty] | 6 | 2 |  |  | 689 | 696 | 1 | FALSE | FALSE | 2 | TRUE | TRUE | 689 | 696 | 729141.8149 | 1205571.8932 | 728355.1728 | 1211338.0556 | 689 | 729141.8149 | 1205571.8932 | 696 | 728355.1728 | 1211338.0556
VN | 548692494 | LINEVN0563 | 500 | 1.0083 | [5 empty] | 50 |  | LINESTRING (728355.1727694301 1211338.0555997195, 728313.3716383022 1211699.638586609, 727905.5815560833 1211945.7077403378) | line | [10 empty] | 3 | 1 |  |  | 696 | 697 | 1 | FALSE | FALSE | 1 | TRUE | TRUE | 696 | 697 | 728355.1728 | 1211338.0556 | 727905.5816 | 1211945.7077 | 696 | 728355.1728 | 1211338.0556 | 697 | 727905.5816 | 1211945.7077
VN | 548692499 | LINEVN0564 | 500 | 1.3359 | [5 empty] | 50 |  | LINESTRING (716073.9194776875 1216697.6685151276, 715555.6896956277 1216296.0335075608, 715103.3932732425 1216226.5614804374) | line | [10 empty] | 3 | 1 |  |  | 698 | 699 | 1 | FALSE | FALSE | 1 | TRUE | TRUE | 698 | 699 | 716073.9195 | 1216697.6685 | 715103.3933 | 1216226.5615 | 698 | 716073.9195 | 1216697.6685 | 699 | 715103.3933 | 1216226.5615
VN | 548692500 | LINEVN0565 | 500 | 1.3222 | [5 empty] | 50 |  | LINESTRING (716073.9194776875 1216697.6685151276, 715544.8188253851 1216318.4876589424, 715103.3932732425 1216226.5614804374) | line | [10 empty] | 3 | 1 |  |  | 698 | 699 | 1 | FALSE | FALSE | 1 | TRUE | TRUE | 698 | 699 | 716073.9195 | 1216697.6685 | 715103.3933 | 1216226.5615 | 698 | 716073.9195 | 1216697.6685 | 699 | 715103.3933 | 1216226.5615
VN | 548692502 | LINEVN0566a | 500 | 1.7976 | [5 empty] | 50 | 6 cables - 2 systems | LINESTRING (717544.1640314637 1218116.4037343925, 717228.9680473098 1217757.4505221625, 716975.1266752392 1217468.3880463282, 716746.0276705219 1217207.494258552, 716555.7436757592 1216990.8041562818) | line | [10 empty] | 6 | 2 |  |  | 700 | 701 | 1 | FALSE | FALSE | 2 | TRUE | TRUE | 700 | 701 | 717544.164 | 1218116.4037 | 716555.7437 | 1216990.8042 | 700 | 717544.164 | 1218116.4037 | 701 | 716555.7437 | 1216990.8042
VN | 548692502 | LINEVN0566b | 500 | 1.7976 | [5 empty] | 50 | 6 cables - 2 systems | LINESTRING (717544.1640314637 1218116.4037343925, 717228.9680473098 1217757.4505221625, 716975.1266752392 1217468.3880463282, 716746.0276705219 1217207.494258552, 716555.7436757592 1216990.8041562818) | line | [10 empty] | 6 | 2 |  |  | 700 | 701 | 1 | FALSE | FALSE | 2 | TRUE | TRUE | 700 | 701 | 717544.164 | 1218116.4037 | 716555.7437 | 1216990.8042 | 700 | 717544.164 | 1218116.4037 | 701 | 716555.7437 | 1216990.8042
VN | 548692503 | LINEVN0567a | 500 | 2.4073 | [5 empty] | 50 | 6 cables - 2 systems | LINESTRING (717471.2755769388 1218125.1690696694, 717089.692818993 1217689.3373598359, 716735.3736963001 1217284.6596603557, 716503.423434105 1217019.7221402412, 716073.9194776875 1216697.6685151276) | line | [10 empty] | 6 | 2 |  |  | 702 | 698 | 1 | FALSE | FALSE | 2 | TRUE | TRUE | 702 | 698 | 717471.2756 | 1218125.1691 | 716073.9195 | 1216697.6685 | 702 | 717471.2756 | 1218125.1691 | 698 | 716073.9195 | 1216697.6685
VN | 548692503 | LINEVN0567b | 500 | 2.4073 | [5 empty] | 50 | 6 cables - 2 systems | LINESTRING (717471.2755769388 1218125.1690696694, 717089.692818993 1217689.3373598359, 716735.3736963001 1217284.6596603557, 716503.423434105 1217019.7221402412, 716073.9194776875 1216697.6685151276) | line | [10 empty] | 6 | 2 |  |  | 702 | 698 | 1 | FALSE | FALSE | 2 | TRUE | TRUE | 702 | 698 | 717471.2756 | 1218125.1691 | 716073.9195 | 1216697.6685 | 702 | 717471.2756 | 1218125.1691 | 698 | 716073.9195 | 1216697.6685
VN | 548692505 | LINEVN0568 | 500 | 1.0102 | [5 empty] | 50 |  | LINESTRING (716033.4814189028 1216746.4805802973, 715634.6295928266 1216442.9907126154, 715307.3758750665 1216348.3713081384) | line | [10 empty] | 3 | 1 |  |  | 703 | 704 | 1 | FALSE | FALSE | 1 | TRUE | TRUE | 703 | 704 | 716033.4814 | 1216746.4806 | 715307.3759 | 1216348.3713 | 703 | 716033.4814 | 1216746.4806 | 704 | 715307.3759 | 1216348.3713
VN | 548692506 | LINEVN0569a | 500 | 1.8637 | [5 empty] | 50 | 6 cables - 2 systems | LINESTRING (717489.6916016215 1218232.4661228668, 717227.4166020034 1217933.7522550935, 716954.5482873584 1217622.967122712, 716638.4517810198 1217262.964723165, 716464.9623707924 1217065.38256425) | line | [10 empty] | 6 | 2 |  |  | 705 | 706 | 1 | FALSE | FALSE | 2 | TRUE | TRUE | 705 | 706 | 717489.6916 | 1218232.4661 | 716464.9624 | 1217065.3826 | 705 | 717489.6916 | 1218232.4661 | 706 | 716464.9624 | 1217065.3826
VN | 548692506 | LINEVN0569b | 500 | 1.8637 | [5 empty] | 50 | 6 cables - 2 systems | LINESTRING (717489.6916016215 1218232.4661228668, 717227.4166020034 1217933.7522550935, 716954.5482873584 1217622.967122712, 716638.4517810198 1217262.964723165, 716464.9623707924 1217065.38256425) | line | [10 empty] | 6 | 2 |  |  | 705 | 706 | 1 | FALSE | FALSE | 2 | TRUE | TRUE | 705 | 706 | 717489.6916 | 1218232.4661 | 716464.9624 | 1217065.3826 | 705 | 717489.6916 | 1218232.4661 | 706 | 716464.9624 | 1217065.3826
VN | 548692508 | LINEVN0570 | 500 | 0.808 | [5 empty] | 50 |  | LINESTRING (717371.5458582151 1218671.820706596, 717681.2786684561 1218463.157541407, 717489.6916016215 1218232.4661228668) | line | [10 empty] | 3 | 1 |  |  | 707 | 705 | 1 | FALSE | FALSE | 1 | TRUE | TRUE | 707 | 705 | 717371.5459 | 1218671.8207 | 717489.6916 | 1218232.4661 | 707 | 717371.5459 | 1218671.8207 | 705 | 717489.6916 | 1218232.4661
VN | 548692510 | LINEVN0571 | 500 | 0.8339 | [5 empty] | 50 |  | LINESTRING (718066.0424340664 1218223.3756898174, 717788.2050647547 1218393.4142347462, 717544.1640314637 1218116.4037343925) | line | [10 empty] | 3 | 1 |  |  | 708 | 700 | 1 | FALSE | FALSE | 1 | TRUE | TRUE | 708 | 700 | 718066.0424 | 1218223.3757 | 717544.164 | 1218116.4037 | 708 | 718066.0424 | 1218223.3757 | 700 | 717544.164 | 1218116.4037
VN | 548692511 | LINEVN0572a | 500 | 14.0059 | [5 empty] | 50 | 6 cables - 2 systems | LINESTRING (727905.5815560833 1211945.7077403378, 727517.4566668529 1212193.2665455122, 727151.2240156146 1212426.8728669875, 726789.1919597497 1212657.7894161397, 726405.6096067189 1212902.4574654738, 726043.9841468362 1213133.1396479106, 725722.806321303 1213338.0129099262, 725365.1333802129 1213566.172070121, 725011.2760248459 1213791.9040589822, 724669.8754979551 1214009.702553984, 724315.2049953651 1214235.9657938862, 723940.5783191003 1214474.963560264, 723571.7988213091 1214710.2315195715, 723211.512216976 1214940.0946943166, 722892.2173583911 1215143.7959206922, 722483.5116240106 1215404.5594784156, 722106.3777490683 1215645.1827058962, 721756.4775427224 1215868.434656458, 721395.2085138476 1216098.948198392, 721079.9452332461 1216300.1122452435, 720727.8535427878 1216524.7740476404, 720383.3530484429 1216744.5995059542, 720041.7558571787 1216962.5663659493, 719646.6241432149 1217214.7076807853, 719306.6182745182 1217431.6842885932, 718921.938529874 1217677.1643683128, 718479.4909352702 1217959.525646838, 718066.0424340664 1218223.3756898174) | line | [10 empty] | 6 | 2 |  |  | 697 | 708 | 1 | FALSE | FALSE | 2 | TRUE | TRUE | 697 | 708 | 727905.5816 | 1211945.7077 | 718066.0424 | 1218223.3757 | 697 | 727905.5816 | 1211945.7077 | 708 | 718066.0424 | 1218223.3757
VN | 548692511 | LINEVN0572b | 500 | 14.0059 | [5 empty] | 50 | 6 cables - 2 systems | LINESTRING (727905.5815560833 1211945.7077403378, 727517.4566668529 1212193.2665455122, 727151.2240156146 1212426.8728669875, 726789.1919597497 1212657.7894161397, 726405.6096067189 1212902.4574654738, 726043.9841468362 1213133.1396479106, 725722.806321303 1213338.0129099262, 725365.1333802129 1213566.172070121, 725011.2760248459 1213791.9040589822, 724669.8754979551 1214009.702553984, 724315.2049953651 1214235.9657938862, 723940.5783191003 1214474.963560264, 723571.7988213091 1214710.2315195715, 723211.512216976 1214940.0946943166, 722892.2173583911 1215143.7959206922, 722483.5116240106 1215404.5594784156, 722106.3777490683 1215645.1827058962, 721756.4775427224 1215868.434656458, 721395.2085138476 1216098.948198392, 721079.9452332461 1216300.1122452435, 720727.8535427878 1216524.7740476404, 720383.3530484429 1216744.5995059542, 720041.7558571787 1216962.5663659493, 719646.6241432149 1217214.7076807853, 719306.6182745182 1217431.6842885932, 718921.938529874 1217677.1643683128, 718479.4909352702 1217959.525646838, 718066.0424340664 1218223.3756898174) | line | [10 empty] | 6 | 2 |  |  | 697 | 708 | 1 | FALSE | FALSE | 2 | TRUE | TRUE | 697 | 708 | 727905.5816 | 1211945.7077 | 718066.0424 | 1218223.3757 | 697 | 727905.5816 | 1211945.7077 | 708 | 718066.0424 | 1218223.3757
VN | 548692512 | LINEVN0573 | 500 | 1.019 | [5 empty] | 50 |  | LINESTRING (717471.2755769388 1218125.1690696694, 717764.43716881 1218478.0048421544, 718086.7782401431 1218257.767309664) | line | [10 empty] | 3 | 1 |  |  | 702 | 709 | 1 | FALSE | FALSE | 1 | TRUE | TRUE | 702 | 709 | 717471.2756 | 1218125.1691 | 718086.7782 | 1218257.7673 | 702 | 717471.2756 | 1218125.1691 | 709 | 718086.7782 | 1218257.7673
VN | 548692514 | LINEVN0574 | 500 | 1.0645 | [5 empty] | 50 |  | LINESTRING (722897.4434766095 1215183.960852305, 723296.2681120506 1214911.1074701229, 723698.5661146971 1214875.7399333743) | line | [10 empty] | 3 | 1 |  |  | 710 | 711 | 1 | FALSE | FALSE | 1 | TRUE | TRUE | 710 | 711 | 722897.4435 | 1215183.9609 | 723698.5661 | 1214875.7399 | 710 | 722897.4435 | 1215183.9609 | 711 | 723698.5661 | 1214875.7399
VN | 548692515 | LINEVN0575a | 500 | 6.8506 | [5 empty] | 50 | 6 cables - 2 systems | LINESTRING (718086.7782401431 1218257.767309664, 718512.1285988315 1217985.9424807047, 718991.7271607952 1217679.4672787662, 719532.8007226994 1217333.7229719239, 720106.0857074338 1216967.4015759148, 720568.2937863843 1216672.0794271068, 721022.5295597324 1216381.8422635456, 721434.8898089242 1216118.3788148912, 721885.0800342336 1215830.7346324844, 722335.3336152872 1215543.0734913403, 722897.4434766095 1215183.960852305) | line | [10 empty] | 6 | 2 |  |  | 709 | 710 | 1 | FALSE | FALSE | 2 | TRUE | TRUE | 709 | 710 | 718086.7782 | 1218257.7673 | 722897.4435 | 1215183.9609 | 709 | 718086.7782 | 1218257.7673 | 710 | 722897.4435 | 1215183.9609
VN | 548692515 | LINEVN0575b | 500 | 6.8506 | [5 empty] | 50 | 6 cables - 2 systems | LINESTRING (718086.7782401431 1218257.767309664, 718512.1285988315 1217985.9424807047, 718991.7271607952 1217679.4672787662, 719532.8007226994 1217333.7229719239, 720106.0857074338 1216967.4015759148, 720568.2937863843 1216672.0794271068, 721022.5295597324 1216381.8422635456, 721434.8898089242 1216118.3788148912, 721885.0800342336 1215830.7346324844, 722335.3336152872 1215543.0734913403, 722897.4434766095 1215183.960852305) | line | [10 empty] | 6 | 2 |  |  | 709 | 710 | 1 | FALSE | FALSE | 2 | TRUE | TRUE | 709 | 710 | 718086.7782 | 1218257.7673 | 722897.4435 | 1215183.9609 | 709 | 718086.7782 | 1218257.7673 | 710 | 722897.4435 | 1215183.9609
VN | 548692516 | LINEVN0576 | 500 | 1.0542 | [5 empty] | 50 |  | LINESTRING (723698.5661146971 1214875.7399333743, 723301.9316508553 1214928.6825955498, 722897.4434766095 1215183.960852305) | line | [10 empty] | 3 | 1 |  |  | 711 | 710 | 1 | FALSE | FALSE | 1 | TRUE | TRUE | 711 | 710 | 723698.5661 | 1214875.7399 | 722897.4435 | 1215183.9609 | 711 | 723698.5661 | 1214875.7399 | 710 | 722897.4435 | 1215183.9609
VN | 548692517 | LINEVN0577 | 500 | 1.0435 | [5 empty] | 50 |  | LINESTRING (725402.64977762 1214652.4289745733, 725813.9971979344 1214585.537722895, 726255.5595562544 1214686.00774496) | line | [10 empty] | 3 | 1 |  |  | 712 | 692 | 1 | FALSE | FALSE | 1 | TRUE | TRUE | 712 | 692 | 725402.6498 | 1214652.429 | 726255.5596 | 1214686.0077 | 712 | 725402.6498 | 1214652.429 | 692 | 726255.5596 | 1214686.0077
VN | 548692518 | LINEVN0578a | 500 | 2.0624 | [5 empty] | 50 | 6 cables - 2 systems | LINESTRING (723698.5661146971 1214875.7399333743, 724302.3148529609 1214796.6102702743, 724874.2055456617 1214721.6655412815, 725402.64977762 1214652.4289745733) | line | [10 empty] | 6 | 2 |  |  | 711 | 712 | 1 | FALSE | FALSE | 2 | TRUE | TRUE | 711 | 712 | 723698.5661 | 1214875.7399 | 725402.6498 | 1214652.429 | 711 | 723698.5661 | 1214875.7399 | 712 | 725402.6498 | 1214652.429
VN | 548692518 | LINEVN0578b | 500 | 2.0624 | [5 empty] | 50 | 6 cables - 2 systems | LINESTRING (723698.5661146971 1214875.7399333743, 724302.3148529609 1214796.6102702743, 724874.2055456617 1214721.6655412815, 725402.64977762 1214652.4289745733) | line | [10 empty] | 6 | 2 |  |  | 711 | 712 | 1 | FALSE | FALSE | 2 | TRUE | TRUE | 711 | 712 | 723698.5661 | 1214875.7399 | 725402.6498 | 1214652.429 | 711 | 723698.5661 | 1214875.7399 | 712 | 725402.6498 | 1214652.429
VN | 548692519 | LINEVN0579 | 500 | 1.0361 | [5 empty] | 50 |  | LINESTRING (725402.64977762 1214652.4289745733, 725812.2665905517 1214603.5163369835, 726255.5595562544 1214686.00774496) | line | [10 empty] | 3 | 1 |  |  | 712 | 692 | 1 | FALSE | FALSE | 1 | TRUE | TRUE | 712 | 692 | 725402.6498 | 1214652.429 | 726255.5596 | 1214686.0077 | 712 | 725402.6498 | 1214652.429 | 692 | 726255.5596 | 1214686.0077
VN | 548692520 | LINEVN0580a | 500 | 10.6919 | [5 empty] | 50 | 6 cables - 2 systems | LINESTRING (871705.3302930617 1244658.7950542707, 872156.0903114781 1244913.9080203876, 872655.5310746077 1245194.9396366614, 873121.3214507874 1245456.9472305325, 873575.124330157 1245714.005626251, 873990.4943098983 1245959.114790992, 874533.0866244873 1246260.0636525839, 874971.869771576 1246508.6541463942, 875476.8033688471 1246793.4427557886, 875946.5029321279 1247055.5405486664, 876280.3848738262 1247244.6452256371, 876555.2389477363 1247490.4629884246, 876977.2670978131 1247864.1910806466, 877382.7225238195 1248224.7715485657, 877811.4299775455 1248603.53623743, 878255.2348230483 1248993.710241009, 878660.6920435664 1249351.8235800797, 879015.9052528788 1249667.9622745551) | line | [10 empty] | 6 | 2 |  |  | 713 | 714 | 1 | FALSE | FALSE | 2 | TRUE | TRUE | 713 | 714 | 871705.3303 | 1244658.7951 | 879015.9053 | 1249667.9623 | 713 | 871705.3303 | 1244658.7951 | 714 | 879015.9053 | 1249667.9623
VN | 548692520 | LINEVN0580b | 500 | 10.6919 | [5 empty] | 50 | 6 cables - 2 systems | LINESTRING (871705.3302930617 1244658.7950542707, 872156.0903114781 1244913.9080203876, 872655.5310746077 1245194.9396366614, 873121.3214507874 1245456.9472305325, 873575.124330157 1245714.005626251, 873990.4943098983 1245959.114790992, 874533.0866244873 1246260.0636525839, 874971.869771576 1246508.6541463942, 875476.8033688471 1246793.4427557886, 875946.5029321279 1247055.5405486664, 876280.3848738262 1247244.6452256371, 876555.2389477363 1247490.4629884246, 876977.2670978131 1247864.1910806466, 877382.7225238195 1248224.7715485657, 877811.4299775455 1248603.53623743, 878255.2348230483 1248993.710241009, 878660.6920435664 1249351.8235800797, 879015.9052528788 1249667.9622745551) | line | [10 empty] | 6 | 2 |  |  | 713 | 714 | 1 | FALSE | FALSE | 2 | TRUE | TRUE | 713 | 714 | 871705.3303 | 1244658.7951 | 879015.9053 | 1249667.9623 | 713 | 871705.3303 | 1244658.7951 | 714 | 879015.9053 | 1249667.9623
VN | 548692521 | LINEVN0581 | 500 | 0.84682 | [5 empty] | 50 |  | LINESTRING (871039.2232727305 1244496.3483340205, 871425.6919594754 1244505.0423806447, 871705.3302930617 1244658.7950542707) | line | [10 empty] | 3 |  |  |  | 715 | 713 | 1 | FALSE | FALSE | 1 | TRUE | TRUE | 715 | 713 | 871039.2233 | 1244496.3483 | 871705.3303 | 1244658.7951 | 715 | 871039.2233 | 1244496.3483 | 713 | 871705.3303 | 1244658.7951
VN | 548692522 | LINEVN0582 | 500 | 0.8587 | [5 empty] | 50 |  | LINESTRING (871039.2232727305 1244496.3483340205, 871430.4519173519 1244486.8207068641, 871705.3302930617 1244658.7950542707) | line | [10 empty] | 3 |  |  |  | 715 | 713 | 1 | FALSE | FALSE | 1 | TRUE | TRUE | 715 | 713 | 871039.2233 | 1244496.3483 | 871705.3303 | 1244658.7951 | 715 | 871039.2233 | 1244496.3483 | 713 | 871705.3303 | 1244658.7951
VN | 548692523 | LINEVN0583a | 500 | 11.3204 | [5 empty] | 50 | 6 cables - 2 systems | LINESTRING (861768.3120352183 1243193.559704336, 862270.8176368296 1243326.5660361643, 862799.1646749706 1243468.7564520785, 863315.847036354 1243605.7299109406, 863900.3521494521 1243761.1040778398, 864456.1955605954 1243909.762950404, 864919.0598030551 1244033.6167726314, 865508.6733321855 1244190.1130024337, 866020.3561310929 1244327.356734674, 866408.3543864955 1244431.4517672306, 866771.0840956466 1244436.9051214105, 867307.5641001503 1244444.2081562867, 867839.5000680373 1244451.32407431, 868375.3710778764 1244460.6871903855, 868881.519675061 1244466.6491927523, 869403.6515705597 1244473.091293323, 869928.8495350204 1244480.319416314, 870494.5117570546 1244489.1756016123, 871039.2232727305 1244496.3483340205) | line | [10 empty] | 6 |  |  |  | 716 | 715 | 1 | FALSE | FALSE | 2 | TRUE | TRUE | 716 | 715 | 861768.312 | 1243193.5597 | 871039.2233 | 1244496.3483 | 716 | 861768.312 | 1243193.5597 | 715 | 871039.2233 | 1244496.3483
VN | 548692523 | LINEVN0583b | 500 | 11.3204 | [5 empty] | 50 | 6 cables - 2 systems | LINESTRING (861768.3120352183 1243193.559704336, 862270.8176368296 1243326.5660361643, 862799.1646749706 1243468.7564520785, 863315.847036354 1243605.7299109406, 863900.3521494521 1243761.1040778398, 864456.1955605954 1243909.762950404, 864919.0598030551 1244033.6167726314, 865508.6733321855 1244190.1130024337, 866020.3561310929 1244327.356734674, 866408.3543864955 1244431.4517672306, 866771.0840956466 1244436.9051214105, 867307.5641001503 1244444.2081562867, 867839.5000680373 1244451.32407431, 868375.3710778764 1244460.6871903855, 868881.519675061 1244466.6491927523, 869403.6515705597 1244473.091293323, 869928.8495350204 1244480.319416314, 870494.5117570546 1244489.1756016123, 871039.2232727305 1244496.3483340205) | line | [10 empty] | 6 |  |  |  | 716 | 715 | 1 | FALSE | FALSE | 2 | TRUE | TRUE | 716 | 715 | 861768.312 | 1243193.5597 | 871039.2233 | 1244496.3483 | 716 | 861768.312 | 1243193.5597 | 715 | 871039.2233 | 1244496.3483
VN | 548692524 | LINEVN0584 | 500 | 0.83153 | [5 empty] | 50 |  | LINESTRING (861148.2338846205 1242901.598268515, 861476.5395718225 1243112.1774441202, 861768.3120352183 1243193.559704336) | line | [10 empty] | 3 |  |  |  | 717 | 716 | 1 | FALSE | FALSE | 1 | TRUE | TRUE | 717 | 716 | 861148.2339 | 1242901.5983 | 861768.312 | 1243193.5597 | 717 | 861148.2339 | 1242901.5983 | 716 | 861768.312 | 1243193.5597
VN | 548692525 | LINEVN0585 | 500 | 0.83887 | [5 empty] | 50 |  | LINESTRING (861148.2338846205 1242901.598268515, 861469.7524257221 1243128.4156810571, 861768.3120352183 1243193.559704336) | line | [10 empty] | 3 |  |  |  | 717 | 716 | 1 | FALSE | FALSE | 1 | TRUE | TRUE | 717 | 716 | 861148.2339 | 1242901.5983 | 861768.312 | 1243193.5597 | 717 | 861148.2339 | 1242901.5983 | 716 | 861768.312 | 1243193.5597
VN | 548692526 | LINEVN0586a | 500 | 30.135 | [5 empty] | 50 | 6 cables - 2 systems | LINESTRING (861087.0139523228 1242920.9236615251, 860659.1546978969 1242641.536861429, 860260.5738090682 1242381.4368132723, 859803.1942406006 1242083.127706494, 859336.5961055689 1241778.3672077197, 858846.3523048314 1241462.6089226855, 858364.7682978308 1241144.1886390839, 857895.984658807 1240840.1416904575, 857430.0381621432 1240538.8935099342, 856985.0514916359 1240247.0243349005, 856676.4254642923 1240046.0188556854, 856330.9560894597 1239822.3372867831, 855929.982583025 1239561.5543924542, 855508.8229830635 1239286.4125931205, 855056.9057914369 1238991.6243938184, 854548.3088844127 1238659.7178311811, 854130.2470989062 1238387.4149703276, 853573.4584796089 1238024.1341759108, 853036.0292153476 1237675.487096029, 852556.888786372 1237363.6156141248, 852172.125599467 1237112.6655300935, 851821.2288781811 1236905.415547032, 851324.8662121622 1236612.7179376485, 850818.2319018431 1236312.5875468357, 850356.4781392334 1236039.855046963, 849901.105192767 1235771.076661681, 849397.387326989 1235474.285949708, 848955.8656467369 1235214.8006989814, 848578.7716308273 1234988.7433380831, 848238.4184766058 1234788.968594976, 847791.757675539 1234524.9309974571, 847483.409458902 1234346.1649052422, 846916.7896543606 1234008.118571917, 846505.5708758028 1233773.1562572042, 846045.1694134272 1233500.2552256489, 845623.7188096853 1233251.6215351038, 845137.113124392 1232963.341835815, 844749.9546294971 1232735.5096512812, 844463.417099789 1232635.972072541, 844107.5910829771 1232514.4834437678, 843717.0906454169 1232379.076965675, 843276.8552412337 1232228.8082981564, 842797.8740352539 1232061.6920822505, 842254.0469066118 1231876.1922918083, 841793.2664870815 1231716.4619067356, 841356.7962748313 1231564.846650067, 840829.4451889773 1231386.1045460312, 840298.2641562785 1231195.7826845793, 839786.8102978662 1231016.7183279425, 839216.274749341 1230821.0221974975) | line | [10 empty] | 6 | 2 |  |  | 718 | 719 | 1 | FALSE | FALSE | 2 | TRUE | TRUE | 718 | 719 | 861087.014 | 1242920.9237 | 839216.2747 | 1230821.0222 | 718 | 861087.014 | 1242920.9237 | 719 | 839216.2747 | 1230821.0222
VN | 548692526 | LINEVN0586b | 500 | 30.135 | [5 empty] | 50 | 6 cables - 2 systems | LINESTRING (861087.0139523228 1242920.9236615251, 860659.1546978969 1242641.536861429, 860260.5738090682 1242381.4368132723, 859803.1942406006 1242083.127706494, 859336.5961055689 1241778.3672077197, 858846.3523048314 1241462.6089226855, 858364.7682978308 1241144.1886390839, 857895.984658807 1240840.1416904575, 857430.0381621432 1240538.8935099342, 856985.0514916359 1240247.0243349005, 856676.4254642923 1240046.0188556854, 856330.9560894597 1239822.3372867831, 855929.982583025 1239561.5543924542, 855508.8229830635 1239286.4125931205, 855056.9057914369 1238991.6243938184, 854548.3088844127 1238659.7178311811, 854130.2470989062 1238387.4149703276, 853573.4584796089 1238024.1341759108, 853036.0292153476 1237675.487096029, 852556.888786372 1237363.6156141248, 852172.125599467 1237112.6655300935, 851821.2288781811 1236905.415547032, 851324.8662121622 1236612.7179376485, 850818.2319018431 1236312.5875468357, 850356.4781392334 1236039.855046963, 849901.105192767 1235771.076661681, 849397.387326989 1235474.285949708, 848955.8656467369 1235214.8006989814, 848578.7716308273 1234988.7433380831, 848238.4184766058 1234788.968594976, 847791.757675539 1234524.9309974571, 847483.409458902 1234346.1649052422, 846916.7896543606 1234008.118571917, 846505.5708758028 1233773.1562572042, 846045.1694134272 1233500.2552256489, 845623.7188096853 1233251.6215351038, 845137.113124392 1232963.341835815, 844749.9546294971 1232735.5096512812, 844463.417099789 1232635.972072541, 844107.5910829771 1232514.4834437678, 843717.0906454169 1232379.076965675, 843276.8552412337 1232228.8082981564, 842797.8740352539 1232061.6920822505, 842254.0469066118 1231876.1922918083, 841793.2664870815 1231716.4619067356, 841356.7962748313 1231564.846650067, 840829.4451889773 1231386.1045460312, 840298.2641562785 1231195.7826845793, 839786.8102978662 1231016.7183279425, 839216.274749341 1230821.0221974975) | line | [10 empty] | 6 | 2 |  |  | 718 | 719 | 1 | FALSE | FALSE | 2 | TRUE | TRUE | 718 | 719 | 861087.014 | 1242920.9237 | 839216.2747 | 1230821.0222 | 718 | 861087.014 | 1242920.9237 | 719 | 839216.2747 | 1230821.0222
VN | 548692527 | LINEVN0587a | 500 | 30.2502 | [5 empty] | 50 | 6 cables - 2 systems | LINESTRING (839194.4917315484 1230759.1593096268, 839709.4608090345 1230938.249090779, 840255.8694655006 1231126.559605945, 840817.3292528805 1231319.4134425565, 841863.3670523692 1231679.1408834518, 842357.6514328091 1231844.5083946818, 842866.0463336684 1232019.646300804, 843321.6732870925 1232177.036644538, 843870.9610911594 1232367.7870061179, 844429.9160984212 1232560.2459906642, 844775.7979935835 1232679.9162741753, 845134.9258558174 1232890.517498905, 845619.6812011977 1233177.0716561545, 846079.2150484534 1233447.9173219653, 846562.3036801636 1233736.6542322852, 847040.5067159524 1234016.3118266205, 847633.0200911569 1234370.7854908484, 848038.3262224436 1234608.2944693768, 848466.3483272456 1234861.34893997, 849003.366704357 1235177.6604869002, 849504.2181701502 1235475.2311403847, 850022.270031796 1235781.293525423, 850490.7806746212 1236057.6919262626, 850922.8408087036 1236313.5916009794, 851377.6141998121 1236583.0027773634, 851791.1560384398 1236828.2287495886, 852198.1409959027 1237068.5727444964, 852571.9384423133 1237312.3484926869, 853074.7600628152 1237638.699453382, 853610.3461306392 1237985.95359708, 853992.4077833035 1238237.2741025784, 854331.9939233138 1238455.6285990062, 854686.5261042782 1238688.7273619524, 855178.0944443853 1239008.8643002037, 855629.4707338884 1239302.0537928022, 856098.5900639197 1239608.8382414456, 856374.9422401134 1239788.2029706265, 856681.4220225752 1239987.8625104174, 857106.5801886523 1240262.848226109, 857545.8138774659 1240550.8234457732, 858025.3872468944 1240863.5887462737, 858465.3403141557 1241152.4644034666, 858921.0158589404 1241449.6755679187, 859375.6786743879 1241745.865437856, 859827.5708085708 1242039.8402507922, 860305.2087361802 1242351.1581198892, 860749.9522256546 1242640.6959066489, 861148.2338846205 1242901.598268515) | line | [10 empty] | 6 |  |  |  | 720 | 717 | 1 | FALSE | FALSE | 2 | TRUE | TRUE | 720 | 717 | 839194.4917 | 1230759.1593 | 861148.2339 | 1242901.5983 | 720 | 839194.4917 | 1230759.1593 | 717 | 861148.2339 | 1242901.5983
VN | 548692527 | LINEVN0587b | 500 | 30.2502 | [5 empty] | 50 | 6 cables - 2 systems | LINESTRING (839194.4917315484 1230759.1593096268, 839709.4608090345 1230938.249090779, 840255.8694655006 1231126.559605945, 840817.3292528805 1231319.4134425565, 841863.3670523692 1231679.1408834518, 842357.6514328091 1231844.5083946818, 842866.0463336684 1232019.646300804, 843321.6732870925 1232177.036644538, 843870.9610911594 1232367.7870061179, 844429.9160984212 1232560.2459906642, 844775.7979935835 1232679.9162741753, 845134.9258558174 1232890.517498905, 845619.6812011977 1233177.0716561545, 846079.2150484534 1233447.9173219653, 846562.3036801636 1233736.6542322852, 847040.5067159524 1234016.3118266205, 847633.0200911569 1234370.7854908484, 848038.3262224436 1234608.2944693768, 848466.3483272456 1234861.34893997, 849003.366704357 1235177.6604869002, 849504.2181701502 1235475.2311403847, 850022.270031796 1235781.293525423, 850490.7806746212 1236057.6919262626, 850922.8408087036 1236313.5916009794, 851377.6141998121 1236583.0027773634, 851791.1560384398 1236828.2287495886, 852198.1409959027 1237068.5727444964, 852571.9384423133 1237312.3484926869, 853074.7600628152 1237638.699453382, 853610.3461306392 1237985.95359708, 853992.4077833035 1238237.2741025784, 854331.9939233138 1238455.6285990062, 854686.5261042782 1238688.7273619524, 855178.0944443853 1239008.8643002037, 855629.4707338884 1239302.0537928022, 856098.5900639197 1239608.8382414456, 856374.9422401134 1239788.2029706265, 856681.4220225752 1239987.8625104174, 857106.5801886523 1240262.848226109, 857545.8138774659 1240550.8234457732, 858025.3872468944 1240863.5887462737, 858465.3403141557 1241152.4644034666, 858921.0158589404 1241449.6755679187, 859375.6786743879 1241745.865437856, 859827.5708085708 1242039.8402507922, 860305.2087361802 1242351.1581198892, 860749.9522256546 1242640.6959066489, 861148.2338846205 1242901.598268515) | line | [10 empty] | 6 |  |  |  | 720 | 717 | 1 | FALSE | FALSE | 2 | TRUE | TRUE | 720 | 717 | 839194.4917 | 1230759.1593 | 861148.2339 | 1242901.5983 | 720 | 839194.4917 | 1230759.1593 | 717 | 861148.2339 | 1242901.5983
VN | 548692528 | LINEVN0588 | 500 | 0.93699 | [5 empty] | 50 |  | LINESTRING (838694.4413253812 1230287.331581551, 838796.0952336693 1230636.9629560949, 839194.4917315484 1230759.1593096268) | line | [10 empty] | 3 |  |  |  | 721 | 720 | 1 | FALSE | FALSE | 1 | TRUE | TRUE | 721 | 720 | 838694.4413 | 1230287.3316 | 839194.4917 | 1230759.1593 | 721 | 838694.4413 | 1230287.3316 | 720 | 839194.4917 | 1230759.1593
VN | 548692529 | LINEVN0589 | 500 | 0.91945 | [5 empty] | 50 |  | LINESTRING (838694.4413253812 1230287.331581551, 838806.198875391 1230624.5333539827, 839194.4917315484 1230759.1593096268) | line | [10 empty] | 3 |  |  |  | 721 | 720 | 1 | FALSE | FALSE | 1 | TRUE | TRUE | 721 | 720 | 838694.4413 | 1230287.3316 | 839194.4917 | 1230759.1593 | 721 | 838694.4413 | 1230287.3316 | 720 | 839194.4917 | 1230759.1593
VN | 548692530 | LINEVN0590a | 500 | 7.6321 | [5 empty] | 50 | 6 cables - 2 systems | LINESTRING (836687.4644744662 1224252.3649203198, 836883.2149004885 1224841.7324595281, 837063.435501247 1225386.6386585755, 837212.1461585606 1225828.1625724577, 837405.2820069626 1226413.990818411, 837575.1090365251 1226925.2454344674, 837747.6043649933 1227434.7696700867, 837903.3864675509 1227899.5304296608, 838046.3978582874 1228336.0230729964, 838179.5733952983 1228738.7410230583, 838287.8784867269 1229063.377695711, 838430.4591840084 1229474.7673746755, 838495.7582116423 1229692.1658944774, 838694.4413253812 1230287.331581551) | line | [10 empty] | 6 |  |  |  | 722 | 721 | 1 | FALSE | FALSE | 2 | TRUE | TRUE | 722 | 721 | 836687.4645 | 1224252.3649 | 838694.4413 | 1230287.3316 | 722 | 836687.4645 | 1224252.3649 | 721 | 838694.4413 | 1230287.3316
VN | 548692530 | LINEVN0590b | 500 | 7.6321 | [5 empty] | 50 | 6 cables - 2 systems | LINESTRING (836687.4644744662 1224252.3649203198, 836883.2149004885 1224841.7324595281, 837063.435501247 1225386.6386585755, 837212.1461585606 1225828.1625724577, 837405.2820069626 1226413.990818411, 837575.1090365251 1226925.2454344674, 837747.6043649933 1227434.7696700867, 837903.3864675509 1227899.5304296608, 838046.3978582874 1228336.0230729964, 838179.5733952983 1228738.7410230583, 838287.8784867269 1229063.377695711, 838430.4591840084 1229474.7673746755, 838495.7582116423 1229692.1658944774, 838694.4413253812 1230287.331581551) | line | [10 empty] | 6 |  |  |  | 722 | 721 | 1 | FALSE | FALSE | 2 | TRUE | TRUE | 722 | 721 | 836687.4645 | 1224252.3649 | 838694.4413 | 1230287.3316 | 722 | 836687.4645 | 1224252.3649 | 721 | 838694.4413 | 1230287.3316
VN | 548692531 | LINEVN0591 | 500 | 0.9098 | [5 empty] | 50 |  | LINESTRING (836263.9376447357 1223657.573796138, 836572.5592268616 1223915.3842824139, 836687.4644744662 1224252.3649203198) | line | [10 empty] | 3 |  |  |  | 723 | 722 | 1 | FALSE | FALSE | 1 | TRUE | TRUE | 723 | 722 | 836263.9376 | 1223657.5738 | 836687.4645 | 1224252.3649 | 723 | 836263.9376 | 1223657.5738 | 722 | 836687.4645 | 1224252.3649
VN | 548692532 | LINEVN0592 | 500 | 0.923 | [5 empty] | 50 |  | LINESTRING (836263.9376447357 1223657.573796138, 836587.0568835563 1223903.2869486725, 836687.4644744662 1224252.3649203198) | line | [10 empty] | 3 |  |  |  | 723 | 722 | 1 | FALSE | FALSE | 1 | TRUE | TRUE | 723 | 722 | 836263.9376 | 1223657.5738 | 836687.4645 | 1224252.3649 | 723 | 836263.9376 | 1223657.5738 | 722 | 836687.4645 | 1224252.3649
VN | 548692533 | LINEVN0593a | 500 | 6.0767 | [5 empty] | 50 | 6 cables - 2 systems | LINESTRING (832357.9898980585 1220434.7453960918, 832771.3975094238 1220774.3324894551, 833198.3541933177 1221128.5597013521, 833603.7974119831 1221463.419436485, 834037.6050568579 1221821.0103026063, 834463.5338043063 1222172.6935116877, 834824.0033130285 1222470.5078285907, 835326.2907940776 1222884.7891360032, 835765.2970311213 1223246.0991677374, 836263.9376447357 1223657.573796138) | line | [10 empty] | 6 |  |  |  | 724 | 723 | 1 | FALSE | FALSE | 2 | TRUE | TRUE | 724 | 723 | 832357.9899 | 1220434.7454 | 836263.9376 | 1223657.5738 | 724 | 832357.9899 | 1220434.7454 | 723 | 836263.9376 | 1223657.5738
VN | 548692533 | LINEVN0593b | 500 | 6.0767 | [5 empty] | 50 | 6 cables - 2 systems | LINESTRING (832357.9898980585 1220434.7453960918, 832771.3975094238 1220774.3324894551, 833198.3541933177 1221128.5597013521, 833603.7974119831 1221463.419436485, 834037.6050568579 1221821.0103026063, 834463.5338043063 1222172.6935116877, 834824.0033130285 1222470.5078285907, 835326.2907940776 1222884.7891360032, 835765.2970311213 1223246.0991677374, 836263.9376447357 1223657.573796138) | line | [10 empty] | 6 |  |  |  | 724 | 723 | 1 | FALSE | FALSE | 2 | TRUE | TRUE | 724 | 723 | 832357.9899 | 1220434.7454 | 836263.9376 | 1223657.5738 | 724 | 832357.9899 | 1220434.7454 | 723 | 836263.9376 | 1223657.5738
VN | 548692534 | LINEVN0594 | 500 | 0.87999 | [5 empty] | 50 |  | LINESTRING (831716.9431659481 1220221.4777596511, 832044.0585929854 1220180.9259733544, 832357.9898980585 1220434.7453960918) | line | [10 empty] | 3 |  |  |  | 725 | 724 | 1 | FALSE | FALSE | 1 | TRUE | TRUE | 725 | 724 | 831716.9432 | 1220221.4778 | 832357.9899 | 1220434.7454 | 725 | 831716.9432 | 1220221.4778 | 724 | 832357.9899 | 1220434.7454
VN | 548692535 | LINEVN0595 | 500 | 0.89916 | [5 empty] | 50 |  | LINESTRING (831716.9431659481 1220221.4777596511, 832050.4030416247 1220162.620709689, 832357.9898980585 1220434.7453960918) | line | [10 empty] | 3 |  |  |  | 725 | 724 | 1 | FALSE | FALSE | 1 | TRUE | TRUE | 725 | 724 | 831716.9432 | 1220221.4778 | 832357.9899 | 1220434.7454 | 725 | 831716.9432 | 1220221.4778 | 724 | 832357.9899 | 1220434.7454
VN | 548692536 | LINEVN0596a | 500 | 10.3502 | [5 empty] | 50 | 6 cables - 2 systems | LINESTRING (823159.661074368 1221301.6382733048, 823620.8302653318 1221244.408619822, 824083.1861109042 1221185.8792063054, 824617.6704661002 1221117.442869653, 825195.3194856236 1221044.7715432118, 825800.4497801058 1220968.8847229416, 826416.7343901412 1220891.6691843476, 826841.5269652747 1220836.443702719, 827285.1111971725 1220779.3740992157, 827867.95081234 1220705.3480136432, 828435.4922104282 1220634.6657126178, 828989.5521094233 1220562.83826628, 829535.6636148752 1220495.4569913212, 830102.057041825 1220424.0702085039, 830678.142870788 1220352.0596918662, 831187.2441316295 1220288.70354704, 831716.9431659481 1220221.4777596511) | line | [10 empty] | 6 |  |  |  | 726 | 725 | 1 | FALSE | FALSE | 2 | TRUE | TRUE | 726 | 725 | 823159.6611 | 1221301.6383 | 831716.9432 | 1220221.4778 | 726 | 823159.6611 | 1221301.6383 | 725 | 831716.9432 | 1220221.4778
VN | 548692536 | LINEVN0596b | 500 | 10.3502 | [5 empty] | 50 | 6 cables - 2 systems | LINESTRING (823159.661074368 1221301.6382733048, 823620.8302653318 1221244.408619822, 824083.1861109042 1221185.8792063054, 824617.6704661002 1221117.442869653, 825195.3194856236 1221044.7715432118, 825800.4497801058 1220968.8847229416, 826416.7343901412 1220891.6691843476, 826841.5269652747 1220836.443702719, 827285.1111971725 1220779.3740992157, 827867.95081234 1220705.3480136432, 828435.4922104282 1220634.6657126178, 828989.5521094233 1220562.83826628, 829535.6636148752 1220495.4569913212, 830102.057041825 1220424.0702085039, 830678.142870788 1220352.0596918662, 831187.2441316295 1220288.70354704, 831716.9431659481 1220221.4777596511) | line | [10 empty] | 6 |  |  |  | 726 | 725 | 1 | FALSE | FALSE | 2 | TRUE | TRUE | 726 | 725 | 823159.6611 | 1221301.6383 | 831716.9432 | 1220221.4778 | 726 | 823159.6611 | 1221301.6383 | 725 | 831716.9432 | 1220221.4778
VN | 548692537 | LINEVN0597 | 500 | 0.91456 | [5 empty] | 50 |  | LINESTRING (822508.6679858491 1221063.1866688298, 822817.3179147419 1221343.8714058464, 823159.661074368 1221301.6382733048) | line | [10 empty] | 3 |  |  |  | 727 | 726 | 1 | FALSE | FALSE | 1 | TRUE | TRUE | 727 | 726 | 822508.668 | 1221063.1867 | 823159.6611 | 1221301.6383 | 727 | 822508.668 | 1221063.1867 | 726 | 823159.6611 | 1221301.6383
VN | 548692538 | LINEVN0598 | 500 | 0.93613 | [5 empty] | 50 |  | LINESTRING (822508.6679858491 1221063.1866688298, 822813.8900670303 1221364.2430178307, 823159.661074368 1221301.6382733048) | line | [10 empty] | 3 |  |  |  | 727 | 726 | 1 | FALSE | FALSE | 1 | TRUE | TRUE | 727 | 726 | 822508.668 | 1221063.1867 | 823159.6611 | 1221301.6383 | 727 | 822508.668 | 1221063.1867 | 726 | 823159.6611 | 1221301.6383
VN | 548692539 | LINEVN0599a | 500 | 6.6327 | [5 empty] | 50 | 6 cables - 2 systems | LINESTRING (818417.6857087464 1217346.3961755626, 818743.1237118902 1217642.2212118604, 819095.4818581437 1217959.891543989, 819496.5177086187 1218324.9633761302, 819923.404910085 1218714.4975631402, 820352.9515149306 1219102.8814733985, 820813.8449626041 1219523.9435605241, 821236.058482667 1219908.4754277505, 821639.1025222624 1220273.7392908894, 822070.915417576 1220665.6669678271, 822508.6679858491 1221063.1866688298) | line | [10 empty] | 6 |  |  |  | 728 | 727 | 1 | FALSE | FALSE | 2 | TRUE | TRUE | 728 | 727 | 818417.6857 | 1217346.3962 | 822508.668 | 1221063.1867 | 728 | 818417.6857 | 1217346.3962 | 727 | 822508.668 | 1221063.1867
VN | 548692539 | LINEVN0599b | 500 | 6.6327 | [5 empty] | 50 | 6 cables - 2 systems | LINESTRING (818417.6857087464 1217346.3961755626, 818743.1237118902 1217642.2212118604, 819095.4818581437 1217959.891543989, 819496.5177086187 1218324.9633761302, 819923.404910085 1218714.4975631402, 820352.9515149306 1219102.8814733985, 820813.8449626041 1219523.9435605241, 821236.058482667 1219908.4754277505, 821639.1025222624 1220273.7392908894, 822070.915417576 1220665.6669678271, 822508.6679858491 1221063.1866688298) | line | [10 empty] | 6 |  |  |  | 728 | 727 | 1 | FALSE | FALSE | 2 | TRUE | TRUE | 728 | 727 | 818417.6857 | 1217346.3962 | 822508.668 | 1221063.1867 | 728 | 818417.6857 | 1217346.3962 | 727 | 822508.668 | 1221063.1867
VN | 548692540 | LINEVN0600 | 500 | 0.82196 | [5 empty] | 50 |  | LINESTRING (818052.3457497992 1216792.4798352988, 818200.5372163699 1217168.795211603, 818417.6857087464 1217346.3961755626) | line | [10 empty] | 3 |  |  |  | 729 | 728 | 1 | FALSE | FALSE | 1 | TRUE | TRUE | 729 | 728 | 818052.3457 | 1216792.4798 | 818417.6857 | 1217346.3962 | 729 | 818052.3457 | 1216792.4798 | 728 | 818417.6857 | 1217346.3962
VN | 548692541 | LINEVN0601 | 500 | 0.81197 | [5 empty] | 50 |  | LINESTRING (818052.3457497992 1216792.4798352988, 818215.604581116 1217158.1578274248, 818417.6857087464 1217346.3961755626) | line | [10 empty] | 3 |  |  |  | 729 | 728 | 1 | FALSE | FALSE | 1 | TRUE | TRUE | 729 | 728 | 818052.3457 | 1216792.4798 | 818417.6857 | 1217346.3962 | 729 | 818052.3457 | 1216792.4798 | 728 | 818417.6857 | 1217346.3962
VN | 548692542 | LINEVN0602a | 500 | 10.8958 | [5 empty] | 50 | 6 cables - 2 systems | LINESTRING (814427.852314159 1208467.416846233, 814653.2769420627 1208986.3703843267, 814886.7415604931 1209524.0589694637, 814999.3644209609 1209776.602064935, 815212.140498563 1210265.8397154359, 815438.9889866437 1210787.1221834621, 815656.0822744183 1211283.0947853045, 815866.1103693212 1211765.4297205717, 816076.9587898657 1212253.8205320684, 816309.3729956935 1212787.7583786803, 816508.1832635148 1213244.177017342, 816709.4413948669 1213704.6962585303, 816973.2687800629 1214310.2686516095, 817194.0051541456 1214818.334555777, 817403.997992448 1215298.4667719023, 817615.1968673235 1215789.9619326345, 817824.3247222765 1216267.4460139284, 818052.3457497992 1216792.4798352988) | line | [10 empty] | 6 |  |  |  | 730 | 729 | 1 | FALSE | FALSE | 2 | TRUE | TRUE | 730 | 729 | 814427.8523 | 1208467.4168 | 818052.3457 | 1216792.4798 | 730 | 814427.8523 | 1208467.4168 | 729 | 818052.3457 | 1216792.4798
VN | 548692542 | LINEVN0602b | 500 | 10.8958 | [5 empty] | 50 | 6 cables - 2 systems | LINESTRING (814427.852314159 1208467.416846233, 814653.2769420627 1208986.3703843267, 814886.7415604931 1209524.0589694637, 814999.3644209609 1209776.602064935, 815212.140498563 1210265.8397154359, 815438.9889866437 1210787.1221834621, 815656.0822744183 1211283.0947853045, 815866.1103693212 1211765.4297205717, 816076.9587898657 1212253.8205320684, 816309.3729956935 1212787.7583786803, 816508.1832635148 1213244.177017342, 816709.4413948669 1213704.6962585303, 816973.2687800629 1214310.2686516095, 817194.0051541456 1214818.334555777, 817403.997992448 1215298.4667719023, 817615.1968673235 1215789.9619326345, 817824.3247222765 1216267.4460139284, 818052.3457497992 1216792.4798352988) | line | [10 empty] | 6 |  |  |  | 730 | 729 | 1 | FALSE | FALSE | 2 | TRUE | TRUE | 730 | 729 | 814427.8523 | 1208467.4168 | 818052.3457 | 1216792.4798 | 730 | 814427.8523 | 1208467.4168 | 729 | 818052.3457 | 1216792.4798
VN | 548692543 | LINEVN0603 | 500 | 0.96416 | [5 empty] | 50 |  | LINESTRING (813824.5242943291 1208015.432027201, 814318.8016900313 1208223.5033467335, 814427.852314159 1208467.416846233) | line | [10 empty] | 3 |  |  |  | 731 | 730 | 1 | FALSE | FALSE | 1 | TRUE | TRUE | 731 | 730 | 813824.5243 | 1208015.432 | 814427.8523 | 1208467.4168 | 731 | 813824.5243 | 1208015.432 | 730 | 814427.8523 | 1208467.4168
VN | 548692544 | LINEVN0604 | 500 | 0.98351 | [5 empty] | 50 |  | LINESTRING (813824.5242943291 1208015.432027201, 814333.6099737069 1208209.2076005398, 814427.852314159 1208467.416846233) | line | [10 empty] | 3 |  |  |  | 731 | 730 | 1 | FALSE | FALSE | 1 | TRUE | TRUE | 731 | 730 | 813824.5243 | 1208015.432 | 814427.8523 | 1208467.4168 | 731 | 813824.5243 | 1208015.432 | 730 | 814427.8523 | 1208467.4168
VN | 548692545 | LINEVN0605 | 500 | 1.2288 | [5 empty] | 50 |  | LINESTRING (810046.9917491812 1206508.3725478314, 809629.5786656847 1206330.169228973, 809258.217467518 1205897.5474852377) | line | [10 empty] | 3 | 1 |  |  | 732 | 733 | 1 | FALSE | FALSE | 1 | TRUE | TRUE | 732 | 733 | 810046.9917 | 1206508.3725 | 809258.2175 | 1205897.5475 | 732 | 810046.9917 | 1206508.3725 | 733 | 809258.2175 | 1205897.5475
VN | 548692546 | LINEVN0606 | 500 | 1.2448 | [5 empty] | 50 |  | LINESTRING (810046.9917491812 1206508.3725478314, 809614.9402474307 1206352.2509471523, 809258.217467518 1205897.5474852377) | line | [10 empty] | 3 | 1 |  |  | 732 | 733 | 1 | FALSE | FALSE | 1 | TRUE | TRUE | 732 | 733 | 810046.9917 | 1206508.3725 | 809258.2175 | 1205897.5475 | 732 | 810046.9917 | 1206508.3725 | 733 | 809258.2175 | 1205897.5475
VN | 548692547 | LINEVN0607a | 500 | 4.8584 | [5 empty] | 50 | 6 cables - 2 systems | LINESTRING (810095.7256883868 1206438.253938632, 810649.9494998262 1206672.3377293905, 811193.2243439873 1206900.7945109154, 811751.6924515223 1207136.1032086655, 812298.5935530206 1207367.5279742319, 812794.6259378747 1207577.7799962854, 813126.4011983562 1207716.505700301, 813580.6120117183 1207911.3528709437, 813824.5242943291 1208015.432027201) | line | [10 empty] | 6 |  |  |  | 734 | 731 | 1 | FALSE | FALSE | 2 | TRUE | TRUE | 734 | 731 | 810095.7257 | 1206438.2539 | 813824.5243 | 1208015.432 | 734 | 810095.7257 | 1206438.2539 | 731 | 813824.5243 | 1208015.432
VN | 548692547 | LINEVN0607b | 500 | 4.8584 | [5 empty] | 50 | 6 cables - 2 systems | LINESTRING (810095.7256883868 1206438.253938632, 810649.9494998262 1206672.3377293905, 811193.2243439873 1206900.7945109154, 811751.6924515223 1207136.1032086655, 812298.5935530206 1207367.5279742319, 812794.6259378747 1207577.7799962854, 813126.4011983562 1207716.505700301, 813580.6120117183 1207911.3528709437, 813824.5242943291 1208015.432027201) | line | [10 empty] | 6 |  |  |  | 734 | 731 | 1 | FALSE | FALSE | 2 | TRUE | TRUE | 734 | 731 | 810095.7257 | 1206438.2539 | 813824.5243 | 1208015.432 | 734 | 810095.7257 | 1206438.2539 | 731 | 813824.5243 | 1208015.432
VN | 548692548 | LINEVN0608 | 500 | 1.0643 | [5 empty] | 50 |  | LINESTRING (809394.4602735338 1205936.4380655254, 809677.8107142348 1206266.8206822628, 810095.7256883868 1206438.253938632) | line | [10 empty] | 3 |  |  |  | 735 | 734 | 1 | FALSE | FALSE | 1 | TRUE | TRUE | 735 | 734 | 809394.4603 | 1205936.4381 | 810095.7257 | 1206438.2539 | 735 | 809394.4603 | 1205936.4381 | 734 | 810095.7257 | 1206438.2539
VN | 548692549 | LINEVN0609 | 500 | 1.0752 | [5 empty] | 50 |  | LINESTRING (809394.4602735338 1205936.4380655254, 809666.9661876059 1206281.011349488, 810095.7256883868 1206438.253938632) | line | [10 empty] | 3 |  |  |  | 735 | 734 | 1 | FALSE | FALSE | 1 | TRUE | TRUE | 735 | 734 | 809394.4603 | 1205936.4381 | 810095.7257 | 1206438.2539 | 735 | 809394.4603 | 1205936.4381 | 734 | 810095.7257 | 1206438.2539
VN | 548692550 | LINEVN0610a | 500 | 2.8246 | [5 empty] | 50 | 6 cables - 2 systems | LINESTRING (809258.217467518 1205897.5474852377, 808823.7202615737 1205378.4145804218, 808341.0111587096 1204803.866588684, 808069.9159436023 1204478.8415890655, 807748.0485422559 1204092.0189835704) | line | [10 empty] | 6 | 2 |  |  | 733 | 736 | 1 | FALSE | FALSE | 2 | TRUE | TRUE | 733 | 736 | 809258.2175 | 1205897.5475 | 807748.0485 | 1204092.019 | 733 | 809258.2175 | 1205897.5475 | 736 | 807748.0485 | 1204092.019
VN | 548692550 | LINEVN0610b | 500 | 2.8246 | [5 empty] | 50 | 6 cables - 2 systems | LINESTRING (809258.217467518 1205897.5474852377, 808823.7202615737 1205378.4145804218, 808341.0111587096 1204803.866588684, 808069.9159436023 1204478.8415890655, 807748.0485422559 1204092.0189835704) | line | [10 empty] | 6 | 2 |  |  | 733 | 736 | 1 | FALSE | FALSE | 2 | TRUE | TRUE | 733 | 736 | 809258.2175 | 1205897.5475 | 807748.0485 | 1204092.019 | 733 | 809258.2175 | 1205897.5475 | 736 | 807748.0485 | 1204092.019
VN | 548692551 | LINEVN0611a | 500 | 8.4728 | [5 empty] | 50 | 6 cables - 2 systems | LINESTRING (807156.7176831049 1203698.6203774437, 806775.2505169837 1203569.896188211, 806314.7558626789 1203411.675825282, 805866.2317380973 1203260.2929517222, 805374.7082930134 1203091.595202416, 804821.4284174934 1202905.7114942183, 804252.0885366261 1202709.4958654845, 802404.1084088963 1202082.880169321, 801360.5415553947 1201732.6665102665, 800470.3202196325 1201430.5251273462) | line | [10 empty] | 6 | 2 |  |  | 737 | 738 | 1 | FALSE | FALSE | 2 | TRUE | TRUE | 737 | 738 | 807156.7177 | 1203698.6204 | 800470.3202 | 1201430.5251 | 737 | 807156.7177 | 1203698.6204 | 738 | 800470.3202 | 1201430.5251
VN | 548692551 | LINEVN0611b | 500 | 8.4728 | [5 empty] | 50 | 6 cables - 2 systems | LINESTRING (807156.7176831049 1203698.6203774437, 806775.2505169837 1203569.896188211, 806314.7558626789 1203411.675825282, 805866.2317380973 1203260.2929517222, 805374.7082930134 1203091.595202416, 804821.4284174934 1202905.7114942183, 804252.0885366261 1202709.4958654845, 802404.1084088963 1202082.880169321, 801360.5415553947 1201732.6665102665, 800470.3202196325 1201430.5251273462) | line | [10 empty] | 6 | 2 |  |  | 737 | 738 | 1 | FALSE | FALSE | 2 | TRUE | TRUE | 737 | 738 | 807156.7177 | 1203698.6204 | 800470.3202 | 1201430.5251 | 737 | 807156.7177 | 1203698.6204 | 738 | 800470.3202 | 1201430.5251
VN | 548692552 | LINEVN0612 | 500 | 1.0013 | [5 empty] | 50 |  | LINESTRING (799664.5525447507 1201434.2090963922, 800218.9579864296 1201330.7181517626, 800470.3202196325 1201430.5251273462) | line | [10 empty] | 3 | 1 |  |  | 739 | 738 | 1 | FALSE | FALSE | 1 | TRUE | TRUE | 739 | 738 | 799664.5525 | 1201434.2091 | 800470.3202 | 1201430.5251 | 739 | 799664.5525 | 1201434.2091 | 738 | 800470.3202 | 1201430.5251
VN | 548692553 | LINEVN0613 | 500 | 0.99098 | [5 empty] | 50 |  | LINESTRING (799664.5525447507 1201434.2090963922, 800219.3960541324 1201347.6366585826, 800470.3202196325 1201430.5251273462) | line | [10 empty] | 3 | 1 |  |  | 739 | 738 | 1 | FALSE | FALSE | 1 | TRUE | TRUE | 739 | 738 | 799664.5525 | 1201434.2091 | 800470.3202 | 1201430.5251 | 739 | 799664.5525 | 1201434.2091 | 738 | 800470.3202 | 1201430.5251
VN | 548692555 | LINEVN0614a | 500 | 8.216 | [5 empty] | 50 | 6 cables - 2 systems | LINESTRING (800610.662162002 1201424.9420442937, 801149.780452752 1201606.0984296505, 801462.719403675 1201712.3061064696, 801734.851663835 1201801.818566726, 802053.1683156709 1201912.022475959, 802494.9895055357 1202061.8445579559, 802980.9873431032 1202225.4822377977, 803528.1275038222 1202411.860303252, 803988.3958633015 1202564.4868305654, 804436.011306521 1202720.8018389752, 804943.9326522762 1202893.1318413562, 805442.7821998554 1203061.601477884, 805970.8844382927 1203241.1320334566, 806541.1062069181 1203436.515703559, 807095.2660659701 1203621.8431934726) | line | [10 empty] | 6 |  |  |  | 740 | 741 | 1 | FALSE | FALSE | 2 | TRUE | TRUE | 740 | 741 | 800610.6622 | 1201424.942 | 807095.2661 | 1203621.8432 | 740 | 800610.6622 | 1201424.942 | 741 | 807095.2661 | 1203621.8432
VN | 548692555 | LINEVN0614b | 500 | 8.216 | [5 empty] | 50 | 6 cables - 2 systems | LINESTRING (800610.662162002 1201424.9420442937, 801149.780452752 1201606.0984296505, 801462.719403675 1201712.3061064696, 801734.851663835 1201801.818566726, 802053.1683156709 1201912.022475959, 802494.9895055357 1202061.8445579559, 802980.9873431032 1202225.4822377977, 803528.1275038222 1202411.860303252, 803988.3958633015 1202564.4868305654, 804436.011306521 1202720.8018389752, 804943.9326522762 1202893.1318413562, 805442.7821998554 1203061.601477884, 805970.8844382927 1203241.1320334566, 806541.1062069181 1203436.515703559, 807095.2660659701 1203621.8431934726) | line | [10 empty] | 6 |  |  |  | 740 | 741 | 1 | FALSE | FALSE | 2 | TRUE | TRUE | 740 | 741 | 800610.6622 | 1201424.942 | 807095.2661 | 1203621.8432 | 740 | 800610.6622 | 1201424.942 | 741 | 807095.2661 | 1203621.8432
VN | 548692556 | LINEVN0615 | 500 | 0.97033 | [5 empty] | 50 |  | LINESTRING (799830.8489149214 1201359.4387198433, 800224.6075208057 1201290.3757299392, 800610.662162002 1201424.9420442937) | line | [10 empty] | 3 |  |  |  | 742 | 740 | 1 | FALSE | FALSE | 1 | TRUE | TRUE | 742 | 740 | 799830.8489 | 1201359.4387 | 800610.6622 | 1201424.942 | 742 | 799830.8489 | 1201359.4387 | 740 | 800610.6622 | 1201424.942
VN | 548692557 | LINEVN0616 | 500 | 0.96079 | [5 empty] | 50 |  | LINESTRING (799830.8489149214 1201359.4387198433, 800222.5496442982 1201307.4155989867, 800610.662162002 1201424.9420442937) | line | [10 empty] | 3 |  |  |  | 742 | 740 | 1 | FALSE | FALSE | 1 | TRUE | TRUE | 742 | 740 | 799830.8489 | 1201359.4387 | 800610.6622 | 1201424.942 | 742 | 799830.8489 | 1201359.4387 | 740 | 800610.6622 | 1201424.942
VN | 548692558 | LINEVN0617 | 500 | 1.0411 | [5 empty] | 50 |  | LINESTRING (807095.2660659701 1203621.8431934726, 807559.1626961015 1203760.8673223602, 807794.9629936598 1204063.1067613051) | line | [10 empty] | 3 |  |  |  | 741 | 743 | 1 | FALSE | FALSE | 1 | TRUE | TRUE | 741 | 743 | 807095.2661 | 1203621.8432 | 807794.963 | 1204063.1068 | 741 | 807095.2661 | 1203621.8432 | 743 | 807794.963 | 1204063.1068
VN | 548692559 | LINEVN0618 | 500 | 1.0277 | [5 empty] | 50 |  | LINESTRING (807095.2660659701 1203621.8431934726, 807547.8512549151 1203777.0912548031, 807794.9629936598 1204063.1067613051) | line | [10 empty] | 3 |  |  |  | 741 | 743 | 1 | FALSE | FALSE | 1 | TRUE | TRUE | 741 | 743 | 807095.2661 | 1203621.8432 | 807794.963 | 1204063.1068 | 741 | 807095.2661 | 1203621.8432 | 743 | 807794.963 | 1204063.1068
VN | 548692560 | LINEVN0619a | 500 | 2.956 | [5 empty] | 50 | 6 cables - 2 systems | LINESTRING (807794.9629936598 1204063.1067613051, 808191.2452823239 1204528.9560589679, 808537.3065792639 1204934.5759690404, 808868.1229931698 1205321.9704493186, 809129.436112442 1205624.2975839744, 809394.4602735338 1205936.4380655254) | line | [10 empty] | 6 |  |  |  | 743 | 735 | 1 | FALSE | FALSE | 2 | TRUE | TRUE | 743 | 735 | 807794.963 | 1204063.1068 | 809394.4603 | 1205936.4381 | 743 | 807794.963 | 1204063.1068 | 735 | 809394.4603 | 1205936.4381
VN | 548692560 | LINEVN0619b | 500 | 2.956 | [5 empty] | 50 | 6 cables - 2 systems | LINESTRING (807794.9629936598 1204063.1067613051, 808191.2452823239 1204528.9560589679, 808537.3065792639 1204934.5759690404, 808868.1229931698 1205321.9704493186, 809129.436112442 1205624.2975839744, 809394.4602735338 1205936.4380655254) | line | [10 empty] | 6 |  |  |  | 743 | 735 | 1 | FALSE | FALSE | 2 | TRUE | TRUE | 743 | 735 | 807794.963 | 1204063.1068 | 809394.4603 | 1205936.4381 | 743 | 807794.963 | 1204063.1068 | 735 | 809394.4603 | 1205936.4381
VN | 548692561 | LINEVN0620a | 500 | 11.7928 | [5 empty] | 50 | 6 cables - 2 systems | LINESTRING (789930.3017202269 1202674.2047064933, 790514.4530194333 1202638.0464925363, 791100.2636487077 1202599.0126842759, 791719.817584181 1202559.1119818978, 792265.8064377983 1202526.7327022105, 792844.8796408089 1202488.7761792312, 793599.7613730864 1202439.8420528169, 794036.8893998199 1202414.2326804143, 794268.5569261194 1202368.056221382, 794940.547395409 1202256.3291787494, 795401.5494849784 1202178.7791144599, 795966.6273055394 1202082.192944702, 796573.0089612454 1201977.8260955424, 797033.1933147613 1201895.3302530942, 797463.4923111836 1201823.3764330565, 797889.2868304232 1201747.7232939636, 798441.9100603538 1201651.794358583, 799070.3737936802 1201541.833616223, 799664.5525447507 1201434.2090963922) | line | [10 empty] | 6 | 2 |  |  | 744 | 739 | 1 | FALSE | FALSE | 2 | FALSE | TRUE |  | 739 |  |  | 799664.5525 | 1201434.2091 | 744 | 789930.3017 | 1202674.2047 | 739 | 799664.5525 | 1201434.2091
VN | 548692561 | LINEVN0620b | 500 | 11.7928 | [5 empty] | 50 | 6 cables - 2 systems | LINESTRING (789930.3017202269 1202674.2047064933, 790514.4530194333 1202638.0464925363, 791100.2636487077 1202599.0126842759, 791719.817584181 1202559.1119818978, 792265.8064377983 1202526.7327022105, 792844.8796408089 1202488.7761792312, 793599.7613730864 1202439.8420528169, 794036.8893998199 1202414.2326804143, 794268.5569261194 1202368.056221382, 794940.547395409 1202256.3291787494, 795401.5494849784 1202178.7791144599, 795966.6273055394 1202082.192944702, 796573.0089612454 1201977.8260955424, 797033.1933147613 1201895.3302530942, 797463.4923111836 1201823.3764330565, 797889.2868304232 1201747.7232939636, 798441.9100603538 1201651.794358583, 799070.3737936802 1201541.833616223, 799664.5525447507 1201434.2090963922) | line | [10 empty] | 6 | 2 |  |  | 744 | 739 | 1 | FALSE | FALSE | 2 | FALSE | TRUE |  | 739 |  |  | 799664.5525 | 1201434.2091 | 744 | 789930.3017 | 1202674.2047 | 739 | 799664.5525 | 1201434.2091
VN | 548692562 | LINEVN0621a | 500 | 12.626 | [5 empty] | 50 | 6 cables - 2 systems | LINESTRING (789405.0004701306 1202658.242453837, 790003.4103160191 1202619.0007415765, 790620.0185299467 1202581.1020294505, 791217.4146053595 1202541.1419987534, 791835.6370103257 1202503.5559676725, 792353.8958116514 1202470.6574372367, 792826.9658785022 1202438.2315658545, 793627.9761157057 1202389.4610900378, 794023.9415652471 1202365.2695756457, 794284.7991564746 1202319.3294685255, 794991.982805358 1202197.2996109664, 795536.3372121481 1202104.0203920791, 796106.2842591772 1202003.9815703821, 796627.7173928916 1201914.1672123042, 797025.0865703829 1201849.9172425687, 797631.7785587397 1201745.2716499667, 798214.5578953999 1201639.403117147, 798708.3744690468 1201556.5104981621, 799239.6964319095 1201462.438746708, 799830.8489149214 1201359.4387198433) | line | [10 empty] | 6 | 2 |  |  | 745 | 742 | 1 | FALSE | FALSE | 2 | TRUE | TRUE | 745 | 742 | 789405.0005 | 1202658.2425 | 799830.8489 | 1201359.4387 | 745 | 789405.0005 | 1202658.2425 | 742 | 799830.8489 | 1201359.4387
VN | 548692562 | LINEVN0621b | 500 | 12.626 | [5 empty] | 50 | 6 cables - 2 systems | LINESTRING (789405.0004701306 1202658.242453837, 790003.4103160191 1202619.0007415765, 790620.0185299467 1202581.1020294505, 791217.4146053595 1202541.1419987534, 791835.6370103257 1202503.5559676725, 792353.8958116514 1202470.6574372367, 792826.9658785022 1202438.2315658545, 793627.9761157057 1202389.4610900378, 794023.9415652471 1202365.2695756457, 794284.7991564746 1202319.3294685255, 794991.982805358 1202197.2996109664, 795536.3372121481 1202104.0203920791, 796106.2842591772 1202003.9815703821, 796627.7173928916 1201914.1672123042, 797025.0865703829 1201849.9172425687, 797631.7785587397 1201745.2716499667, 798214.5578953999 1201639.403117147, 798708.3744690468 1201556.5104981621, 799239.6964319095 1201462.438746708, 799830.8489149214 1201359.4387198433) | line | [10 empty] | 6 | 2 |  |  | 745 | 742 | 1 | FALSE | FALSE | 2 | TRUE | TRUE | 745 | 742 | 789405.0005 | 1202658.2425 | 799830.8489 | 1201359.4387 | 745 | 789405.0005 | 1202658.2425 | 742 | 799830.8489 | 1201359.4387
VN | 548692563 | LINEVN0622a | 500 | 0.7082 | [5 empty] | 50 | 6 cables - 2 systems | LINESTRING (788241.3195754492 1203364.3326902213, 788660.9041476336 1202949.3039713202) | line | [10 empty] | 6 | 2 |  |  | 746 | 747 | 1 | FALSE | FALSE | 2 | TRUE | TRUE | 746 | 747 | 788241.3196 | 1203364.3327 | 788660.9041 | 1202949.304 | 746 | 788241.3196 | 1203364.3327 | 747 | 788660.9041 | 1202949.304
VN | 548692563 | LINEVN0622b | 500 | 0.7082 | [5 empty] | 50 | 6 cables - 2 systems | LINESTRING (788241.3195754492 1203364.3326902213, 788660.9041476336 1202949.3039713202) | line | [10 empty] | 6 | 2 |  |  | 746 | 747 | 1 | FALSE | FALSE | 2 | TRUE | TRUE | 746 | 747 | 788241.3196 | 1203364.3327 | 788660.9041 | 1202949.304 | 746 | 788241.3196 | 1203364.3327 | 747 | 788660.9041 | 1202949.304
VN | 548692564 | LINEVN0623 | 500 | 1.022 | [5 empty] | 50 |  | LINESTRING (788660.9041476336 1202949.3039713202, 788927.8704447204 1202687.912776542, 789405.0004701306 1202658.242453837) | line | [10 empty] | 3 |  |  |  | 747 | 745 | 1 | FALSE | FALSE | 1 | TRUE | TRUE | 747 | 745 | 788660.9041 | 1202949.304 | 789405.0005 | 1202658.2425 | 747 | 788660.9041 | 1202949.304 | 745 | 789405.0005 | 1202658.2425
VN | 548692565 | LINEVN0624 | 500 | 1.0997 | [5 empty] | 50 |  | LINESTRING (787452.4317743799 1203595.985399487, 787975.6161399807 1203650.3767920316, 788241.3195754492 1203364.3326902213) | line | [10 empty] | 3 |  |  |  | 748 | 746 | 1 | FALSE | FALSE | 1 | TRUE | TRUE | 748 | 746 | 787452.4318 | 1203595.9854 | 788241.3196 | 1203364.3327 | 748 | 787452.4318 | 1203595.9854 | 746 | 788241.3196 | 1203364.3327
VN | 548692566 | LINEVN0625 | 500 | 1.0384 | [5 empty] | 50 |  | LINESTRING (788660.9041476336 1202949.3039713202, 788919.656902222 1202671.2159591638, 789405.0004701306 1202658.242453837) | line | [10 empty] | 3 |  |  |  | 747 | 745 | 1 | FALSE | FALSE | 1 | TRUE | TRUE | 747 | 745 | 788660.9041 | 1202949.304 | 789405.0005 | 1202658.2425 | 747 | 788660.9041 | 1202949.304 | 745 | 789405.0005 | 1202658.2425
VN | 548692567 | LINEVN0626 | 500 | 1.0789 | [5 empty] | 50 |  | LINESTRING (787452.4317743799 1203595.985399487, 787969.7676539274 1203630.933608691, 788241.3195754492 1203364.3326902213) | line | [10 empty] | 3 |  |  |  | 748 | 746 | 1 | FALSE | FALSE | 1 | TRUE | TRUE | 748 | 746 | 787452.4318 | 1203595.9854 | 788241.3196 | 1203364.3327 | 748 | 787452.4318 | 1203595.9854 | 746 | 788241.3196 | 1203364.3327
VN | 548692568 | LINEVN0627a | 500 | 3.0109 | [5 empty] | 50 | 6 cables - 2 systems | LINESTRING (786136.6662456755 1203557.0599002368, 785857.0413270325 1203536.7180551386, 785216.1140419004 1203490.6684276278, 784826.9391132658 1203464.5901338372, 783633.6252550911 1203383.2298394328) | line | [10 empty] | 6 |  |  |  | 749 | 750 | 1 | FALSE | FALSE | 2 | FALSE | FALSE | [6 empty] | 749 | 786136.6662 | 1203557.0599 | 750 | 783633.6253 | 1203383.2298
VN | 548692568 | LINEVN0627b | 500 | 3.0109 | [5 empty] | 50 | 6 cables - 2 systems | LINESTRING (786136.6662456755 1203557.0599002368, 785857.0413270325 1203536.7180551386, 785216.1140419004 1203490.6684276278, 784826.9391132658 1203464.5901338372, 783633.6252550911 1203383.2298394328) | line | [10 empty] | 6 |  |  |  | 749 | 750 | 1 | FALSE | FALSE | 2 | FALSE | FALSE | [6 empty] | 749 | 786136.6662 | 1203557.0599 | 750 | 783633.6253 | 1203383.2298
VN | 548692569 | LINEVN0628a | 500 | 6.023 | [5 empty] | 50 | 6 cables - 2 systems | LINESTRING (782445.8179581957 1203241.6052990968, 783182.1900627811 1203294.534748615, 783676.8017701639 1203327.4712520558, 784235.8798110106 1203370.01046688, 784877.8821598468 1203410.5042490975, 785276.6991775227 1203441.3368134717, 785900.1722842496 1203485.4770681767, 786135.7989743704 1203504.1335563608, 786459.2924149327 1203524.8565019076, 786917.8008632944 1203558.4054598506, 787452.4317743799 1203595.985399487) | line | [10 empty] | 6 |  |  |  | 751 | 748 | 1 | FALSE | FALSE | 2 | TRUE | TRUE | 751 | 748 | 782445.818 | 1203241.6053 | 787452.4318 | 1203595.9854 | 751 | 782445.818 | 1203241.6053 | 748 | 787452.4318 | 1203595.9854
VN | 548692569 | LINEVN0628b | 500 | 6.023 | [5 empty] | 50 | 6 cables - 2 systems | LINESTRING (782445.8179581957 1203241.6052990968, 783182.1900627811 1203294.534748615, 783676.8017701639 1203327.4712520558, 784235.8798110106 1203370.01046688, 784877.8821598468 1203410.5042490975, 785276.6991775227 1203441.3368134717, 785900.1722842496 1203485.4770681767, 786135.7989743704 1203504.1335563608, 786459.2924149327 1203524.8565019076, 786917.8008632944 1203558.4054598506, 787452.4317743799 1203595.985399487) | line | [10 empty] | 6 |  |  |  | 751 | 748 | 1 | FALSE | FALSE | 2 | TRUE | TRUE | 751 | 748 | 782445.818 | 1203241.6053 | 787452.4318 | 1203595.9854 | 751 | 782445.818 | 1203241.6053 | 748 | 787452.4318 | 1203595.9854
VN | 548692570 | LINEVN0629 | 500 | 1.399 | [5 empty] | 50 |  | LINESTRING (781317.2258775244 1203435.9489134175, 782061.0015328394 1203203.7878561972, 782445.8179581957 1203241.6052990968) | line | [10 empty] | 3 |  |  |  | 752 | 751 | 1 | FALSE | FALSE | 1 | TRUE | TRUE | 752 | 751 | 781317.2259 | 1203435.9489 | 782445.818 | 1203241.6053 | 752 | 781317.2259 | 1203435.9489 | 751 | 782445.818 | 1203241.6053
VN | 548692571 | LINEVN0630 | 500 | 1.3897 | [5 empty] | 50 |  | LINESTRING (781317.2258775244 1203435.9489134175, 782063.7499244167 1203225.383230011, 782445.8179581957 1203241.6052990968) | line | [10 empty] | 3 |  |  |  | 752 | 751 | 1 | FALSE | FALSE | 1 | TRUE | TRUE | 752 | 751 | 781317.2259 | 1203435.9489 | 782445.818 | 1203241.6053 | 752 | 781317.2259 | 1203435.9489 | 751 | 782445.818 | 1203241.6053
VN | 548692572 | LINEVN0631a | 500 | 6.7325 | [5 empty] | 50 | 6 cables - 2 systems | LINESTRING (775927.757412465 1204994.9363522013, 776466.7319402747 1204838.3597028102, 777043.4975884424 1204672.6435037141, 777615.0036595282 1204506.3053177278, 778140.4502675142 1204355.759385983, 778721.224560186 1204187.0361844404, 779242.7470912582 1204035.1663004057, 779806.0252905388 1203872.5766208612, 780318.7432114317 1203722.0969247106, 780868.2180260542 1203563.4902420582, 781317.2258775244 1203435.9489134175) | line | [10 empty] | 6 | 2 |  |  | 753 | 752 | 1 | FALSE | FALSE | 2 | TRUE | TRUE | 753 | 752 | 775927.7574 | 1204994.9364 | 781317.2259 | 1203435.9489 | 753 | 775927.7574 | 1204994.9364 | 752 | 781317.2259 | 1203435.9489
VN | 548692572 | LINEVN0631b | 500 | 6.7325 | [5 empty] | 50 | 6 cables - 2 systems | LINESTRING (775927.757412465 1204994.9363522013, 776466.7319402747 1204838.3597028102, 777043.4975884424 1204672.6435037141, 777615.0036595282 1204506.3053177278, 778140.4502675142 1204355.759385983, 778721.224560186 1204187.0361844404, 779242.7470912582 1204035.1663004057, 779806.0252905388 1203872.5766208612, 780318.7432114317 1203722.0969247106, 780868.2180260542 1203563.4902420582, 781317.2258775244 1203435.9489134175) | line | [10 empty] | 6 | 2 |  |  | 753 | 752 | 1 | FALSE | FALSE | 2 | TRUE | TRUE | 753 | 752 | 775927.7574 | 1204994.9364 | 781317.2259 | 1203435.9489 | 753 | 775927.7574 | 1204994.9364 | 752 | 781317.2259 | 1203435.9489
VN | 548692573 | LINEVN0632 | 500 | 0.85289 | [5 empty] | 50 |  | LINESTRING (775392.0991267243 1205387.6560813359, 775623.9555795325 1205062.2228843675, 775927.757412465 1204994.9363522013) | line | [10 empty] | 3 | 1 |  |  | 754 | 753 | 1 | FALSE | FALSE | 1 | TRUE | TRUE | 754 | 753 | 775392.0991 | 1205387.6561 | 775927.7574 | 1204994.9364 | 754 | 775392.0991 | 1205387.6561 | 753 | 775927.7574 | 1204994.9364
VN | 548692574 | LINEVN0633 | 500 | 0.83661 | [5 empty] | 50 |  | LINESTRING (775392.0991267243 1205387.6560813359, 775633.4855926984 1205080.375810544, 775927.757412465 1204994.9363522013) | line | [10 empty] | 3 | 1 |  |  | 754 | 753 | 1 | FALSE | FALSE | 1 | TRUE | TRUE | 754 | 753 | 775392.0991 | 1205387.6561 | 775927.7574 | 1204994.9364 | 754 | 775392.0991 | 1205387.6561 | 753 | 775927.7574 | 1204994.9364
VN | 548692575 | LINEVN0634a | 500 | 18.7154 | [5 empty] | 50 | 6 cables - 2 systems | LINESTRING (775382.3179476478 1205481.2741817492, 775025.5618147512 1205940.3862776305, 774574.6350290244 1206520.6843138277, 774233.19087425 1206960.0938897335, 774029.6684468777 1207222.0161011042, 773674.4844161515 1207679.1221542337, 773370.0103860489 1208070.9742633572, 773000.0293855607 1208547.1412044056, 772634.5909420867 1209017.4706001708, 772207.7979658952 1209566.7604389405, 771857.8014484601 1210017.2441122904, 771527.965674185 1210441.7651211806, 771200.0059651115 1210863.8792487099, 770838.4623644244 1211329.2358901496, 770511.8235720902 1211749.6595223458, 770193.7806470741 1212159.043474817, 769969.2739343937 1212448.0192042263, 769736.5588174977 1212747.5640654492, 769402.6076575667 1213177.4284525374, 769091.6862105953 1213577.656384807, 768725.8110991537 1214048.6322503188, 768348.8944318225 1214533.818675148, 768001.3512299317 1214981.2085964726, 767676.1951867405 1215399.7754953238, 767325.6302641426 1215851.072873032, 767009.9937444887 1216257.4025004408, 766676.374889835 1216686.894718968, 766346.7533088819 1217111.2415340932, 766068.0895821031 1217469.9881623746, 765813.850740555 1217797.3042410773) | line | [10 empty] | 6 | 2 |  |  | 755 | 756 | 1 | FALSE | FALSE | 2 | TRUE | TRUE | 755 | 756 | 775382.3179 | 1205481.2742 | 765813.8507 | 1217797.3042 | 755 | 775382.3179 | 1205481.2742 | 756 | 765813.8507 | 1217797.3042
VN | 548692575 | LINEVN0634b | 500 | 18.7154 | [5 empty] | 50 | 6 cables - 2 systems | LINESTRING (775382.3179476478 1205481.2741817492, 775025.5618147512 1205940.3862776305, 774574.6350290244 1206520.6843138277, 774233.19087425 1206960.0938897335, 774029.6684468777 1207222.0161011042, 773674.4844161515 1207679.1221542337, 773370.0103860489 1208070.9742633572, 773000.0293855607 1208547.1412044056, 772634.5909420867 1209017.4706001708, 772207.7979658952 1209566.7604389405, 771857.8014484601 1210017.2441122904, 771527.965674185 1210441.7651211806, 771200.0059651115 1210863.8792487099, 770838.4623644244 1211329.2358901496, 770511.8235720902 1211749.6595223458, 770193.7806470741 1212159.043474817, 769969.2739343937 1212448.0192042263, 769736.5588174977 1212747.5640654492, 769402.6076575667 1213177.4284525374, 769091.6862105953 1213577.656384807, 768725.8110991537 1214048.6322503188, 768348.8944318225 1214533.818675148, 768001.3512299317 1214981.2085964726, 767676.1951867405 1215399.7754953238, 767325.6302641426 1215851.072873032, 767009.9937444887 1216257.4025004408, 766676.374889835 1216686.894718968, 766346.7533088819 1217111.2415340932, 766068.0895821031 1217469.9881623746, 765813.850740555 1217797.3042410773) | line | [10 empty] | 6 | 2 |  |  | 755 | 756 | 1 | FALSE | FALSE | 2 | TRUE | TRUE | 755 | 756 | 775382.3179 | 1205481.2742 | 765813.8507 | 1217797.3042 | 755 | 775382.3179 | 1205481.2742 | 756 | 765813.8507 | 1217797.3042
VN | 548692576 | LINEVN0635 | 500 | 0.8812 | [5 empty] | 50 |  | LINESTRING (764973.9785870349 1218224.2195730887, 765377.8927293401 1218304.4161434232, 765561.1416349324 1218038.9966314335) | line | [10 empty] | 3 | 1 |  |  | 757 | 758 | 1 | FALSE | FALSE | 1 | TRUE | TRUE | 757 | 758 | 764973.9786 | 1218224.2196 | 765561.1416 | 1218038.9966 | 757 | 764973.9786 | 1218224.2196 | 758 | 765561.1416 | 1218038.9966
VN | 548692577 | LINEVN0636a | 500 | 19.2264 | [5 empty] | 50 | 6 cables - 2 systems | LINESTRING (765561.1416349324 1218038.9966314335, 765923.3952960875 1217572.7119491512, 766297.8575433069 1217090.735459967, 766649.312858956 1216638.3666501828, 766975.2067055017 1216218.9045453651, 767311.7611999814 1215785.7299348228, 767674.1389835139 1215319.3333159003, 768008.5337171892 1214888.955404099, 768364.6750440641 1214430.5904282269, 768716.0623796075 1213978.3528089935, 769052.9473090481 1213544.8015875206, 769366.7414534847 1213140.9446372767, 769696.7677559019 1212716.2383441676, 769882.6737444738 1212476.9807382042, 770081.3482797566 1212221.304745343, 770431.5972805059 1211770.5711437985, 770776.7596182802 1211326.393580036, 771168.6882515852 1210822.0301578743, 771532.5507349957 1210353.7943509982, 771908.593647962 1209869.9116521906, 772294.2204943874 1209373.6810764289, 772672.0312133629 1208887.5258097562, 773041.2734805887 1208412.4023897573, 773360.9304088305 1208001.084758798, 773638.1404199752 1207644.4009878251, 773973.5109210665 1207212.87374606, 774200.1730515236 1206921.2383113839, 774513.44426574 1206518.162262833, 774790.5782287561 1206161.581665078, 775081.2513408854 1205787.6054397344, 775392.0991267243 1205387.6560813359) | line | [10 empty] | 6 | 2 |  |  | 758 | 754 | 1 | FALSE | FALSE | 2 | TRUE | TRUE | 758 | 754 | 765561.1416 | 1218038.9966 | 775392.0991 | 1205387.6561 | 758 | 765561.1416 | 1218038.9966 | 754 | 775392.0991 | 1205387.6561
VN | 548692577 | LINEVN0636b | 500 | 19.2264 | [5 empty] | 50 | 6 cables - 2 systems | LINESTRING (765561.1416349324 1218038.9966314335, 765923.3952960875 1217572.7119491512, 766297.8575433069 1217090.735459967, 766649.312858956 1216638.3666501828, 766975.2067055017 1216218.9045453651, 767311.7611999814 1215785.7299348228, 767674.1389835139 1215319.3333159003, 768008.5337171892 1214888.955404099, 768364.6750440641 1214430.5904282269, 768716.0623796075 1213978.3528089935, 769052.9473090481 1213544.8015875206, 769366.7414534847 1213140.9446372767, 769696.7677559019 1212716.2383441676, 769882.6737444738 1212476.9807382042, 770081.3482797566 1212221.304745343, 770431.5972805059 1211770.5711437985, 770776.7596182802 1211326.393580036, 771168.6882515852 1210822.0301578743, 771532.5507349957 1210353.7943509982, 771908.593647962 1209869.9116521906, 772294.2204943874 1209373.6810764289, 772672.0312133629 1208887.5258097562, 773041.2734805887 1208412.4023897573, 773360.9304088305 1208001.084758798, 773638.1404199752 1207644.4009878251, 773973.5109210665 1207212.87374606, 774200.1730515236 1206921.2383113839, 774513.44426574 1206518.162262833, 774790.5782287561 1206161.581665078, 775081.2513408854 1205787.6054397344, 775392.0991267243 1205387.6560813359) | line | [10 empty] | 6 | 2 |  |  | 758 | 754 | 1 | FALSE | FALSE | 2 | TRUE | TRUE | 758 | 754 | 765561.1416 | 1218038.9966 | 775392.0991 | 1205387.6561 | 758 | 765561.1416 | 1218038.9966 | 754 | 775392.0991 | 1205387.6561
VN | 548692578 | LINEVN0637 | 500 | 0.85368 | [5 empty] | 50 |  | LINESTRING (764973.9785870349 1218224.2195730887, 765372.6312641101 1218283.102635703, 765561.1416349324 1218038.9966314335) | line | [10 empty] | 3 | 1 |  |  | 757 | 758 | 1 | FALSE | FALSE | 1 | TRUE | TRUE | 757 | 758 | 764973.9786 | 1218224.2196 | 765561.1416 | 1218038.9966 | 757 | 764973.9786 | 1218224.2196 | 758 | 765561.1416 | 1218038.9966
VN | 548692579 | LINEVN0638 | 500 | 0.83549 | [5 empty] | 50 |  | LINESTRING (748554.8301916759 1212809.8394146338, 748843.8964059204 1212799.2319349204, 749220.469018402 1212953.595107497) | line | [10 empty] | 3 |  |  |  | 759 | 760 | 1 | FALSE | FALSE | 1 | TRUE | TRUE | 759 | 760 | 748554.8302 | 1212809.8394 | 749220.469 | 1212953.5951 | 759 | 748554.8302 | 1212809.8394 | 760 | 749220.469 | 1212953.5951
VN | 548692580 | LINEVN0639a | 500 | 20.0339 | [5 empty] | 50 | 6 cables - 2 systems | LINESTRING (749220.469018402 1212953.595107497, 749759.1305035531 1213175.6440424128, 750271.320781274 1213386.7790362395, 750787.0483561575 1213599.388950729, 751258.1353992675 1213793.6075209603, 751728.0735912148 1213987.3604562315, 752221.8124214993 1214190.9424502715, 752728.8313404619 1214398.8182753809, 753222.7110220164 1214601.3234894888, 753696.8467509972 1214795.7394496286, 754197.0605681329 1215000.867086996, 754746.9708367492 1215229.1966713471, 755211.4607627001 1215422.0696064027, 755714.4298331852 1215630.942021708, 756074.8503926414 1215780.6128195662, 756509.3114157775 1215950.1002089907, 757040.6756694348 1216157.392491766, 757527.8549594539 1216347.4605809385, 758009.6886782516 1216535.458852797, 758489.4362189848 1216722.6521728062, 758999.9401007587 1216921.8492839187, 759512.7718394 1217121.9705153229, 759808.7859452033 1217237.482031318, 760114.9245571463 1217356.9503363068, 760468.9558014058 1217495.1178688891, 761013.4263512685 1217580.0145346227, 761596.3696430384 1217674.800647192, 762183.8870824373 1217770.34271541, 762830.5873329288 1217875.5229648007, 763391.0874640087 1217966.6882223987, 763878.6440967066 1218046.010038881, 764383.955134596 1218128.2164274948, 764973.9785870349 1218224.2195730887) | line | [10 empty] | 6 | 2 |  |  | 760 | 757 | 1 | FALSE | FALSE | 2 | TRUE | TRUE | 760 | 757 | 749220.469 | 1212953.5951 | 764973.9786 | 1218224.2196 | 760 | 749220.469 | 1212953.5951 | 757 | 764973.9786 | 1218224.2196
VN | 548692580 | LINEVN0639b | 500 | 20.0339 | [5 empty] | 50 | 6 cables - 2 systems | LINESTRING (749220.469018402 1212953.595107497, 749759.1305035531 1213175.6440424128, 750271.320781274 1213386.7790362395, 750787.0483561575 1213599.388950729, 751258.1353992675 1213793.6075209603, 751728.0735912148 1213987.3604562315, 752221.8124214993 1214190.9424502715, 752728.8313404619 1214398.8182753809, 753222.7110220164 1214601.3234894888, 753696.8467509972 1214795.7394496286, 754197.0605681329 1215000.867086996, 754746.9708367492 1215229.1966713471, 755211.4607627001 1215422.0696064027, 755714.4298331852 1215630.942021708, 756074.8503926414 1215780.6128195662, 756509.3114157775 1215950.1002089907, 757040.6756694348 1216157.392491766, 757527.8549594539 1216347.4605809385, 758009.6886782516 1216535.458852797, 758489.4362189848 1216722.6521728062, 758999.9401007587 1216921.8492839187, 759512.7718394 1217121.9705153229, 759808.7859452033 1217237.482031318, 760114.9245571463 1217356.9503363068, 760468.9558014058 1217495.1178688891, 761013.4263512685 1217580.0145346227, 761596.3696430384 1217674.800647192, 762183.8870824373 1217770.34271541, 762830.5873329288 1217875.5229648007, 763391.0874640087 1217966.6882223987, 763878.6440967066 1218046.010038881, 764383.955134596 1218128.2164274948, 764973.9785870349 1218224.2195730887) | line | [10 empty] | 6 | 2 |  |  | 760 | 757 | 1 | FALSE | FALSE | 2 | TRUE | TRUE | 760 | 757 | 749220.469 | 1212953.5951 | 764973.9786 | 1218224.2196 | 760 | 749220.469 | 1212953.5951 | 757 | 764973.9786 | 1218224.2196
VN | 548692581 | LINEVN0640 | 500 | 0.84439 | [5 empty] | 50 |  | LINESTRING (748554.8301916759 1212809.8394146338, 748847.5016864208 1212783.7338628408, 749220.469018402 1212953.595107497) | line | [10 empty] | 3 |  |  |  | 759 | 760 | 1 | FALSE | FALSE | 1 | TRUE | TRUE | 759 | 760 | 748554.8302 | 1212809.8394 | 749220.469 | 1212953.5951 | 759 | 748554.8302 | 1212809.8394 | 760 | 749220.469 | 1212953.5951
VN | 548692582 | LINEVN0641a | 500 | 4.4937 | [5 empty] | 50 | 6 cables - 2 systems | LINESTRING (744812.7484514215 1212950.6924573332, 745204.2232572595 1212935.9357906182, 745586.544849827 1212921.5358719474, 746061.0144002407 1212903.6575262928, 746588.1490834435 1212883.812468852, 747146.7858781102 1212862.784813871, 747610.236780359 1212845.3546669576, 748084.5395757081 1212827.5147781807, 748554.8301916759 1212809.8394146338) | line | [10 empty] | 6 | 2 |  |  | 761 | 759 | 1 | FALSE | FALSE | 2 | TRUE | TRUE | 761 | 759 | 744812.7485 | 1212950.6925 | 748554.8302 | 1212809.8394 | 761 | 744812.7485 | 1212950.6925 | 759 | 748554.8302 | 1212809.8394
VN | 548692582 | LINEVN0641b | 500 | 4.4937 | [5 empty] | 50 | 6 cables - 2 systems | LINESTRING (744812.7484514215 1212950.6924573332, 745204.2232572595 1212935.9357906182, 745586.544849827 1212921.5358719474, 746061.0144002407 1212903.6575262928, 746588.1490834435 1212883.812468852, 747146.7858781102 1212862.784813871, 747610.236780359 1212845.3546669576, 748084.5395757081 1212827.5147781807, 748554.8301916759 1212809.8394146338) | line | [10 empty] | 6 | 2 |  |  | 761 | 759 | 1 | FALSE | FALSE | 2 | TRUE | TRUE | 761 | 759 | 744812.7485 | 1212950.6925 | 748554.8302 | 1212809.8394 | 761 | 744812.7485 | 1212950.6925 | 759 | 748554.8302 | 1212809.8394
VN | 548692583 | LINEVN0642 | 500 | 1.6104 | [5 empty] | 50 |  | LINESTRING (743556.6288749722 1212638.0446026456, 743735.832798314 1212622.6624058224, 743984.1527544099 1212770.8763505404, 744333.2113685827 1212952.2845646373, 744812.7484514215 1212950.6924573332) | line | [10 empty] | 3 | 1 |  |  | 762 | 761 | 1 | FALSE | FALSE | 1 | TRUE | TRUE | 762 | 761 | 743556.6289 | 1212638.0446 | 744812.7485 | 1212950.6925 | 762 | 743556.6289 | 1212638.0446 | 761 | 744812.7485 | 1212950.6925
VN | 548692584 | LINEVN0643a | 500 | 0.73421 | [5 empty] | 50 | 6 cables - 2 systems | LINESTRING (742944.7904934643 1212636.454879082, 743556.6288749722 1212638.0446026456) | line | [10 empty] | 6 | 2 |  |  | 763 | 762 | 1 | FALSE | FALSE | 2 | TRUE | TRUE | 763 | 762 | 742944.7905 | 1212636.4549 | 743556.6289 | 1212638.0446 | 763 | 742944.7905 | 1212636.4549 | 762 | 743556.6289 | 1212638.0446
VN | 548692584 | LINEVN0643b | 500 | 0.73421 | [5 empty] | 50 | 6 cables - 2 systems | LINESTRING (742944.7904934643 1212636.454879082, 743556.6288749722 1212638.0446026456) | line | [10 empty] | 6 | 2 |  |  | 763 | 762 | 1 | FALSE | FALSE | 2 | TRUE | TRUE | 763 | 762 | 742944.7905 | 1212636.4549 | 743556.6289 | 1212638.0446 | 763 | 742944.7905 | 1212636.4549 | 762 | 743556.6289 | 1212638.0446
VN | 548692585 | LINEVN0644 | 500 | 1.609 | [5 empty] | 50 |  | LINESTRING (743556.6288749722 1212638.0446026456, 743734.5293334268 1212643.643918574, 743984.1527544099 1212770.8763505404, 744328.5712918314 1212970.497113586, 744812.7484514215 1212950.6924573332) | line | [10 empty] | 3 | 1 |  |  | 762 | 761 | 1 | FALSE | FALSE | 1 | TRUE | TRUE | 762 | 761 | 743556.6289 | 1212638.0446 | 744812.7485 | 1212950.6925 | 762 | 743556.6289 | 1212638.0446 | 761 | 744812.7485 | 1212950.6925
VN | 548692586 | LINEVN0645 | 500 | 0.95932 | [5 empty] | 50 |  | LINESTRING (742160.9760157533 1212744.4411932465, 742499.1646336175 1212640.5490453432, 742944.7904934643 1212636.454879082) | line | [10 empty] | 3 | 1 |  |  | 764 | 763 | 1 | FALSE | FALSE | 1 | TRUE | TRUE | 764 | 763 | 742160.976 | 1212744.4412 | 742944.7905 | 1212636.4549 | 764 | 742160.976 | 1212744.4412 | 763 | 742944.7905 | 1212636.4549
VN | 548692587 | LINEVN0646a | 500 | 0.5653 | [5 empty] | 50 | 6 cables - 2 systems | LINESTRING (741715.537242786 1212897.7406568667, 742160.9760157533 1212744.4411932465) | line | [10 empty] | 6 | 2 |  |  | 765 | 764 | 1 | FALSE | FALSE | 2 | TRUE | TRUE | 765 | 764 | 741715.5372 | 1212897.7407 | 742160.976 | 1212744.4412 | 765 | 741715.5372 | 1212897.7407 | 764 | 742160.976 | 1212744.4412
VN | 548692587 | LINEVN0646b | 500 | 0.5653 | [5 empty] | 50 | 6 cables - 2 systems | LINESTRING (741715.537242786 1212897.7406568667, 742160.9760157533 1212744.4411932465) | line | [10 empty] | 6 | 2 |  |  | 765 | 764 | 1 | FALSE | FALSE | 2 | TRUE | TRUE | 765 | 764 | 741715.5372 | 1212897.7407 | 742160.976 | 1212744.4412 | 765 | 741715.5372 | 1212897.7407 | 764 | 742160.976 | 1212744.4412
VN | 548692588 | LINEVN0647 | 500 | 1.0565 | [5 empty] | 50 |  | LINESTRING (740855.8679954314 1213013.3759446517, 741413.3642405915 1213011.5419260026, 741715.537242786 1212897.7406568667) | line | [10 empty] | 3 | 1 |  |  | 766 | 765 | 1 | FALSE | FALSE | 1 | TRUE | TRUE | 766 | 765 | 740855.868 | 1213013.3759 | 741715.5372 | 1212897.7407 | 766 | 740855.868 | 1213013.3759 | 765 | 741715.5372 | 1212897.7407
VN | 548692589 | LINEVN0648 | 500 | 0.96937 | [5 empty] | 50 |  | LINESTRING (742160.9760157533 1212744.4411932465, 742494.046491525 1212616.9421005538, 742944.7904934643 1212636.454879082) | line | [10 empty] | 3 | 1 |  |  | 764 | 763 | 1 | FALSE | FALSE | 1 | TRUE | TRUE | 764 | 763 | 742160.976 | 1212744.4412 | 742944.7905 | 1212636.4549 | 764 | 742160.976 | 1212744.4412 | 763 | 742944.7905 | 1212636.4549
VN | 548692590 | LINEVN0649 | 500 | 1.0484 | [5 empty] | 50 |  | LINESTRING (740855.8679954314 1213013.3759446517, 741408.7575195816 1212989.6762952604, 741715.537242786 1212897.7406568667) | line | [10 empty] | 3 | 1 |  |  | 766 | 765 | 1 | FALSE | FALSE | 1 | TRUE | TRUE | 766 | 765 | 740855.868 | 1213013.3759 | 741715.5372 | 1212897.7407 | 766 | 740855.868 | 1213013.3759 | 765 | 741715.5372 | 1212897.7407
VN | 548692591 | LINEVN0650a | 500 | 6.5316 | [5 empty] | 50 | 6 cables - 2 systems | LINESTRING (735414.9323479412 1213164.3335894514, 735916.3174975892 1213150.3875480338, 736606.5959970108 1213131.2012912869, 736838.3118188113 1213124.7580305194, 737201.0923839136 1213114.6802112574, 737805.2914792044 1213097.9079122634, 738229.3917572177 1213086.1379624228, 738521.3121374429 1213078.0400416714, 738876.0048954508 1213068.2094992003, 739272.2878275516 1213057.224578047, 739813.7026157388 1213042.2230091232, 740239.5045944746 1213030.4356977001, 740855.8679954314 1213013.3759446517) | line | [10 empty] | 6 | 2 |  |  | 767 | 766 | 1 | FALSE | FALSE | 2 | TRUE | TRUE | 767 | 766 | 735414.9323 | 1213164.3336 | 740855.868 | 1213013.3759 | 767 | 735414.9323 | 1213164.3336 | 766 | 740855.868 | 1213013.3759
VN | 548692591 | LINEVN0650b | 500 | 6.5316 | [5 empty] | 50 | 6 cables - 2 systems | LINESTRING (735414.9323479412 1213164.3335894514, 735916.3174975892 1213150.3875480338, 736606.5959970108 1213131.2012912869, 736838.3118188113 1213124.7580305194, 737201.0923839136 1213114.6802112574, 737805.2914792044 1213097.9079122634, 738229.3917572177 1213086.1379624228, 738521.3121374429 1213078.0400416714, 738876.0048954508 1213068.2094992003, 739272.2878275516 1213057.224578047, 739813.7026157388 1213042.2230091232, 740239.5045944746 1213030.4356977001, 740855.8679954314 1213013.3759446517) | line | [10 empty] | 6 | 2 |  |  | 767 | 766 | 1 | FALSE | FALSE | 2 | TRUE | TRUE | 767 | 766 | 735414.9323 | 1213164.3336 | 740855.868 | 1213013.3759 | 767 | 735414.9323 | 1213164.3336 | 766 | 740855.868 | 1213013.3759
VN | 548692593 | LINEVN0651 | 500 | 0.74703 | [5 empty] | 50 |  | LINESTRING (734827.1858854408 1213325.4306167024, 735128.3640928713 1213177.2327244561, 735414.9323479412 1213164.3335894514) | line | [10 empty] | 3 | 1 |  |  | 768 | 767 | 1 | FALSE | FALSE | 1 | TRUE | TRUE | 768 | 767 | 734827.1859 | 1213325.4306 | 735414.9323 | 1213164.3336 | 768 | 734827.1859 | 1213325.4306 | 767 | 735414.9323 | 1213164.3336
VN | 548692594 | LINEVN0652 | 500 | 0.75664 | [5 empty] | 50 |  | LINESTRING (734827.1858854408 1213325.4306167024, 735123.0483256907 1213160.7080700109, 735414.9323479412 1213164.3335894514) | line | [10 empty] | 3 | 1 |  |  | 768 | 767 | 1 | FALSE | FALSE | 1 | TRUE | TRUE | 768 | 767 | 734827.1859 | 1213325.4306 | 735414.9323 | 1213164.3336 | 768 | 734827.1859 | 1213325.4306 | 767 | 735414.9323 | 1213164.3336
VN | 548692595 | LINEVN0653a | 500 | 5.3374 | [5 empty] | 50 | 6 cables - 2 systems | LINESTRING (730859.506795009 1215335.6082732466, 731386.5464218165 1215068.5552136207, 731930.5912003341 1214792.8989956651, 732372.2005193187 1214569.1491672597, 732926.4134620207 1214288.366660472, 733445.3169985458 1214025.476053015, 733869.2400985521 1213810.7120422442, 734323.3665777924 1213580.6547479334, 734827.1858854408 1213325.4306167024) | line | [10 empty] | 6 | 2 |  |  | 691 | 768 | 1 | FALSE | FALSE | 2 | TRUE | TRUE | 691 | 768 | 730859.5068 | 1215335.6083 | 734827.1859 | 1213325.4306 | 691 | 730859.5068 | 1215335.6083 | 768 | 734827.1859 | 1213325.4306
VN | 548692595 | LINEVN0653b | 500 | 5.3374 | [5 empty] | 50 | 6 cables - 2 systems | LINESTRING (730859.506795009 1215335.6082732466, 731386.5464218165 1215068.5552136207, 731930.5912003341 1214792.8989956651, 732372.2005193187 1214569.1491672597, 732926.4134620207 1214288.366660472, 733445.3169985458 1214025.476053015, 733869.2400985521 1213810.7120422442, 734323.3665777924 1213580.6547479334, 734827.1858854408 1213325.4306167024) | line | [10 empty] | 6 | 2 |  |  | 691 | 768 | 1 | FALSE | FALSE | 2 | TRUE | TRUE | 691 | 768 | 730859.5068 | 1215335.6083 | 734827.1859 | 1213325.4306 | 691 | 730859.5068 | 1215335.6083 | 768 | 734827.1859 | 1213325.4306
VN | 548717062 | LINEVN0654a | 500 | 0.248 | [5 empty] | 50 | 6 cables - 2 systems | LINESTRING (914687.2839458145 1254698.8496433794, 914893.4020191177 1254683.762102828) | line | [10 empty] | 6 |  |  |  | 769 | 770 | 1 | FALSE | FALSE | 2 | TRUE | TRUE | 769 | 770 | 914687.2839 | 1254698.8496 | 914893.402 | 1254683.7621 | 769 | 914687.2839 | 1254698.8496 | 770 | 914893.402 | 1254683.7621
VN | 548717062 | LINEVN0654b | 500 | 0.248 | [5 empty] | 50 | 6 cables - 2 systems | LINESTRING (914687.2839458145 1254698.8496433794, 914893.4020191177 1254683.762102828) | line | [10 empty] | 6 |  |  |  | 769 | 770 | 1 | FALSE | FALSE | 2 | TRUE | TRUE | 769 | 770 | 914687.2839 | 1254698.8496 | 914893.402 | 1254683.7621 | 769 | 914687.2839 | 1254698.8496 | 770 | 914893.402 | 1254683.7621
VN | 548717063 | LINEVN0655 | 500 | 0.66466 | [5 empty] | 50 |  | LINESTRING (915311.0608858226 1254485.483528544, 915248.7688183665 1254673.8263368611, 914893.4020191177 1254683.762102828) | line | [10 empty] | 3 |  |  |  | 771 | 770 | 1 | FALSE | FALSE | 1 | TRUE | TRUE | 771 | 770 | 915311.0609 | 1254485.4835 | 914893.402 | 1254683.7621 | 771 | 915311.0609 | 1254485.4835 | 770 | 914893.402 | 1254683.7621
VN | 548717064 | LINEVN0656 | 500 | 0.63829 | [5 empty] | 50 |  | LINESTRING (914893.4020191177 1254683.762102828, 915237.2490385084 1254657.3524206423, 915311.0608858226 1254485.483528544) | line | [10 empty] | 3 |  |  |  | 770 | 771 | 1 | FALSE | FALSE | 1 | TRUE | TRUE | 770 | 771 | 914893.402 | 1254683.7621 | 915311.0609 | 1254485.4835 | 770 | 914893.402 | 1254683.7621 | 771 | 915311.0609 | 1254485.4835
VN | 548717065 | LINEVN0657 | 500 | 1.0017 | [5 empty] | 50 |  | LINESTRING (913918.3205327338 1254933.9392495384, 914263.8437348601 1254711.1075073814, 914687.2839458145 1254698.8496433794) | line | [10 empty] | 3 |  |  |  | 772 | 769 | 1 | FALSE | FALSE | 1 | TRUE | TRUE | 772 | 769 | 913918.3205 | 1254933.9392 | 914687.2839 | 1254698.8496 | 772 | 913918.3205 | 1254933.9392 | 769 | 914687.2839 | 1254698.8496
VN | 548717066 | LINEVN0658 | 500 | 0.99104 | [5 empty] | 50 |  | LINESTRING (913918.3205327338 1254933.9392495384, 914268.6059052141 1254728.3683586714, 914687.2839458145 1254698.8496433794) | line | [10 empty] | 3 |  |  |  | 772 | 769 | 1 | FALSE | FALSE | 1 | TRUE | TRUE | 772 | 769 | 913918.3205 | 1254933.9392 | 914687.2839 | 1254698.8496 | 772 | 913918.3205 | 1254933.9392 | 769 | 914687.2839 | 1254698.8496
VN | 548717067 | LINEVN0659a | 500 | 1.6886 | [5 empty] | 50 | 6 cables - 2 systems | LINESTRING (912702.6580572587 1255642.6524541578, 912946.5055184725 1255499.5205636139, 913383.6511451864 1255244.3628872698, 913918.3205327338 1254933.9392495384) | line | [10 empty] | 6 |  |  |  | 773 | 772 | 1 | FALSE | FALSE | 2 | TRUE | TRUE | 773 | 772 | 912702.6581 | 1255642.6525 | 913918.3205 | 1254933.9392 | 773 | 912702.6581 | 1255642.6525 | 772 | 913918.3205 | 1254933.9392
VN | 548717067 | LINEVN0659b | 500 | 1.6886 | [5 empty] | 50 | 6 cables - 2 systems | LINESTRING (912702.6580572587 1255642.6524541578, 912946.5055184725 1255499.5205636139, 913383.6511451864 1255244.3628872698, 913918.3205327338 1254933.9392495384) | line | [10 empty] | 6 |  |  |  | 773 | 772 | 1 | FALSE | FALSE | 2 | TRUE | TRUE | 773 | 772 | 912702.6581 | 1255642.6525 | 913918.3205 | 1254933.9392 | 773 | 912702.6581 | 1255642.6525 | 772 | 913918.3205 | 1254933.9392
VN | 548717068 | LINEVN0660 | 500 | 0.91021 | [5 empty] | 50 |  | LINESTRING (912012.1404126554 1255600.4720742328, 912462.750048186 1255776.5170459726, 912702.6580572587 1255642.6524541578) | line | [10 empty] | 3 |  |  |  | 774 | 773 | 1 | FALSE | FALSE | 1 | TRUE | TRUE | 774 | 773 | 912012.1404 | 1255600.4721 | 912702.6581 | 1255642.6525 | 774 | 912012.1404 | 1255600.4721 | 773 | 912702.6581 | 1255642.6525
VN | 548717069 | LINEVN0661 | 500 | 0.93703 | [5 empty] | 50 |  | LINESTRING (912012.1404126554 1255600.4720742328, 912461.8382437439 1255801.2724067005, 912702.6580572587 1255642.6524541578) | line | [10 empty] | 3 |  |  |  | 774 | 773 | 1 | FALSE | FALSE | 1 | TRUE | TRUE | 774 | 773 | 912012.1404 | 1255600.4721 | 912702.6581 | 1255642.6525 | 774 | 912012.1404 | 1255600.4721 | 773 | 912702.6581 | 1255642.6525
VN | 548717070 | LINEVN0662a | 500 | 2.7955 | [5 empty] | 50 | 6 cables - 2 systems | LINESTRING (909857.416387417 1254714.9415369995, 910427.5758701579 1254947.2761934102, 910981.9279902051 1255176.2170098384, 911536.2748231775 1255405.1700726538, 912012.1404126554 1255600.4720742328) | line | [10 empty] | 6 |  |  |  | 775 | 774 | 1 | FALSE | FALSE | 2 | TRUE | TRUE | 775 | 774 | 909857.4164 | 1254714.9415 | 912012.1404 | 1255600.4721 | 775 | 909857.4164 | 1254714.9415 | 774 | 912012.1404 | 1255600.4721
VN | 548717070 | LINEVN0662b | 500 | 2.7955 | [5 empty] | 50 | 6 cables - 2 systems | LINESTRING (909857.416387417 1254714.9415369995, 910427.5758701579 1254947.2761934102, 910981.9279902051 1255176.2170098384, 911536.2748231775 1255405.1700726538, 912012.1404126554 1255600.4720742328) | line | [10 empty] | 6 |  |  |  | 775 | 774 | 1 | FALSE | FALSE | 2 | TRUE | TRUE | 775 | 774 | 909857.4164 | 1254714.9415 | 912012.1404 | 1255600.4721 | 775 | 909857.4164 | 1254714.9415 | 774 | 912012.1404 | 1255600.4721
VN | 548717071 | LINEVN0663 | 500 | 0.97638 | [5 empty] | 50 |  | LINESTRING (909283.6279504162 1254217.656478492, 909431.4591722435 1254537.2215814686, 909857.416387417 1254714.9415369995) | line | [10 empty] | 3 |  |  |  | 776 | 775 | 1 | FALSE | FALSE | 1 | TRUE | TRUE | 776 | 775 | 909283.628 | 1254217.6565 | 909857.4164 | 1254714.9415 | 776 | 909283.628 | 1254217.6565 | 775 | 909857.4164 | 1254714.9415
VN | 548717073 | LINEVN0664 | 500 | 0.9939 | [5 empty] | 50 |  | LINESTRING (909283.6279504162 1254217.656478492, 909419.2405787266 1254551.9241595103, 909857.416387417 1254714.9415369995) | line | [10 empty] | 3 |  |  |  | 776 | 775 | 1 | FALSE | FALSE | 1 | TRUE | TRUE | 776 | 775 | 909283.628 | 1254217.6565 | 909857.4164 | 1254714.9415 | 776 | 909283.628 | 1254217.6565 | 775 | 909857.4164 | 1254714.9415
VN | 548717075 | LINEVN0665a | 500 | 1.0323 | [5 empty] | 50 | 6 cables - 2 systems | LINESTRING (908926.1466782857 1253435.21254431, 909104.121983617 1253829.193662918, 909283.6279504162 1254217.656478492) | line | [10 empty] | 6 |  |  |  | 777 | 776 | 1 | FALSE | FALSE | 2 | TRUE | TRUE | 777 | 776 | 908926.1467 | 1253435.2125 | 909283.628 | 1254217.6565 | 777 | 908926.1467 | 1253435.2125 | 776 | 909283.628 | 1254217.6565
VN | 548717075 | LINEVN0665b | 500 | 1.0323 | [5 empty] | 50 | 6 cables - 2 systems | LINESTRING (908926.1466782857 1253435.21254431, 909104.121983617 1253829.193662918, 909283.6279504162 1254217.656478492) | line | [10 empty] | 6 |  |  |  | 777 | 776 | 1 | FALSE | FALSE | 2 | TRUE | TRUE | 777 | 776 | 908926.1467 | 1253435.2125 | 909283.628 | 1254217.6565 | 777 | 908926.1467 | 1253435.2125 | 776 | 909283.628 | 1254217.6565
VN | 548717078 | LINEVN0666 | 500 | 0.70658 | [5 empty] | 50 |  | LINESTRING (908574.4145562231 1252980.419264988, 908792.9985856093 1253159.2575166759, 908926.1466782857 1253435.21254431) | line | [10 empty] | 3 |  |  |  | 778 | 777 | 1 | FALSE | FALSE | 1 | TRUE | TRUE | 778 | 777 | 908574.4146 | 1252980.4193 | 908926.1467 | 1253435.2125 | 778 | 908574.4146 | 1252980.4193 | 777 | 908926.1467 | 1253435.2125
VN | 548717080 | LINEVN0667 | 500 | 0.71826 | [5 empty] | 50 |  | LINESTRING (908574.4145562231 1252980.419264988, 908807.8299832087 1253146.3278976036, 908926.1466782857 1253435.21254431) | line | [10 empty] | 3 |  |  |  | 778 | 777 | 1 | FALSE | FALSE | 1 | TRUE | TRUE | 778 | 777 | 908574.4146 | 1252980.4193 | 908926.1467 | 1253435.2125 | 778 | 908574.4146 | 1252980.4193 | 777 | 908926.1467 | 1253435.2125
VN | 548717083 | LINEVN0668a | 500 | 4.0721 | [5 empty] | 50 | 6 cables - 2 systems | LINESTRING (905906.0089786076 1250884.0383125262, 906368.6507067926 1251248.999309815, 906793.8573581842 1251582.3005154736, 907226.00869403 1251921.8157428144, 907659.6017671083 1252262.5329603497, 908114.4280645379 1252617.5042873956, 908574.4145562231 1252980.419264988) | line | [10 empty] | 6 |  |  |  | 779 | 778 | 1 | FALSE | FALSE | 2 | TRUE | TRUE | 779 | 778 | 905906.009 | 1250884.0383 | 908574.4146 | 1252980.4193 | 779 | 905906.009 | 1250884.0383 | 778 | 908574.4146 | 1252980.4193
VN | 548717083 | LINEVN0668b | 500 | 4.0721 | [5 empty] | 50 | 6 cables - 2 systems | LINESTRING (905906.0089786076 1250884.0383125262, 906368.6507067926 1251248.999309815, 906793.8573581842 1251582.3005154736, 907226.00869403 1251921.8157428144, 907659.6017671083 1252262.5329603497, 908114.4280645379 1252617.5042873956, 908574.4145562231 1252980.419264988) | line | [10 empty] | 6 |  |  |  | 779 | 778 | 1 | FALSE | FALSE | 2 | TRUE | TRUE | 779 | 778 | 905906.009 | 1250884.0383 | 908574.4146 | 1252980.4193 | 779 | 905906.009 | 1250884.0383 | 778 | 908574.4146 | 1252980.4193
VN | 548717085 | LINEVN0669 | 500 | 0.79026 | [5 empty] | 50 |  | LINESTRING (905454.8730097499 1250420.139417019, 905551.149206791 1250600.0272095904, 905906.0089786076 1250884.0383125262) | line | [10 empty] | 3 |  |  |  | 780 | 779 | 1 | FALSE | FALSE | 1 | TRUE | TRUE | 780 | 779 | 905454.873 | 1250420.1394 | 905906.009 | 1250884.0383 | 780 | 905454.873 | 1250420.1394 | 779 | 905906.009 | 1250884.0383
VN | 548717086 | LINEVN0670 | 500 | 0.80217 | [5 empty] | 50 |  | LINESTRING (905454.8730097499 1250420.139417019, 905535.7098817914 1250614.4021063095, 905906.0089786076 1250884.0383125262) | line | [10 empty] | 3 |  |  |  | 780 | 779 | 1 | FALSE | FALSE | 1 | TRUE | TRUE | 780 | 779 | 905454.873 | 1250420.1394 | 905906.009 | 1250884.0383 | 780 | 905454.873 | 1250420.1394 | 779 | 905906.009 | 1250884.0383
VN | 548717087 | LINEVN0671 | 500 | 0.82692 | [5 empty] | 50 |  | LINESTRING (904298.711974728 1248967.1124240984, 904791.6142312033 1249077.6976281465, 904875.494733792 1249241.4010686195) | line | [10 empty] | 3 |  |  |  | 781 | 782 | 1 | FALSE | FALSE | 1 | TRUE | TRUE | 781 | 782 | 904298.712 | 1248967.1124 | 904875.4947 | 1249241.4011 | 781 | 904298.712 | 1248967.1124 | 782 | 904875.4947 | 1249241.4011
VN | 548717088 | LINEVN0672a | 500 | 1.5761 | [5 empty] | 50 | 6 cables - 2 systems | LINESTRING (904875.494733792 1249241.4010686195, 905084.9255011635 1249659.9773248886, 905295.9360830147 1250092.272619784, 905454.8730097499 1250420.139417019) | line | [10 empty] | 6 |  |  |  | 782 | 780 | 1 | FALSE | FALSE | 2 | TRUE | TRUE | 782 | 780 | 904875.4947 | 1249241.4011 | 905454.873 | 1250420.1394 | 782 | 904875.4947 | 1249241.4011 | 780 | 905454.873 | 1250420.1394
VN | 548717088 | LINEVN0672b | 500 | 1.5761 | [5 empty] | 50 | 6 cables - 2 systems | LINESTRING (904875.494733792 1249241.4010686195, 905084.9255011635 1249659.9773248886, 905295.9360830147 1250092.272619784, 905454.8730097499 1250420.139417019) | line | [10 empty] | 6 |  |  |  | 782 | 780 | 1 | FALSE | FALSE | 2 | TRUE | TRUE | 782 | 780 | 904875.4947 | 1249241.4011 | 905454.873 | 1250420.1394 | 782 | 904875.4947 | 1249241.4011 | 780 | 905454.873 | 1250420.1394
VN | 548717089 | LINEVN0673 | 500 | 0.85005 | [5 empty] | 50 |  | LINESTRING (904298.711974728 1248967.1124240984, 904802.4139804889 1249059.185831455, 904875.494733792 1249241.4010686195) | line | [10 empty] | 3 |  |  |  | 781 | 782 | 1 | FALSE | FALSE | 1 | TRUE | TRUE | 781 | 782 | 904298.712 | 1248967.1124 | 904875.4947 | 1249241.4011 | 781 | 904298.712 | 1248967.1124 | 782 | 904875.4947 | 1249241.4011
VN | 548717090 | LINEVN0674a | 500 | 4.3773 | [5 empty] | 50 | 6 cables - 2 systems | LINESTRING (900739.5582285362 1248213.168893672, 901197.1249092666 1248311.8799876038, 901685.1268630747 1248415.9448189891, 902047.0610081565 1248491.0309641585, 902644.8399182858 1248567.0415190714, 902834.98504021 1248586.6336835292, 903188.086366886 1248733.3240531213, 903782.0203636317 1248858.2852400448, 904298.711974728 1248967.1124240984) | line | [10 empty] | 6 |  |  |  | 783 | 781 | 1 | FALSE | FALSE | 2 | TRUE | TRUE | 783 | 781 | 900739.5582 | 1248213.1689 | 904298.712 | 1248967.1124 | 783 | 900739.5582 | 1248213.1689 | 781 | 904298.712 | 1248967.1124
VN | 548717090 | LINEVN0674b | 500 | 4.3773 | [5 empty] | 50 | 6 cables - 2 systems | LINESTRING (900739.5582285362 1248213.168893672, 901197.1249092666 1248311.8799876038, 901685.1268630747 1248415.9448189891, 902047.0610081565 1248491.0309641585, 902644.8399182858 1248567.0415190714, 902834.98504021 1248586.6336835292, 903188.086366886 1248733.3240531213, 903782.0203636317 1248858.2852400448, 904298.711974728 1248967.1124240984) | line | [10 empty] | 6 |  |  |  | 783 | 781 | 1 | FALSE | FALSE | 2 | TRUE | TRUE | 783 | 781 | 900739.5582 | 1248213.1689 | 904298.712 | 1248967.1124 | 783 | 900739.5582 | 1248213.1689 | 781 | 904298.712 | 1248967.1124
VN | 548717091 | LINEVN0675 | 500 | 0.93314 | [5 empty] | 50 |  | LINESTRING (900020.3191393991 1247927.8610638408, 900432.8489282473 1248132.3866971587, 900739.5582285362 1248213.168893672) | line | [10 empty] | 3 |  |  |  | 784 | 783 | 1 | FALSE | FALSE | 1 | TRUE | TRUE | 784 | 783 | 900020.3191 | 1247927.8611 | 900739.5582 | 1248213.1689 | 784 | 900020.3191 | 1247927.8611 | 783 | 900739.5582 | 1248213.1689
VN | 548717092 | LINEVN0676 | 500 | 0.93822 | [5 empty] | 50 |  | LINESTRING (900020.3191393991 1247927.8610638408, 900428.2450374766 1248148.9380649766, 900739.5582285362 1248213.168893672) | line | [10 empty] | 3 |  |  |  | 784 | 783 | 1 | FALSE | FALSE | 1 | TRUE | TRUE | 784 | 783 | 900020.3191 | 1247927.8611 | 900739.5582 | 1248213.1689 | 784 | 900020.3191 | 1247927.8611 | 783 | 900739.5582 | 1248213.1689
VN | 548717093 | LINEVN0677a | 500 | 5.9671 | [5 empty] | 50 | 6 cables - 2 systems | LINESTRING (895633.8365070395 1245585.9260653881, 896092.794738355 1245834.6810907607, 896634.0233178821 1246120.8933869516, 897170.3439138486 1246411.5776217633, 897657.8054548146 1246667.5636975989, 898090.8722257181 1246897.9537049723, 898525.0895948266 1247129.540400864, 898987.8403150461 1247377.5123332753, 899497.2212219534 1247649.9750203846, 900020.3191393991 1247927.8610638408) | line | [10 empty] | 6 |  |  |  | 785 | 784 | 1 | FALSE | FALSE | 2 | TRUE | TRUE | 785 | 784 | 895633.8365 | 1245585.9261 | 900020.3191 | 1247927.8611 | 785 | 895633.8365 | 1245585.9261 | 784 | 900020.3191 | 1247927.8611
VN | 548717093 | LINEVN0677b | 500 | 5.9671 | [5 empty] | 50 | 6 cables - 2 systems | LINESTRING (895633.8365070395 1245585.9260653881, 896092.794738355 1245834.6810907607, 896634.0233178821 1246120.8933869516, 897170.3439138486 1246411.5776217633, 897657.8054548146 1246667.5636975989, 898090.8722257181 1246897.9537049723, 898525.0895948266 1247129.540400864, 898987.8403150461 1247377.5123332753, 899497.2212219534 1247649.9750203846, 900020.3191393991 1247927.8610638408) | line | [10 empty] | 6 |  |  |  | 785 | 784 | 1 | FALSE | FALSE | 2 | TRUE | TRUE | 785 | 784 | 895633.8365 | 1245585.9261 | 900020.3191 | 1247927.8611 | 785 | 895633.8365 | 1245585.9261 | 784 | 900020.3191 | 1247927.8611
VN | 548717094 | LINEVN0678 | 500 | 0.84736 | [5 empty] | 50 |  | LINESTRING (894977.9468835762 1245485.4437802357, 895296.267022782 1245412.421690772, 895633.8365070395 1245585.9260653881) | line | [10 empty] | 3 |  |  |  | 786 | 785 | 1 | FALSE | FALSE | 1 | TRUE | TRUE | 786 | 785 | 894977.9469 | 1245485.4438 | 895633.8365 | 1245585.9261 | 786 | 894977.9469 | 1245485.4438 | 785 | 895633.8365 | 1245585.9261
VN | 548717095 | LINEVN0679 | 500 | 0.86464 | [5 empty] | 50 |  | LINESTRING (894977.9468835762 1245485.4437802357, 895300.9004560187 1245393.2338145748, 895633.8365070395 1245585.9260653881) | line | [10 empty] | 3 |  |  |  | 786 | 785 | 1 | FALSE | FALSE | 1 | TRUE | TRUE | 786 | 785 | 894977.9469 | 1245485.4438 | 895633.8365 | 1245585.9261 | 786 | 894977.9469 | 1245485.4438 | 785 | 895633.8365 | 1245585.9261
VN | 548717096 | LINEVN0680 | 500 | 1.0875 | [5 empty] | 50 |  | LINESTRING (861087.0139523228 1242920.9236615251, 861463.1939892014 1243163.1863090363, 861906.1047241027 1243282.9110880569) | line | [10 empty] | 3 |  |  |  | 718 | 787 | 1 | FALSE | FALSE | 1 | TRUE | TRUE | 718 | 787 | 861087.014 | 1242920.9237 | 861906.1047 | 1243282.9111 | 718 | 861087.014 | 1242920.9237 | 787 | 861906.1047 | 1243282.9111
VN | 548717097 | LINEVN0681 | 500 | 1.0951 | [5 empty] | 50 |  | LINESTRING (861906.1047241027 1243282.9110880569, 861455.5387915374 1243179.8024233044, 861087.0139523228 1242920.9236615251) | line | [10 empty] | 3 |  |  |  | 787 | 718 | 1 | FALSE | FALSE | 1 | TRUE | TRUE | 787 | 718 | 861906.1047 | 1243282.9111 | 861087.014 | 1242920.9237 | 787 | 861906.1047 | 1243282.9111 | 718 | 861087.014 | 1242920.9237
VN | 548717098 | LINEVN0682a | 500 | 19.2068 | [5 empty] | 50 | 6 cables - 2 systems | LINESTRING (879605.6557878351 1249773.4263782392, 880116.4659105147 1249547.898967444, 880704.7526577024 1249284.9158697235, 881255.6282934665 1249043.5060123214, 881819.26130509 1248790.4573816105, 882363.8798968857 1248546.5050684256, 882734.5189110466 1248382.5094753169, 883115.4410940371 1248289.7396631096, 883650.7543525274 1248164.439099207, 884182.5603679388 1248037.6527452865, 884702.0305263398 1247913.3399543623, 885238.8078140074 1247788.9546942706, 885737.1111125012 1247669.951436173, 886228.0347036931 1247554.931431443, 886783.0888445734 1247424.662379998, 887376.1409965323 1247281.7554794434, 887952.4060184824 1247145.9330015434, 888537.4914764141 1247008.4759246903, 888957.5555799718 1246910.1244895996, 889380.2840563847 1246809.760542228, 889887.1444972489 1246690.9048247482, 890349.5940677668 1246581.418971543, 890866.4849635671 1246458.0233159557, 891399.2517311596 1246332.8012464587, 891955.5667199809 1246201.7480862462, 892428.6526364461 1246088.340587675, 892915.5546224866 1245972.4715668496, 893461.575332081 1245845.1032639071, 893858.1827911532 1245749.719886338, 894571.6507350205 1245580.6962139043, 894977.9468835762 1245485.4437802357) | line | [10 empty] | 6 |  |  |  | 788 | 786 | 1 | FALSE | FALSE | 2 | TRUE | TRUE | 788 | 786 | 879605.6558 | 1249773.4264 | 894977.9469 | 1245485.4438 | 788 | 879605.6558 | 1249773.4264 | 786 | 894977.9469 | 1245485.4438
VN | 548717098 | LINEVN0682b | 500 | 19.2068 | [5 empty] | 50 | 6 cables - 2 systems | LINESTRING (879605.6557878351 1249773.4263782392, 880116.4659105147 1249547.898967444, 880704.7526577024 1249284.9158697235, 881255.6282934665 1249043.5060123214, 881819.26130509 1248790.4573816105, 882363.8798968857 1248546.5050684256, 882734.5189110466 1248382.5094753169, 883115.4410940371 1248289.7396631096, 883650.7543525274 1248164.439099207, 884182.5603679388 1248037.6527452865, 884702.0305263398 1247913.3399543623, 885238.8078140074 1247788.9546942706, 885737.1111125012 1247669.951436173, 886228.0347036931 1247554.931431443, 886783.0888445734 1247424.662379998, 887376.1409965323 1247281.7554794434, 887952.4060184824 1247145.9330015434, 888537.4914764141 1247008.4759246903, 888957.5555799718 1246910.1244895996, 889380.2840563847 1246809.760542228, 889887.1444972489 1246690.9048247482, 890349.5940677668 1246581.418971543, 890866.4849635671 1246458.0233159557, 891399.2517311596 1246332.8012464587, 891955.5667199809 1246201.7480862462, 892428.6526364461 1246088.340587675, 892915.5546224866 1245972.4715668496, 893461.575332081 1245845.1032639071, 893858.1827911532 1245749.719886338, 894571.6507350205 1245580.6962139043, 894977.9468835762 1245485.4437802357) | line | [10 empty] | 6 |  |  |  | 788 | 786 | 1 | FALSE | FALSE | 2 | TRUE | TRUE | 788 | 786 | 879605.6558 | 1249773.4264 | 894977.9469 | 1245485.4438 | 788 | 879605.6558 | 1249773.4264 | 786 | 894977.9469 | 1245485.4438
VN | 548717099 | LINEVN0683 | 500 | 0.88058 | [5 empty] | 50 |  | LINESTRING (879015.9052528788 1249667.9622745551, 879289.0395700021 1249931.8420343956, 879605.6557878351 1249773.4263782392) | line | [10 empty] | 3 |  |  |  | 714 | 788 | 1 | FALSE | FALSE | 1 | TRUE | TRUE | 714 | 788 | 879015.9053 | 1249667.9623 | 879605.6558 | 1249773.4264 | 714 | 879015.9053 | 1249667.9623 | 788 | 879605.6558 | 1249773.4264
VN | 548717100 | LINEVN0684 | 500 | 0.85227 | [5 empty] | 50 |  | LINESTRING (879015.9052528788 1249667.9622745551, 879291.9234821297 1249910.8950665738, 879605.6557878351 1249773.4263782392) | line | [10 empty] | 3 |  |  |  | 714 | 788 | 1 | FALSE | FALSE | 1 | TRUE | TRUE | 714 | 788 | 879015.9053 | 1249667.9623 | 879605.6558 | 1249773.4264 | 714 | 879015.9053 | 1249667.9623 | 788 | 879605.6558 | 1249773.4264
VN | 548717102 | LINEVN0685 | 500 | 1.0575 | [5 empty] | 50 |  | LINESTRING (870987.3422510293 1244547.9198631523, 871420.654498903 1244537.782590489, 871804.573919191 1244768.288750207) | line | [10 empty] | 3 |  |  |  | 789 | 790 | 1 | FALSE | FALSE | 1 | TRUE | TRUE | 789 | 790 | 870987.3423 | 1244547.9199 | 871804.5739 | 1244768.2888 | 789 | 870987.3423 | 1244547.9199 | 790 | 871804.5739 | 1244768.2888
VN | 548717103 | LINEVN0686 | 500 | 1.046 | [5 empty] | 50 |  | LINESTRING (870987.3422510293 1244547.9198631523, 871416.7699869489 1244555.9479409228, 871804.573919191 1244768.288750207) | line | [10 empty] | 3 |  |  |  | 789 | 790 | 1 | FALSE | FALSE | 1 | TRUE | TRUE | 789 | 790 | 870987.3423 | 1244547.9199 | 871804.5739 | 1244768.2888 | 789 | 870987.3423 | 1244547.9199 | 790 | 871804.5739 | 1244768.2888
VN | 548717104 | LINEVN0687a | 500 | 11.0879 | [5 empty] | 50 | 6 cables - 2 systems | LINESTRING (870987.3422510293 1244547.9198631523, 870450.4808448548 1244539.043993739, 869894.5179842096 1244531.2084820531, 869287.323158922 1244522.9366185693, 868683.0902496697 1244512.2181076074, 868106.5153806343 1244505.1846881115, 867454.7014824697 1244500.234695954, 866846.5524396828 1244489.5614173783, 866409.5653192527 1244487.201664875, 865903.6771805531 1244351.1795899642, 865298.9194032038 1244190.1492274036, 864746.5281432507 1244041.2022920314, 864229.0474066931 1243902.8859064148, 863693.3157071897 1243759.7092899075, 863085.1969183815 1243597.19382476, 862507.1597142075 1243443.9918391344, 861906.1047241027 1243282.9110880569) | line | [10 empty] | 6 | 2 |  |  | 789 | 787 | 1 | FALSE | FALSE | 2 | TRUE | TRUE | 789 | 787 | 870987.3423 | 1244547.9199 | 861906.1047 | 1243282.9111 | 789 | 870987.3423 | 1244547.9199 | 787 | 861906.1047 | 1243282.9111
VN | 548717104 | LINEVN0687b | 500 | 11.0879 | [5 empty] | 50 | 6 cables - 2 systems | LINESTRING (870987.3422510293 1244547.9198631523, 870450.4808448548 1244539.043993739, 869894.5179842096 1244531.2084820531, 869287.323158922 1244522.9366185693, 868683.0902496697 1244512.2181076074, 868106.5153806343 1244505.1846881115, 867454.7014824697 1244500.234695954, 866846.5524396828 1244489.5614173783, 866409.5653192527 1244487.201664875, 865903.6771805531 1244351.1795899642, 865298.9194032038 1244190.1492274036, 864746.5281432507 1244041.2022920314, 864229.0474066931 1243902.8859064148, 863693.3157071897 1243759.7092899075, 863085.1969183815 1243597.19382476, 862507.1597142075 1243443.9918391344, 861906.1047241027 1243282.9110880569) | line | [10 empty] | 6 | 2 |  |  | 789 | 787 | 1 | FALSE | FALSE | 2 | TRUE | TRUE | 789 | 787 | 870987.3423 | 1244547.9199 | 861906.1047 | 1243282.9111 | 789 | 870987.3423 | 1244547.9199 | 787 | 861906.1047 | 1243282.9111
VN | 548723125 | LINEVN0688a | 220 | 48.6929 | [5 empty] | 50 | 6 cables - 2 systems | LINESTRING (858211.6918520251 1225894.3567908362, 858346.0014798166 1226077.0603702185, 858576.6015214751 1226372.8749689197, 858816.574360233 1226683.3821503748, 859032.24299342 1226962.4137730878, 859249.3925225431 1227239.7254894522, 859467.132013656 1227516.747294238, 859709.2272202314 1227832.517451219, 859942.8865992789 1228128.2282874212, 860173.4472591202 1228424.7827563623, 860417.4422853367 1228739.5534818235, 860647.8578971415 1229035.5254124573, 860880.3124241909 1229332.6748169626, 861109.6828040024 1229629.3609611238, 861291.7441347351 1229865.6150301045, 861557.8936032468 1229994.365421223, 861890.2348226344 1230159.1218815376, 862250.5949039494 1230337.9073897062, 862587.8610432893 1230507.8340626569, 862879.0723747022 1230650.4243411936, 863234.7390121105 1230827.5655572552, 863573.2144445481 1230994.307099865, 863907.8635341283 1231161.5973093314, 864267.3387093802 1231338.7849232191, 864602.5751646049 1231504.917006778, 864939.5610881688 1231672.8233176281, 865273.0536536356 1231837.9368649912, 865551.968386101 1231976.1886435463, 865809.5909874564 1232104.1459745797, 866120.6219047477 1232257.4980591561, 866461.9693724134 1232427.512300849, 866796.0182496924 1232593.6604832772, 867133.4275665137 1232761.3022520863, 867491.5389928081 1232939.6839491252, 867852.4198120855 1233119.553287817, 868211.5598845171 1233297.3700100402, 868422.1671516441 1233378.0327506748, 868700.8629239763 1233483.8189152488, 869029.9157260696 1233610.8621165757, 869367.749252252 1233739.9148530236, 869767.9305451969 1233893.7428355, 870092.766728181 1234016.9629785079, 870442.1233992747 1234150.8246378351, 870791.7734643624 1234284.6943144675, 871141.7202280429 1234418.284062926, 871492.8221030992 1234553.0437360047, 871869.0575790487 1234696.41588559, 872242.5003361478 1234839.9052730114, 872593.4556762747 1234974.5340109582, 872919.7331529288 1235098.6808409165, 873268.2028665306 1235232.2819405447, 873657.9972418789 1235381.795806396, 874042.099603843 1235528.635396726, 874342.814373923 1235642.7451343169, 874749.9921854828 1235811.2856565423, 875049.725478577 1235934.2760530384, 875399.2165427487 1236079.7146974972, 875744.7771428127 1236223.4064635765, 876111.7991654244 1236374.3648014516, 876458.1355701357 1236516.8234586162, 876764.0724105929 1236642.6754909365, 877066.9922782681 1236767.2884796856, 877407.5643881233 1236907.388479959, 877764.7895390219 1237054.3455004361, 878050.1893075885 1237171.7529340505, 878325.4094979174 1237284.9897880037, 878590.4919935674 1237397.9555281235, 878913.075514174 1237528.537075771, 879217.371520461 1237654.2439542934, 879541.4386242407 1237789.5255930498, 879977.981188152 1237964.5983592572, 880232.5519462472 1238071.3755769078, 880511.1056546706 1238183.9661983536, 880818.234338712 1238311.774886524, 881144.3617969806 1238445.0406595485, 881433.9759782858 1238564.4852561278, 881757.1550943477 1238698.8981862627, 882149.5580114188 1238859.2055352556, 882442.9810574609 1238979.869899909, 882720.6523235565 1239091.2997444943, 882936.8838230325 1239288.3000897218, 883171.6854862222 1239501.8306077844, 883432.0610445478 1239735.2101516533, 883677.3373075165 1239955.8726155285, 883917.1233687366 1240168.8840119897, 884265.4273122833 1240482.8865375929, 884584.7004417279 1240770.015592935, 884909.7778316711 1241062.4702300306, 884908.995112618 1241470.5291283291, 884910.3948135066 1241770.180073673, 885146.6147083094 1242058.9406528415, 885331.3955222156 1242281.8028029993, 885530.0208998679 1242524.6411013897, 885703.3239446764 1242774.7551191, 885856.1543706738 1242946.2231724258, 885997.442114847 1243101.5232668985, 886257.9598951247 1243173.442154518, 886569.6039530776 1243262.0096234242, 886879.5076729036 1243348.8092743147, 887130.3457527709 1243420.6198193773, 887428.2577180535 1243504.079382562, 887755.6878734743 1243597.503938857, 888112.0694336726 1243697.9961873947, 888514.6354210202 1243812.1693657064, 888868.9628060422 1243913.2227276252, 889149.908326183 1243992.994597182, 889393.4533276232 1244060.6605346173, 889599.6585645997 1244061.7014201176, 889823.1610845074 1244065.0033685595, 890125.2932578791 1244067.213281497, 890457.0219100595 1244071.2486184277, 890780.5675882958 1244073.73637988, 891059.8217533347 1244075.9644944754, 891406.5383656627 1244079.029042391, 891729.4894204043 1244082.095217312, 892034.8278308874 1244085.5366207943, 892340.7792808698 1244088.1131786876, 892601.2617330244 1244090.0586787537, 892639.2505165346 1244005.7791197158) | line | [10 empty] | 6 | 2 |  |  | 791 | 792 | 1 | FALSE | FALSE | 2 | TRUE | TRUE | 791 | 792 | 858211.6919 | 1225894.3568 | 892639.2505 | 1244005.7791 | 791 | 858211.6919 | 1225894.3568 | 792 | 892639.2505 | 1244005.7791
VN | 548723125 | LINEVN0688b | 220 | 48.6929 | [5 empty] | 50 | 6 cables - 2 systems | LINESTRING (858211.6918520251 1225894.3567908362, 858346.0014798166 1226077.0603702185, 858576.6015214751 1226372.8749689197, 858816.574360233 1226683.3821503748, 859032.24299342 1226962.4137730878, 859249.3925225431 1227239.7254894522, 859467.132013656 1227516.747294238, 859709.2272202314 1227832.517451219, 859942.8865992789 1228128.2282874212, 860173.4472591202 1228424.7827563623, 860417.4422853367 1228739.5534818235, 860647.8578971415 1229035.5254124573, 860880.3124241909 1229332.6748169626, 861109.6828040024 1229629.3609611238, 861291.7441347351 1229865.6150301045, 861557.8936032468 1229994.365421223, 861890.2348226344 1230159.1218815376, 862250.5949039494 1230337.9073897062, 862587.8610432893 1230507.8340626569, 862879.0723747022 1230650.4243411936, 863234.7390121105 1230827.5655572552, 863573.2144445481 1230994.307099865, 863907.8635341283 1231161.5973093314, 864267.3387093802 1231338.7849232191, 864602.5751646049 1231504.917006778, 864939.5610881688 1231672.8233176281, 865273.0536536356 1231837.9368649912, 865551.968386101 1231976.1886435463, 865809.5909874564 1232104.1459745797, 866120.6219047477 1232257.4980591561, 866461.9693724134 1232427.512300849, 866796.0182496924 1232593.6604832772, 867133.4275665137 1232761.3022520863, 867491.5389928081 1232939.6839491252, 867852.4198120855 1233119.553287817, 868211.5598845171 1233297.3700100402, 868422.1671516441 1233378.0327506748, 868700.8629239763 1233483.8189152488, 869029.9157260696 1233610.8621165757, 869367.749252252 1233739.9148530236, 869767.9305451969 1233893.7428355, 870092.766728181 1234016.9629785079, 870442.1233992747 1234150.8246378351, 870791.7734643624 1234284.6943144675, 871141.7202280429 1234418.284062926, 871492.8221030992 1234553.0437360047, 871869.0575790487 1234696.41588559, 872242.5003361478 1234839.9052730114, 872593.4556762747 1234974.5340109582, 872919.7331529288 1235098.6808409165, 873268.2028665306 1235232.2819405447, 873657.9972418789 1235381.795806396, 874042.099603843 1235528.635396726, 874342.814373923 1235642.7451343169, 874749.9921854828 1235811.2856565423, 875049.725478577 1235934.2760530384, 875399.2165427487 1236079.7146974972, 875744.7771428127 1236223.4064635765, 876111.7991654244 1236374.3648014516, 876458.1355701357 1236516.8234586162, 876764.0724105929 1236642.6754909365, 877066.9922782681 1236767.2884796856, 877407.5643881233 1236907.388479959, 877764.7895390219 1237054.3455004361, 878050.1893075885 1237171.7529340505, 878325.4094979174 1237284.9897880037, 878590.4919935674 1237397.9555281235, 878913.075514174 1237528.537075771, 879217.371520461 1237654.2439542934, 879541.4386242407 1237789.5255930498, 879977.981188152 1237964.5983592572, 880232.5519462472 1238071.3755769078, 880511.1056546706 1238183.9661983536, 880818.234338712 1238311.774886524, 881144.3617969806 1238445.0406595485, 881433.9759782858 1238564.4852561278, 881757.1550943477 1238698.8981862627, 882149.5580114188 1238859.2055352556, 882442.9810574609 1238979.869899909, 882720.6523235565 1239091.2997444943, 882936.8838230325 1239288.3000897218, 883171.6854862222 1239501.8306077844, 883432.0610445478 1239735.2101516533, 883677.3373075165 1239955.8726155285, 883917.1233687366 1240168.8840119897, 884265.4273122833 1240482.8865375929, 884584.7004417279 1240770.015592935, 884909.7778316711 1241062.4702300306, 884908.995112618 1241470.5291283291, 884910.3948135066 1241770.180073673, 885146.6147083094 1242058.9406528415, 885331.3955222156 1242281.8028029993, 885530.0208998679 1242524.6411013897, 885703.3239446764 1242774.7551191, 885856.1543706738 1242946.2231724258, 885997.442114847 1243101.5232668985, 886257.9598951247 1243173.442154518, 886569.6039530776 1243262.0096234242, 886879.5076729036 1243348.8092743147, 887130.3457527709 1243420.6198193773, 887428.2577180535 1243504.079382562, 887755.6878734743 1243597.503938857, 888112.0694336726 1243697.9961873947, 888514.6354210202 1243812.1693657064, 888868.9628060422 1243913.2227276252, 889149.908326183 1243992.994597182, 889393.4533276232 1244060.6605346173, 889599.6585645997 1244061.7014201176, 889823.1610845074 1244065.0033685595, 890125.2932578791 1244067.213281497, 890457.0219100595 1244071.2486184277, 890780.5675882958 1244073.73637988, 891059.8217533347 1244075.9644944754, 891406.5383656627 1244079.029042391, 891729.4894204043 1244082.095217312, 892034.8278308874 1244085.5366207943, 892340.7792808698 1244088.1131786876, 892601.2617330244 1244090.0586787537, 892639.2505165346 1244005.7791197158) | line | [10 empty] | 6 | 2 |  |  | 791 | 792 | 1 | FALSE | FALSE | 2 | TRUE | TRUE | 791 | 792 | 858211.6919 | 1225894.3568 | 892639.2505 | 1244005.7791 | 791 | 858211.6919 | 1225894.3568 | 792 | 892639.2505 | 1244005.7791
VN | 548730815 | LINEVN0689a | 110 | 44.6448 | [5 empty] | 50 | 6 cables - 2 systems | LINESTRING (836925.3547122881 1233869.7314153155, 837222.8367186012 1233819.6462739045, 837443.1230040164 1233817.425590697, 837501.5779881682 1233822.9962946172, 837503.2531850605 1233950.6451974558, 837509.930023662 1234217.2061463238, 837512.4690200838 1234479.9368909257, 837514.8948595531 1234753.4408897227, 837517.718354645 1235044.2899861543, 837523.025761548 1235322.3310790209, 837526.1631057181 1235584.0385088662, 837527.1490159002 1235868.4460621674, 837531.1775848314 1236156.6836520876, 837534.8695683772 1236420.5674555763, 837540.7285562402 1236701.958848749, 837544.6034178695 1236990.0289606252, 837545.9808758623 1237293.0774434258, 837547.7460538413 1237557.9601084557, 837436.8519251123 1237632.5524517156, 837155.2489682976 1237821.3306978797, 836951.4157114422 1237963.429820917, 836724.8888085692 1238115.7790787916, 836514.8173474472 1238258.866716565, 836308.4367879379 1238399.446879442, 836089.7197115778 1238548.9681795563, 835878.2525293599 1238692.298543826, 835636.4908659274 1238774.8544011472, 835481.241415655 1238828.3042532997, 835226.8522616179 1238913.2114879494, 834977.1195725289 1239000.494144511, 834707.8474387652 1239092.3810196808, 834550.6879464793 1239146.9773213994, 834295.3359746761 1239232.611341986, 834051.0072977759 1239316.0249492358, 833798.3383048712 1239404.7461595987, 833284.5514911218 1239578.3078586801, 833084.9089205731 1239785.5761618076, 832855.2338119586 1240019.61882115, 832662.3150483655 1240215.7409564885, 832448.9830979158 1240429.269679075, 832279.9160985835 1240601.7440079227, 832068.4871387817 1240816.7441095766, 831849.4786191822 1241040.8460301752, 831637.3210854058 1241254.9651628453, 831406.3490221725 1241489.5860660456, 831266.7802712137 1241630.886956883, 831043.0520275639 1241860.0362527044, 830785.7307886407 1241848.5058126075, 830495.3202886323 1241832.6952203833, 830215.0002742342 1241820.0581564873, 829922.2365290406 1241805.6902791124, 829679.005316751 1241792.2651162758, 829328.2407241159 1241775.6800689003, 828853.1586564542 1241753.220250567, 828481.8384809238 1241736.1685396256, 828243.5982428063 1241723.3923615937, 828006.2775025384 1241712.6647206368, 827769.3002767779 1241698.299522397, 827506.3608501966 1241692.5627092165, 827377.0097613021 1241682.940357955, 826876.1537615112 1241660.801446169, 826716.7204277086 1241654.3747342965, 826494.3152385815 1241641.1859752012, 826275.5857647266 1241770.9358596653, 826036.5344006829 1241910.6670818853, 825777.8815240092 1242060.5422831052, 825431.8400587642 1242262.0160300708, 824924.200621667 1242557.587459536, 824708.8356718698 1242682.4958689853, 824292.9432617894 1242923.7739151693, 824048.7277364769 1243068.1245673432, 823857.6169315724 1243179.7959065265, 823539.7151100326 1243364.0405069443, 823081.1651891761 1243629.7894724798, 822832.5832425205 1243771.5559766449, 822634.6817469868 1243888.8439853112, 822496.0639193935 1243832.4774579133, 822077.0785186514 1243661.5792853467, 821784.3316619551 1243539.939337188, 821593.2480286073 1243460.54215732, 821293.6043462114 1243337.5320570758, 821088.843599242 1243255.023259623, 820846.0676265559 1243156.026437795, 820586.9162284434 1243051.6423830213, 820287.9394764279 1242928.063550764, 820111.2006991801 1242854.278643724, 819855.9912026722 1242747.7488529044, 819593.0622065885 1242640.2700326492, 819315.0900416079 1242526.3776455333, 819047.5117630125 1242414.6286307536, 818768.3340198848 1242304.0847361898, 818259.8213966666 1242096.8850959858, 817664.9061814039 1241851.4189372717, 817446.4890215916 1241762.4592996163, 817158.3475169977 1241639.011885881, 816969.3865155932 1241565.4927539844, 816710.5189545511 1241460.4076551213, 816569.9223515427 1241581.2182196726, 816360.5313440872 1241758.657553185, 816141.9404553545 1241941.5539161882, 815942.6183452493 1242109.2624623831, 815726.2895541925 1242299.379099848, 815542.1724336648 1242449.6128821538, 815358.9380063431 1242600.2988064382, 815111.7756285404 1242811.2280537125, 814963.4951812124 1242937.7796449177, 814745.5027657272 1243122.6469558792, 814522.0183775418 1243311.668375777, 814296.2972659419 1243505.041929817, 814073.7292671737 1243691.4502234345, 813852.4861746763 1243877.883444401, 813946.0049603793 1244715.4306418854, 813975.9597514557 1245009.012637279, 813975.9278318711 1245170.6526570006, 813975.8801658353 1245437.580202619, 813977.9797633437 1245716.1758135422, 813974.7535703573 1246028.497685215, 813971.8678815004 1246309.3694846954, 813972.8990192958 1246414.82232636, 813974.5034763389 1246578.7924455674, 813975.9149292603 1246733.4497572808, 813976.1277402712 1247084.8317952405, 813974.8150876451 1247248.6294420946, 813974.1341059585 1247541.7457805963, 813976.2325965378 1247746.4964021463, 813975.3753794297 1248101.9313351987, 813975.5383269896 1248427.9489087663, 813974.1125335977 1248544.1390676412, 813975.9334662519 1248715.7950532911, 813977.1757202684 1248832.8971583373, 813982.1316023825 1249099.1217172865, 813984.5063180383 1249245.485339932, 813987.9679993088 1249355.7451264022, 813807.4563267244 1249485.884832045, 813757.9507061928 1249511.9029129923) | line | [10 empty] | 6 | 2 |  |  | 793 | 794 | 1 | FALSE | FALSE | 2 | TRUE | FALSE | 793 |  | 836925.3547 | 1233869.7314 |  |  | 793 | 836925.3547 | 1233869.7314 | 794 | 813757.9507 | 1249511.9029
VN | 548730815 | LINEVN0689b | 110 | 44.6448 | [5 empty] | 50 | 6 cables - 2 systems | LINESTRING (836925.3547122881 1233869.7314153155, 837222.8367186012 1233819.6462739045, 837443.1230040164 1233817.425590697, 837501.5779881682 1233822.9962946172, 837503.2531850605 1233950.6451974558, 837509.930023662 1234217.2061463238, 837512.4690200838 1234479.9368909257, 837514.8948595531 1234753.4408897227, 837517.718354645 1235044.2899861543, 837523.025761548 1235322.3310790209, 837526.1631057181 1235584.0385088662, 837527.1490159002 1235868.4460621674, 837531.1775848314 1236156.6836520876, 837534.8695683772 1236420.5674555763, 837540.7285562402 1236701.958848749, 837544.6034178695 1236990.0289606252, 837545.9808758623 1237293.0774434258, 837547.7460538413 1237557.9601084557, 837436.8519251123 1237632.5524517156, 837155.2489682976 1237821.3306978797, 836951.4157114422 1237963.429820917, 836724.8888085692 1238115.7790787916, 836514.8173474472 1238258.866716565, 836308.4367879379 1238399.446879442, 836089.7197115778 1238548.9681795563, 835878.2525293599 1238692.298543826, 835636.4908659274 1238774.8544011472, 835481.241415655 1238828.3042532997, 835226.8522616179 1238913.2114879494, 834977.1195725289 1239000.494144511, 834707.8474387652 1239092.3810196808, 834550.6879464793 1239146.9773213994, 834295.3359746761 1239232.611341986, 834051.0072977759 1239316.0249492358, 833798.3383048712 1239404.7461595987, 833284.5514911218 1239578.3078586801, 833084.9089205731 1239785.5761618076, 832855.2338119586 1240019.61882115, 832662.3150483655 1240215.7409564885, 832448.9830979158 1240429.269679075, 832279.9160985835 1240601.7440079227, 832068.4871387817 1240816.7441095766, 831849.4786191822 1241040.8460301752, 831637.3210854058 1241254.9651628453, 831406.3490221725 1241489.5860660456, 831266.7802712137 1241630.886956883, 831043.0520275639 1241860.0362527044, 830785.7307886407 1241848.5058126075, 830495.3202886323 1241832.6952203833, 830215.0002742342 1241820.0581564873, 829922.2365290406 1241805.6902791124, 829679.005316751 1241792.2651162758, 829328.2407241159 1241775.6800689003, 828853.1586564542 1241753.220250567, 828481.8384809238 1241736.1685396256, 828243.5982428063 1241723.3923615937, 828006.2775025384 1241712.6647206368, 827769.3002767779 1241698.299522397, 827506.3608501966 1241692.5627092165, 827377.0097613021 1241682.940357955, 826876.1537615112 1241660.801446169, 826716.7204277086 1241654.3747342965, 826494.3152385815 1241641.1859752012, 826275.5857647266 1241770.9358596653, 826036.5344006829 1241910.6670818853, 825777.8815240092 1242060.5422831052, 825431.8400587642 1242262.0160300708, 824924.200621667 1242557.587459536, 824708.8356718698 1242682.4958689853, 824292.9432617894 1242923.7739151693, 824048.7277364769 1243068.1245673432, 823857.6169315724 1243179.7959065265, 823539.7151100326 1243364.0405069443, 823081.1651891761 1243629.7894724798, 822832.5832425205 1243771.5559766449, 822634.6817469868 1243888.8439853112, 822496.0639193935 1243832.4774579133, 822077.0785186514 1243661.5792853467, 821784.3316619551 1243539.939337188, 821593.2480286073 1243460.54215732, 821293.6043462114 1243337.5320570758, 821088.843599242 1243255.023259623, 820846.0676265559 1243156.026437795, 820586.9162284434 1243051.6423830213, 820287.9394764279 1242928.063550764, 820111.2006991801 1242854.278643724, 819855.9912026722 1242747.7488529044, 819593.0622065885 1242640.2700326492, 819315.0900416079 1242526.3776455333, 819047.5117630125 1242414.6286307536, 818768.3340198848 1242304.0847361898, 818259.8213966666 1242096.8850959858, 817664.9061814039 1241851.4189372717, 817446.4890215916 1241762.4592996163, 817158.3475169977 1241639.011885881, 816969.3865155932 1241565.4927539844, 816710.5189545511 1241460.4076551213, 816569.9223515427 1241581.2182196726, 816360.5313440872 1241758.657553185, 816141.9404553545 1241941.5539161882, 815942.6183452493 1242109.2624623831, 815726.2895541925 1242299.379099848, 815542.1724336648 1242449.6128821538, 815358.9380063431 1242600.2988064382, 815111.7756285404 1242811.2280537125, 814963.4951812124 1242937.7796449177, 814745.5027657272 1243122.6469558792, 814522.0183775418 1243311.668375777, 814296.2972659419 1243505.041929817, 814073.7292671737 1243691.4502234345, 813852.4861746763 1243877.883444401, 813946.0049603793 1244715.4306418854, 813975.9597514557 1245009.012637279, 813975.9278318711 1245170.6526570006, 813975.8801658353 1245437.580202619, 813977.9797633437 1245716.1758135422, 813974.7535703573 1246028.497685215, 813971.8678815004 1246309.3694846954, 813972.8990192958 1246414.82232636, 813974.5034763389 1246578.7924455674, 813975.9149292603 1246733.4497572808, 813976.1277402712 1247084.8317952405, 813974.8150876451 1247248.6294420946, 813974.1341059585 1247541.7457805963, 813976.2325965378 1247746.4964021463, 813975.3753794297 1248101.9313351987, 813975.5383269896 1248427.9489087663, 813974.1125335977 1248544.1390676412, 813975.9334662519 1248715.7950532911, 813977.1757202684 1248832.8971583373, 813982.1316023825 1249099.1217172865, 813984.5063180383 1249245.485339932, 813987.9679993088 1249355.7451264022, 813807.4563267244 1249485.884832045, 813757.9507061928 1249511.9029129923) | line | [10 empty] | 6 | 2 |  |  | 793 | 794 | 1 | FALSE | FALSE | 2 | TRUE | FALSE | 793 |  | 836925.3547 | 1233869.7314 |  |  | 793 | 836925.3547 | 1233869.7314 | 794 | 813757.9507 | 1249511.9029
VN | 548730821 | LINEVN0690a | 220 | 1.9328 | [5 empty] | 50 | 6 cables - 2 systems | LINESTRING (814040.0958375104 1245509.1432547153, 814030.0631041062 1245904.8315546373, 814034.7013417148 1246238.6425676136, 814035.9429953471 1246515.325804078, 814040.252242246 1247119.6050337683) | line | [10 empty] | 6 |  |  |  | 168 | 167 | 1 | FALSE | FALSE | 2 | TRUE | TRUE | 168 | 167 | 814040.0958 | 1245509.1433 | 814040.2522 | 1247119.605 | 168 | 814040.0958 | 1245509.1433 | 167 | 814040.2522 | 1247119.605
VN | 548730821 | LINEVN0690b | 220 | 1.9328 | [5 empty] | 50 | 6 cables - 2 systems | LINESTRING (814040.0958375104 1245509.1432547153, 814030.0631041062 1245904.8315546373, 814034.7013417148 1246238.6425676136, 814035.9429953471 1246515.325804078, 814040.252242246 1247119.6050337683) | line | [10 empty] | 6 |  |  |  | 168 | 167 | 1 | FALSE | FALSE | 2 | TRUE | TRUE | 168 | 167 | 814040.0958 | 1245509.1433 | 814040.2522 | 1247119.605 | 168 | 814040.0958 | 1245509.1433 | 167 | 814040.2522 | 1247119.605
VN | 548730823 | LINEVN0691a | 110 | 25.2217 | [5 empty] | 50 | 6 cables - 2 systems | LINESTRING (839536.8808246413 1213860.5387352675, 839600.9258712947 1213825.3331599294, 839605.5393088919 1213918.9842373792, 839615.441496797 1214210.3833949498, 839624.6332462863 1214485.7299585575, 839634.8682392616 1214773.3345911265, 839643.7195664059 1215009.4668864184, 839654.0292239652 1215304.5027553784, 839662.8007988136 1215576.778032927, 839671.8568068193 1215851.093856494, 839680.3502618466 1216136.344499435, 839689.6728734302 1216425.9667537266, 839700.5774598467 1216676.8263395126, 839709.1227848191 1216956.81793925, 839719.7566445473 1217262.189436962, 839731.3310423002 1217561.1592812892, 839738.4932568022 1217861.3901915057, 839748.8401385811 1218137.1597534919, 839759.7817361052 1218439.8994350326, 839771.0902398255 1218735.6446241797, 839779.7099924497 1219036.322947612, 839788.808772986 1219319.2113036003, 839797.3280471861 1219600.9310326558, 839805.8719754873 1219851.7450771744, 839811.8988661463 1220119.4311743386, 839820.0554491302 1220393.7060402648, 839838.5724839382 1220941.53703216, 839845.8394110115 1221202.2379213555, 839855.2368318469 1221487.3227040446, 839862.431100505 1221779.0509134296, 839869.7970139137 1222058.4008464902, 839886.2369754057 1222620.90590072, 839895.364451496 1222899.975469475, 839902.690675718 1223182.8135153125, 839909.3434130184 1223473.517897266, 839918.5036891948 1223776.4847244797, 839922.9744545927 1224023.4372791168, 839933.0006191628 1224328.1629464964, 839940.8641842252 1224634.5825753473, 839948.4401253806 1224929.6821783131, 839860.5730297322 1225210.7858373832, 839768.2681956068 1225494.8218382932, 839682.1545522427 1225763.1868367041, 839590.2596530856 1226051.0914863483, 839501.1470250507 1226296.7464480856, 839427.4377781075 1226556.8578210755, 839336.4923147188 1226838.9251781488, 839249.9366375038 1227114.416245419, 839158.2591436212 1227395.534448889, 839073.1666695948 1227665.1272822164, 838988.2545884823 1227923.7923773192, 838915.8938379553 1228153.5868991497, 838829.4771436697 1228422.4347197188, 838749.3581856426 1228678.9569163348, 838663.2645462325 1228946.3461676454, 838578.4977331844 1229212.4313930585, 838491.3202201604 1229485.334728181, 838404.5143455188 1229749.9478291303, 838319.7182597014 1230019.07756365, 838240.1752720403 1230264.852787437, 838154.5315356539 1230529.4222830776, 838071.0433567659 1230786.617112171, 837991.5944883171 1231035.1170438041, 837905.4886988881 1231304.3764817552, 837819.1294870402 1231569.7021099997, 837733.3089816081 1231839.0307151156, 837647.8148917621 1232105.450307118, 837565.5334305379 1232359.589704855, 837485.1826370019 1232611.124734385, 837488.9150024909 1232886.7015366615, 837493.0590577677 1233178.3058296384, 837495.8890397646 1233385.0857461102, 837499.9187661026 1233645.5839504455, 837498.6368144276 1233795.7140974076, 837438.8377314445 1233793.1967077833, 837216.5185934326 1233793.2037567643, 836925.3547122881 1233869.7314153155) | line | [10 empty] | 6 | 2 |  |  | 795 | 793 | 1 | FALSE | FALSE | 2 | FALSE | TRUE |  | 793 |  |  | 836925.3547 | 1233869.7314 | 795 | 839536.8808 | 1213860.5387 | 793 | 836925.3547 | 1233869.7314
VN | 548730823 | LINEVN0691b | 110 | 25.2217 | [5 empty] | 50 | 6 cables - 2 systems | LINESTRING (839536.8808246413 1213860.5387352675, 839600.9258712947 1213825.3331599294, 839605.5393088919 1213918.9842373792, 839615.441496797 1214210.3833949498, 839624.6332462863 1214485.7299585575, 839634.8682392616 1214773.3345911265, 839643.7195664059 1215009.4668864184, 839654.0292239652 1215304.5027553784, 839662.8007988136 1215576.778032927, 839671.8568068193 1215851.093856494, 839680.3502618466 1216136.344499435, 839689.6728734302 1216425.9667537266, 839700.5774598467 1216676.8263395126, 839709.1227848191 1216956.81793925, 839719.7566445473 1217262.189436962, 839731.3310423002 1217561.1592812892, 839738.4932568022 1217861.3901915057, 839748.8401385811 1218137.1597534919, 839759.7817361052 1218439.8994350326, 839771.0902398255 1218735.6446241797, 839779.7099924497 1219036.322947612, 839788.808772986 1219319.2113036003, 839797.3280471861 1219600.9310326558, 839805.8719754873 1219851.7450771744, 839811.8988661463 1220119.4311743386, 839820.0554491302 1220393.7060402648, 839838.5724839382 1220941.53703216, 839845.8394110115 1221202.2379213555, 839855.2368318469 1221487.3227040446, 839862.431100505 1221779.0509134296, 839869.7970139137 1222058.4008464902, 839886.2369754057 1222620.90590072, 839895.364451496 1222899.975469475, 839902.690675718 1223182.8135153125, 839909.3434130184 1223473.517897266, 839918.5036891948 1223776.4847244797, 839922.9744545927 1224023.4372791168, 839933.0006191628 1224328.1629464964, 839940.8641842252 1224634.5825753473, 839948.4401253806 1224929.6821783131, 839860.5730297322 1225210.7858373832, 839768.2681956068 1225494.8218382932, 839682.1545522427 1225763.1868367041, 839590.2596530856 1226051.0914863483, 839501.1470250507 1226296.7464480856, 839427.4377781075 1226556.8578210755, 839336.4923147188 1226838.9251781488, 839249.9366375038 1227114.416245419, 839158.2591436212 1227395.534448889, 839073.1666695948 1227665.1272822164, 838988.2545884823 1227923.7923773192, 838915.8938379553 1228153.5868991497, 838829.4771436697 1228422.4347197188, 838749.3581856426 1228678.9569163348, 838663.2645462325 1228946.3461676454, 838578.4977331844 1229212.4313930585, 838491.3202201604 1229485.334728181, 838404.5143455188 1229749.9478291303, 838319.7182597014 1230019.07756365, 838240.1752720403 1230264.852787437, 838154.5315356539 1230529.4222830776, 838071.0433567659 1230786.617112171, 837991.5944883171 1231035.1170438041, 837905.4886988881 1231304.3764817552, 837819.1294870402 1231569.7021099997, 837733.3089816081 1231839.0307151156, 837647.8148917621 1232105.450307118, 837565.5334305379 1232359.589704855, 837485.1826370019 1232611.124734385, 837488.9150024909 1232886.7015366615, 837493.0590577677 1233178.3058296384, 837495.8890397646 1233385.0857461102, 837499.9187661026 1233645.5839504455, 837498.6368144276 1233795.7140974076, 837438.8377314445 1233793.1967077833, 837216.5185934326 1233793.2037567643, 836925.3547122881 1233869.7314153155) | line | [10 empty] | 6 | 2 |  |  | 795 | 793 | 1 | FALSE | FALSE | 2 | FALSE | TRUE |  | 793 |  |  | 836925.3547 | 1233869.7314 | 795 | 839536.8808 | 1213860.5387 | 793 | 836925.3547 | 1233869.7314
VN | 548752022 | LINEVN0692a | 220 | 27.0643 | [5 empty] | 50 | 6 cables - 2 systems | LINESTRING (780872.7338105562 1176349.6901076334, 781304.7856858282 1176642.993459195, 781687.2146110863 1176900.297501806, 782083.6599650807 1177173.8389125164, 782439.9243449816 1177424.296005666, 782768.8929364409 1177645.4214296886, 783115.4711622153 1177885.2262078582, 783496.0906573224 1178143.837443577, 783898.316084365 1178418.2526120532, 784231.4807806998 1178644.8224137963, 784602.4355490772 1178898.6984652278, 784977.9394270158 1179152.6182465914, 785291.9620401419 1179367.80668797, 785641.196305379 1179583.5838271047, 785951.8811196252 1179775.707904061, 786403.8093026737 1180053.9142240647, 786753.4725753147 1180270.5844411184, 787177.0333265554 1180533.4001646927, 787555.0139989938 1180767.6659532543, 787982.9668277121 1181031.550565032, 788394.5376348118 1181286.2484377758, 788769.1467978659 1181518.754455072, 789122.1524687429 1181737.079267292, 789460.2552412723 1181945.0759349077, 789802.2781519953 1182158.9328145331, 790151.167421105 1182375.919277917, 790363.6745954683 1182505.5230772519, 790604.2670751754 1182937.1830652554, 790704.8860840423 1183118.9245228877, 790959.3364861399 1183559.729868212, 791180.9280121882 1183945.8518847562, 791472.3287267508 1184458.0124997369, 791709.1894326182 1184876.9375100373, 791947.1834618764 1185298.2000661811, 792176.6642750576 1185701.8809960943, 792462.5397805076 1186204.6571263212, 792702.5395054115 1186629.4342591737, 792939.8004269737 1187048.634249043, 793099.4189693746 1187330.2147404135, 793135.5667646406 1187292.164455058, 793371.7144444073 1187045.7671442744, 793592.7565242997 1186816.0085045514, 793887.3663552862 1186465.4538288584, 794165.6532493662 1186135.7668227362, 794521.0341621628 1185720.8472365502, 794837.9158877442 1185344.223771719, 795167.8524877797 1184952.7060655958, 795481.4611839007 1184582.620528215, 795775.226275574 1184232.7738767564, 796093.4642878429 1183855.580614994, 796350.8842717519 1183549.3177861518, 796739.603231934 1183005.5665176641, 796747.3948718726 1182971.0655532996) | line | [10 empty] | 6 |  |  |  | 796 | 797 | 1 | FALSE | FALSE | 2 | FALSE | FALSE | [6 empty] | 796 | 780872.7338 | 1176349.6901 | 797 | 796747.3949 | 1182971.0656
VN | 548752022 | LINEVN0692b | 220 | 27.0643 | [5 empty] | 50 | 6 cables - 2 systems | LINESTRING (780872.7338105562 1176349.6901076334, 781304.7856858282 1176642.993459195, 781687.2146110863 1176900.297501806, 782083.6599650807 1177173.8389125164, 782439.9243449816 1177424.296005666, 782768.8929364409 1177645.4214296886, 783115.4711622153 1177885.2262078582, 783496.0906573224 1178143.837443577, 783898.316084365 1178418.2526120532, 784231.4807806998 1178644.8224137963, 784602.4355490772 1178898.6984652278, 784977.9394270158 1179152.6182465914, 785291.9620401419 1179367.80668797, 785641.196305379 1179583.5838271047, 785951.8811196252 1179775.707904061, 786403.8093026737 1180053.9142240647, 786753.4725753147 1180270.5844411184, 787177.0333265554 1180533.4001646927, 787555.0139989938 1180767.6659532543, 787982.9668277121 1181031.550565032, 788394.5376348118 1181286.2484377758, 788769.1467978659 1181518.754455072, 789122.1524687429 1181737.079267292, 789460.2552412723 1181945.0759349077, 789802.2781519953 1182158.9328145331, 790151.167421105 1182375.919277917, 790363.6745954683 1182505.5230772519, 790604.2670751754 1182937.1830652554, 790704.8860840423 1183118.9245228877, 790959.3364861399 1183559.729868212, 791180.9280121882 1183945.8518847562, 791472.3287267508 1184458.0124997369, 791709.1894326182 1184876.9375100373, 791947.1834618764 1185298.2000661811, 792176.6642750576 1185701.8809960943, 792462.5397805076 1186204.6571263212, 792702.5395054115 1186629.4342591737, 792939.8004269737 1187048.634249043, 793099.4189693746 1187330.2147404135, 793135.5667646406 1187292.164455058, 793371.7144444073 1187045.7671442744, 793592.7565242997 1186816.0085045514, 793887.3663552862 1186465.4538288584, 794165.6532493662 1186135.7668227362, 794521.0341621628 1185720.8472365502, 794837.9158877442 1185344.223771719, 795167.8524877797 1184952.7060655958, 795481.4611839007 1184582.620528215, 795775.226275574 1184232.7738767564, 796093.4642878429 1183855.580614994, 796350.8842717519 1183549.3177861518, 796739.603231934 1183005.5665176641, 796747.3948718726 1182971.0655532996) | line | [10 empty] | 6 |  |  |  | 796 | 797 | 1 | FALSE | FALSE | 2 | FALSE | FALSE | [6 empty] | 796 | 780872.7338 | 1176349.6901 | 797 | 796747.3949 | 1182971.0656
VN | 548752027 | LINEVN0693a | 220 | 77.4061 | [5 empty] | 50 | 6 cables - 2 systems | LINESTRING (796863.2760891262 1183000.089550526, 796853.5005495406 1183042.3105261025, 796508.2889536128 1183447.4238875492, 796237.1841463755 1183773.4020466409, 795900.2875947345 1184168.2302035103, 795596.9030377952 1184527.4671544067, 795258.653609024 1184928.4074529044, 794877.5617923627 1185377.2468760388, 794556.2136924178 1185760.0960878634, 794216.8689809417 1186155.0317836602, 793927.0253129322 1186496.8710357558, 793631.2382561548 1186846.8174056865, 793390.1726974621 1187100.6977747919, 793160.9760313263 1187340.8129234335, 793126.1743374085 1187376.3843746928, 793290.681606678 1187601.5570743375, 793547.693693086 1187958.220127221, 793827.215278816 1188342.4904689332, 794106.0195633075 1188724.135176505, 794385.6767397062 1189108.846447389, 794666.4980540365 1189493.5719726835, 794876.4212633723 1189775.7313066889, 795113.6681747921 1190106.8377301903, 795503.2971587058 1190635.0044729307, 795742.7280230037 1190966.4256707712, 795882.9818530129 1191157.3905738627, 796156.4932844774 1191534.0368845293, 796328.176440735 1191773.2682487068, 796626.7976649144 1192180.6060943543, 796978.1447278856 1192154.551268171, 797243.8233199967 1192302.7360930138, 797419.1323927931 1192397.3419249766, 797578.6196665517 1192486.4064488565, 797722.5200401904 1192563.2233838954, 797826.9306285409 1192937.779530994, 797954.9991278991 1193391.1517050697, 798074.5091138852 1193815.701642464, 798207.5100172128 1194291.713591183, 798315.3582545125 1194672.9911004908, 798424.6989272952 1195068.1309946305, 798660.389601106 1195301.2251032386, 798907.2483143182 1195549.288125111, 799181.0098474954 1195823.5531703897, 799500.5920182058 1196143.8727605855, 799831.2211082783 1196476.4064853282, 800073.3950258065 1196720.2009541667, 800387.8908727249 1197033.480709823, 800724.28445582 1197374.0833206868, 800990.7160384216 1197644.7959220419, 801257.0564275644 1197909.3783136762, 801536.1611080389 1198189.9646365496, 801895.2436181647 1198551.7790900613, 802061.1838268265 1198718.9216000785, 802346.1922161535 1199009.4904956087, 802542.0612471567 1199290.651748475, 802821.051009226 1199694.4622301676, 803035.6886280568 1200008.1568818726, 803143.3316782622 1200161.0616498361, 803457.5582020106 1200207.9625946565, 803875.5355203265 1200270.3934595997, 804132.7339360928 1200309.341342093, 804604.6436404483 1200380.7326787775, 805048.1552337003 1200443.8449195267, 805442.0993167108 1200502.8772609527, 805938.1787227564 1200578.1529693895, 806339.1880389753 1200635.2026515617, 806813.1425518817 1200706.6464871522, 807150.9376725149 1200758.4740201412, 807455.9475042981 1200801.965030858, 807834.6530347958 1200857.9643616625, 808152.7643061869 1200911.80150066, 808585.3302256659 1200984.4831378686, 808990.8019625254 1201049.9335835336, 809340.2840794027 1201107.5728870952, 809713.9297117267 1201172.1389634872, 810121.5685807061 1201240.9789212812, 810657.5978608461 1201329.235180089, 811057.0373231567 1201395.962886481, 811434.3606049123 1201459.134131833, 811794.8146096799 1201520.5465018074, 812222.8357196453 1201590.9120053174, 812638.2590855828 1201660.2903653672, 813115.3501132028 1201741.0384197535, 813639.6511020808 1201827.4982070196, 814101.336861172 1201907.828387593, 814569.7900803725 1201986.480422166, 814911.9475526875 1202042.9404149712, 815213.7603341909 1202158.9600147733, 815552.372764397 1202294.7179802214, 815976.8717363375 1202458.7093027858, 816412.8738767523 1202630.2566082464, 816823.4540756601 1202791.2166627024, 817319.1757569478 1202964.2228907344, 817876.7745184848 1203157.0723902744, 818295.0242457628 1203297.8561612112, 818746.1378170397 1203453.0999806928, 819170.7924735826 1203598.7633099665, 819596.5946642589 1203745.473778249, 819881.3999875512 1203842.4150574994, 820009.8925673938 1204138.7761433867, 820203.0911444416 1204573.1164871042, 820337.8068866045 1204878.1432398846, 820541.5767659859 1205340.7231334676, 820779.0792108902 1205880.901237724, 820985.8599224999 1206349.6171481572, 821164.9158569723 1206755.2355235408, 821370.1842074085 1207227.2860239814, 821553.2373353455 1207643.72088381, 821708.0454811004 1207991.349513864, 822049.6261780096 1208296.62349231, 822384.8049535949 1208596.8801561939, 822634.1326833541 1208820.483729988, 822871.3812304873 1209033.6199115308, 823172.2206317321 1209302.6404468054, 823517.9667825013 1209614.5214592062, 823865.3448208289 1209923.3681052392, 824239.8885177411 1210260.7538351468, 824601.2026928805 1210584.1758168025, 824883.9809054463 1210835.681234101, 825253.7081888365 1211167.9326636903, 825538.334379357 1211424.1150095426, 825883.9235372555 1211599.269426825, 826172.5640012056 1211746.4501210155, 826478.7241505557 1211901.9789096303, 826767.657768792 1212047.8626764016, 827026.0655260272 1212180.3149622509, 827435.3130590429 1212385.8622647119, 827787.0120761269 1212564.4468211164, 828147.7767123182 1212746.4814622528, 828572.76400955 1212961.2387529754, 828982.252343744 1213170.7326952668, 829279.0341162743 1213323.2780103902, 829719.4065895008 1213216.7415882356, 830042.3993661825 1213140.3791639623, 830334.225830721 1213070.2726682066, 830698.8405395751 1212984.4236760938, 831124.9469573398 1212882.4217004362, 831529.468245787 1212783.8610745152, 831932.772071171 1212689.2232451066, 832165.6783432416 1212903.40364865, 832334.5011646616 1213056.5821356887, 832534.696119859 1213240.6949945777, 832737.9174004118 1213429.357998635, 833030.413126286 1213569.7966487336, 833348.5640963411 1213725.369337704, 833534.3159578572 1213813.7087490263, 833723.7158196308 1213903.6809928333, 833981.8787257674 1214028.3243815328, 834312.7633425547 1214085.4784081976, 834675.9068452239 1214145.4447057862, 835092.0487267626 1214217.3273502984, 835489.4757763781 1214282.1816761368, 835776.5221786981 1214078.5221256108, 836167.6420502325 1213798.371811873, 836395.3423945075 1213640.427711218, 836681.5004023868 1213427.484579318, 837083.7676760003 1213479.2840665528, 837454.6555553132 1213529.8811002844, 837860.5881164186 1213581.728340393, 838211.5743287383 1213626.8814347507, 838563.6232587066 1213682.5469550202, 838965.7181749039 1213751.1343430474, 839364.908676777 1213830.7705163725, 839409.3722878952 1213817.3764773302) | line | [10 empty] | 6 | 2 |  |  | 798 | 799 | 1 | FALSE | FALSE | 2 | FALSE | FALSE | [6 empty] | 798 | 796863.2761 | 1183000.0896 | 799 | 839409.3723 | 1213817.3765
VN | 548752027 | LINEVN0693b | 220 | 77.4061 | [5 empty] | 50 | 6 cables - 2 systems | LINESTRING (796863.2760891262 1183000.089550526, 796853.5005495406 1183042.3105261025, 796508.2889536128 1183447.4238875492, 796237.1841463755 1183773.4020466409, 795900.2875947345 1184168.2302035103, 795596.9030377952 1184527.4671544067, 795258.653609024 1184928.4074529044, 794877.5617923627 1185377.2468760388, 794556.2136924178 1185760.0960878634, 794216.8689809417 1186155.0317836602, 793927.0253129322 1186496.8710357558, 793631.2382561548 1186846.8174056865, 793390.1726974621 1187100.6977747919, 793160.9760313263 1187340.8129234335, 793126.1743374085 1187376.3843746928, 793290.681606678 1187601.5570743375, 793547.693693086 1187958.220127221, 793827.215278816 1188342.4904689332, 794106.0195633075 1188724.135176505, 794385.6767397062 1189108.846447389, 794666.4980540365 1189493.5719726835, 794876.4212633723 1189775.7313066889, 795113.6681747921 1190106.8377301903, 795503.2971587058 1190635.0044729307, 795742.7280230037 1190966.4256707712, 795882.9818530129 1191157.3905738627, 796156.4932844774 1191534.0368845293, 796328.176440735 1191773.2682487068, 796626.7976649144 1192180.6060943543, 796978.1447278856 1192154.551268171, 797243.8233199967 1192302.7360930138, 797419.1323927931 1192397.3419249766, 797578.6196665517 1192486.4064488565, 797722.5200401904 1192563.2233838954, 797826.9306285409 1192937.779530994, 797954.9991278991 1193391.1517050697, 798074.5091138852 1193815.701642464, 798207.5100172128 1194291.713591183, 798315.3582545125 1194672.9911004908, 798424.6989272952 1195068.1309946305, 798660.389601106 1195301.2251032386, 798907.2483143182 1195549.288125111, 799181.0098474954 1195823.5531703897, 799500.5920182058 1196143.8727605855, 799831.2211082783 1196476.4064853282, 800073.3950258065 1196720.2009541667, 800387.8908727249 1197033.480709823, 800724.28445582 1197374.0833206868, 800990.7160384216 1197644.7959220419, 801257.0564275644 1197909.3783136762, 801536.1611080389 1198189.9646365496, 801895.2436181647 1198551.7790900613, 802061.1838268265 1198718.9216000785, 802346.1922161535 1199009.4904956087, 802542.0612471567 1199290.651748475, 802821.051009226 1199694.4622301676, 803035.6886280568 1200008.1568818726, 803143.3316782622 1200161.0616498361, 803457.5582020106 1200207.9625946565, 803875.5355203265 1200270.3934595997, 804132.7339360928 1200309.341342093, 804604.6436404483 1200380.7326787775, 805048.1552337003 1200443.8449195267, 805442.0993167108 1200502.8772609527, 805938.1787227564 1200578.1529693895, 806339.1880389753 1200635.2026515617, 806813.1425518817 1200706.6464871522, 807150.9376725149 1200758.4740201412, 807455.9475042981 1200801.965030858, 807834.6530347958 1200857.9643616625, 808152.7643061869 1200911.80150066, 808585.3302256659 1200984.4831378686, 808990.8019625254 1201049.9335835336, 809340.2840794027 1201107.5728870952, 809713.9297117267 1201172.1389634872, 810121.5685807061 1201240.9789212812, 810657.5978608461 1201329.235180089, 811057.0373231567 1201395.962886481, 811434.3606049123 1201459.134131833, 811794.8146096799 1201520.5465018074, 812222.8357196453 1201590.9120053174, 812638.2590855828 1201660.2903653672, 813115.3501132028 1201741.0384197535, 813639.6511020808 1201827.4982070196, 814101.336861172 1201907.828387593, 814569.7900803725 1201986.480422166, 814911.9475526875 1202042.9404149712, 815213.7603341909 1202158.9600147733, 815552.372764397 1202294.7179802214, 815976.8717363375 1202458.7093027858, 816412.8738767523 1202630.2566082464, 816823.4540756601 1202791.2166627024, 817319.1757569478 1202964.2228907344, 817876.7745184848 1203157.0723902744, 818295.0242457628 1203297.8561612112, 818746.1378170397 1203453.0999806928, 819170.7924735826 1203598.7633099665, 819596.5946642589 1203745.473778249, 819881.3999875512 1203842.4150574994, 820009.8925673938 1204138.7761433867, 820203.0911444416 1204573.1164871042, 820337.8068866045 1204878.1432398846, 820541.5767659859 1205340.7231334676, 820779.0792108902 1205880.901237724, 820985.8599224999 1206349.6171481572, 821164.9158569723 1206755.2355235408, 821370.1842074085 1207227.2860239814, 821553.2373353455 1207643.72088381, 821708.0454811004 1207991.349513864, 822049.6261780096 1208296.62349231, 822384.8049535949 1208596.8801561939, 822634.1326833541 1208820.483729988, 822871.3812304873 1209033.6199115308, 823172.2206317321 1209302.6404468054, 823517.9667825013 1209614.5214592062, 823865.3448208289 1209923.3681052392, 824239.8885177411 1210260.7538351468, 824601.2026928805 1210584.1758168025, 824883.9809054463 1210835.681234101, 825253.7081888365 1211167.9326636903, 825538.334379357 1211424.1150095426, 825883.9235372555 1211599.269426825, 826172.5640012056 1211746.4501210155, 826478.7241505557 1211901.9789096303, 826767.657768792 1212047.8626764016, 827026.0655260272 1212180.3149622509, 827435.3130590429 1212385.8622647119, 827787.0120761269 1212564.4468211164, 828147.7767123182 1212746.4814622528, 828572.76400955 1212961.2387529754, 828982.252343744 1213170.7326952668, 829279.0341162743 1213323.2780103902, 829719.4065895008 1213216.7415882356, 830042.3993661825 1213140.3791639623, 830334.225830721 1213070.2726682066, 830698.8405395751 1212984.4236760938, 831124.9469573398 1212882.4217004362, 831529.468245787 1212783.8610745152, 831932.772071171 1212689.2232451066, 832165.6783432416 1212903.40364865, 832334.5011646616 1213056.5821356887, 832534.696119859 1213240.6949945777, 832737.9174004118 1213429.357998635, 833030.413126286 1213569.7966487336, 833348.5640963411 1213725.369337704, 833534.3159578572 1213813.7087490263, 833723.7158196308 1213903.6809928333, 833981.8787257674 1214028.3243815328, 834312.7633425547 1214085.4784081976, 834675.9068452239 1214145.4447057862, 835092.0487267626 1214217.3273502984, 835489.4757763781 1214282.1816761368, 835776.5221786981 1214078.5221256108, 836167.6420502325 1213798.371811873, 836395.3423945075 1213640.427711218, 836681.5004023868 1213427.484579318, 837083.7676760003 1213479.2840665528, 837454.6555553132 1213529.8811002844, 837860.5881164186 1213581.728340393, 838211.5743287383 1213626.8814347507, 838563.6232587066 1213682.5469550202, 838965.7181749039 1213751.1343430474, 839364.908676777 1213830.7705163725, 839409.3722878952 1213817.3764773302) | line | [10 empty] | 6 | 2 |  |  | 798 | 799 | 1 | FALSE | FALSE | 2 | FALSE | FALSE | [6 empty] | 798 | 796863.2761 | 1183000.0896 | 799 | 839409.3723 | 1213817.3765
VN | 548829944 | LINEVN0694a | 500 | 0.33999 | [5 empty] | 50 | 6 cables - 2 systems | LINESTRING (674335.1460733444 1186997.5385840558, 674580.8655350526 1187138.5822173795) | line | [10 empty] | 6 |  |  |  | 85 | 800 | 1 | FALSE | FALSE | 2 | TRUE | TRUE | 85 | 800 | 674335.1461 | 1186997.5386 | 674580.8655 | 1187138.5822 | 85 | 674335.1461 | 1186997.5386 | 800 | 674580.8655 | 1187138.5822
VN | 548829944 | LINEVN0694b | 500 | 0.33999 | [5 empty] | 50 | 6 cables - 2 systems | LINESTRING (674335.1460733444 1186997.5385840558, 674580.8655350526 1187138.5822173795) | line | [10 empty] | 6 |  |  |  | 85 | 800 | 1 | FALSE | FALSE | 2 | TRUE | TRUE | 85 | 800 | 674335.1461 | 1186997.5386 | 674580.8655 | 1187138.5822 | 85 | 674335.1461 | 1186997.5386 | 800 | 674580.8655 | 1187138.5822
VN | 548829945 | LINEVN0695 | 500 | 0.81929 | [5 empty] | 50 |  | LINESTRING (674580.8655350526 1187138.5822173795, 674921.4586991394 1187349.5746355425, 675106.4638484684 1187562.525649883) | line | [10 empty] | 3 |  |  |  | 800 | 801 | 1 | FALSE | FALSE | 1 | TRUE | TRUE | 800 | 801 | 674580.8655 | 1187138.5822 | 675106.4638 | 1187562.5256 | 800 | 674580.8655 | 1187138.5822 | 801 | 675106.4638 | 1187562.5256
VN | 548829946 | LINEVN0696 | 500 | 0.82845 | [5 empty] | 50 |  | LINESTRING (674580.8655350526 1187138.5822173795, 674935.7267095887 1187333.9862153402, 675106.4638484684 1187562.525649883) | line | [10 empty] | 3 |  |  |  | 800 | 801 | 1 | FALSE | FALSE | 1 | TRUE | TRUE | 800 | 801 | 674580.8655 | 1187138.5822 | 675106.4638 | 1187562.5256 | 800 | 674580.8655 | 1187138.5822 | 801 | 675106.4638 | 1187562.5256
VN | 548829948 | LINEVN0697 | 500 | 1.8914 | [5 empty] | 50 |  | LINESTRING (572629.5753459395 1121086.097730592, 572238.3270804599 1120553.0210573724, 572285.0830860108 1120246.2790467509, 572569.341382514 1120057.966277402, 572681.8599309238 1120212.9295708637, 572746.7416426173 1120244.442114647) | line | [10 empty] | 3 | 1 |  |  | 802 | 803 | 1 | FALSE | FALSE | 1 | TRUE | FALSE | 802 |  | 572629.5753 | 1121086.0977 |  |  | 802 | 572629.5753 | 1121086.0977 | 803 | 572746.7416 | 1120244.4421
VN | 548829949 | LINEVN0698a | 500 | 1.2374 | [5 empty] | 50 | 6 cables - 2 systems | LINESTRING (573230.03441803 1121924.4119960489, 572629.5753459395 1121086.097730592) | line | [10 empty] | 6 |  |  |  | 804 | 802 | 1 | FALSE | FALSE | 2 | TRUE | TRUE | 804 | 802 | 573230.0344 | 1121924.412 | 572629.5753 | 1121086.0977 | 804 | 573230.0344 | 1121924.412 | 802 | 572629.5753 | 1121086.0977
VN | 548829949 | LINEVN0698b | 500 | 1.2374 | [5 empty] | 50 | 6 cables - 2 systems | LINESTRING (573230.03441803 1121924.4119960489, 572629.5753459395 1121086.097730592) | line | [10 empty] | 6 |  |  |  | 804 | 802 | 1 | FALSE | FALSE | 2 | TRUE | TRUE | 804 | 802 | 573230.0344 | 1121924.412 | 572629.5753 | 1121086.0977 | 804 | 573230.0344 | 1121924.412 | 802 | 572629.5753 | 1121086.0977
VN | 548829950 | LINEVN0699 | 500 | 1.3004 | [5 empty] | 50 |  | LINESTRING (573942.0394131482 1122705.7932796692, 573669.8009058561 1122565.4765580196, 573230.03441803 1121924.4119960489) | line | [10 empty] | 3 |  |  |  | 805 | 804 | 1 | FALSE | FALSE | 1 | TRUE | TRUE | 805 | 804 | 573942.0394 | 1122705.7933 | 573230.0344 | 1121924.412 | 805 | 573942.0394 | 1122705.7933 | 804 | 573230.0344 | 1121924.412
VN | 548829951 | LINEVN0700a | 500 | 0.48411 | [5 empty] | 50 | 6 cables - 2 systems | LINESTRING (574292.2930599975 1122905.9840829533, 573942.0394131482 1122705.7932796692) | line | [10 empty] | 6 |  |  |  | 806 | 805 | 1 | FALSE | FALSE | 2 | TRUE | TRUE | 806 | 805 | 574292.2931 | 1122905.9841 | 573942.0394 | 1122705.7933 | 806 | 574292.2931 | 1122905.9841 | 805 | 573942.0394 | 1122705.7933
VN | 548829951 | LINEVN0700b | 500 | 0.48411 | [5 empty] | 50 | 6 cables - 2 systems | LINESTRING (574292.2930599975 1122905.9840829533, 573942.0394131482 1122705.7932796692) | line | [10 empty] | 6 |  |  |  | 806 | 805 | 1 | FALSE | FALSE | 2 | TRUE | TRUE | 806 | 805 | 574292.2931 | 1122905.9841 | 573942.0394 | 1122705.7933 | 806 | 574292.2931 | 1122905.9841 | 805 | 573942.0394 | 1122705.7933
VN | 548829953 | LINEVN0701 | 500 | 1.2885 | [5 empty] | 50 |  | LINESTRING (573230.03441803 1121924.4119960489, 573687.020091403 1122550.67340391, 573942.0394131482 1122705.7932796692) | line | [10 empty] | 3 |  |  |  | 804 | 805 | 1 | FALSE | FALSE | 1 | TRUE | TRUE | 804 | 805 | 573230.0344 | 1121924.412 | 573942.0394 | 1122705.7933 | 804 | 573230.0344 | 1121924.412 | 805 | 573942.0394 | 1122705.7933
VN | 548829954 | LINEVN0702 | 500 | 1.7984 | [5 empty] | 50 |  | LINESTRING (572629.5753459395 1121086.097730592, 572258.5920760023 1120543.6966781628, 572303.5552544768 1120256.7323438232, 572563.1053080786 1120085.9835552978, 572673.5916711114 1120238.1673417338, 572719.9617763446 1120262.4881324102) | line | [10 empty] | 3 | 1 |  |  | 802 | 807 | 1 | FALSE | FALSE | 1 | TRUE | FALSE | 802 |  | 572629.5753 | 1121086.0977 |  |  | 802 | 572629.5753 | 1121086.0977 | 807 | 572719.9618 | 1120262.4881
VN | 548829955 | LINEVN0703 | 500 | 0.81522 | [5 empty] | 50 |  | LINESTRING (574825.2078244609 1123318.7730139622, 574602.2129549033 1123092.7921671346, 574292.2930599975 1122905.9840829533) | line | [10 empty] | 3 |  |  |  | 108 | 806 | 1 | FALSE | FALSE | 1 | TRUE | TRUE | 108 | 806 | 574825.2078 | 1123318.773 | 574292.2931 | 1122905.9841 | 108 | 574825.2078 | 1123318.773 | 806 | 574292.2931 | 1122905.9841
VN | 548829956 | LINEVN0704 | 500 | 0.82203 | [5 empty] | 50 |  | LINESTRING (574292.2930599975 1122905.9840829533, 574614.7309236213 1123078.8088856258, 574825.2078244609 1123318.7730139622) | line | [10 empty] | 3 |  |  |  | 806 | 108 | 1 | FALSE | FALSE | 1 | TRUE | TRUE | 806 | 108 | 574292.2931 | 1122905.9841 | 574825.2078 | 1123318.773 | 806 | 574292.2931 | 1122905.9841 | 108 | 574825.2078 | 1123318.773
VN | 548829957 | LINEVN0705 | 500 | 0.65897 | [5 empty] | 50 |  | LINESTRING (576545.7381653646 1125238.1095080324, 576421.1331228709 1125003.6918539347, 576220.9344544068 1124802.7266842884) | line | [10 empty] | 3 |  |  |  | 808 | 107 | 1 | FALSE | FALSE | 1 | TRUE | TRUE | 808 | 107 | 576545.7382 | 1125238.1095 | 576220.9345 | 1124802.7267 | 808 | 576545.7382 | 1125238.1095 | 107 | 576220.9345 | 1124802.7267
VN | 548829958 | LINEVN0706 | 500 | 0.65361 | [5 empty] | 50 |  | LINESTRING (576220.9344544068 1124802.7266842884, 576406.4893811669 1125017.9021471457, 576545.7381653646 1125238.1095080324) | line | [10 empty] | 3 |  |  |  | 107 | 808 | 1 | FALSE | FALSE | 1 | TRUE | TRUE | 107 | 808 | 576220.9345 | 1124802.7267 | 576545.7382 | 1125238.1095 | 107 | 576220.9345 | 1124802.7267 | 808 | 576545.7382 | 1125238.1095
VN | 548829959 | LINEVN0707a | 500 | 5.6074 | [5 empty] | 50 | 6 cables - 2 systems | LINESTRING (578862.122580306 1129296.3646603795, 578652.8882709665 1128930.1764454558, 578442.1740057522 1128562.5159417803, 578230.8720675262 1128191.0631070111, 578021.3206909882 1127823.3973906976, 577810.3136964215 1127453.1095103456, 577600.1617339256 1127085.4346749403, 577387.3934802304 1126709.8829408872, 577178.6971548196 1126348.6388495157, 576969.4245215124 1125978.339166017, 576758.1032546728 1125611.0884840915, 576545.7381653646 1125238.1095080324) | line | [10 empty] | 6 |  |  |  | 809 | 808 | 1 | FALSE | FALSE | 2 | TRUE | TRUE | 809 | 808 | 578862.1226 | 1129296.3647 | 576545.7382 | 1125238.1095 | 809 | 578862.1226 | 1129296.3647 | 808 | 576545.7382 | 1125238.1095
VN | 548829959 | LINEVN0707b | 500 | 5.6074 | [5 empty] | 50 | 6 cables - 2 systems | LINESTRING (578862.122580306 1129296.3646603795, 578652.8882709665 1128930.1764454558, 578442.1740057522 1128562.5159417803, 578230.8720675262 1128191.0631070111, 578021.3206909882 1127823.3973906976, 577810.3136964215 1127453.1095103456, 577600.1617339256 1127085.4346749403, 577387.3934802304 1126709.8829408872, 577178.6971548196 1126348.6388495157, 576969.4245215124 1125978.339166017, 576758.1032546728 1125611.0884840915, 576545.7381653646 1125238.1095080324) | line | [10 empty] | 6 |  |  |  | 809 | 808 | 1 | FALSE | FALSE | 2 | TRUE | TRUE | 809 | 808 | 578862.1226 | 1129296.3647 | 576545.7382 | 1125238.1095 | 809 | 578862.1226 | 1129296.3647 | 808 | 576545.7382 | 1125238.1095
VN | 548829960 | LINEVN0708 | 500 | 0.77962 | [5 empty] | 50 |  | LINESTRING (579183.440131818 1129860.6992530532, 579013.6677714356 1129581.8725638255, 578862.122580306 1129296.3646603795) | line | [10 empty] | 3 |  |  |  | 810 | 809 | 1 | FALSE | FALSE | 1 | TRUE | TRUE | 810 | 809 | 579183.4401 | 1129860.6993 | 578862.1226 | 1129296.3647 | 810 | 579183.4401 | 1129860.6993 | 809 | 578862.1226 | 1129296.3647
VN | 548829961 | LINEVN0709 | 500 | 0.7797 | [5 empty] | 50 |  | LINESTRING (579183.440131818 1129860.6992530532, 579032.1972285538 1129573.4550615863, 578862.122580306 1129296.3646603795) | line | [10 empty] | 3 |  |  |  | 810 | 809 | 1 | FALSE | FALSE | 1 | TRUE | TRUE | 810 | 809 | 579183.4401 | 1129860.6993 | 578862.1226 | 1129296.3647 | 810 | 579183.4401 | 1129860.6993 | 809 | 578862.1226 | 1129296.3647
VN | 548829962 | LINEVN0710a | 500 | 5.2527 | [5 empty] | 50 | 6 cables - 2 systems | LINESTRING (581352.4834366462 1133662.7495231617, 581129.2628083995 1133267.9483515285, 580906.0282508072 1132876.9417164118, 580677.511335642 1132480.3740279826, 580467.7212491215 1132110.985901018, 580258.2325847824 1131741.8875938077, 580044.0416884733 1131367.52799289, 579823.4084404453 1130982.3524534635, 579601.9005535961 1130594.246540045, 579395.3037046794 1130231.2762126531, 579183.440131818 1129860.6992530532) | line | [10 empty] | 6 |  |  |  | 811 | 810 | 1 | FALSE | FALSE | 2 | TRUE | TRUE | 811 | 810 | 581352.4834 | 1133662.7495 | 579183.4401 | 1129860.6993 | 811 | 581352.4834 | 1133662.7495 | 810 | 579183.4401 | 1129860.6993
VN | 548829962 | LINEVN0710b | 500 | 5.2527 | [5 empty] | 50 | 6 cables - 2 systems | LINESTRING (581352.4834366462 1133662.7495231617, 581129.2628083995 1133267.9483515285, 580906.0282508072 1132876.9417164118, 580677.511335642 1132480.3740279826, 580467.7212491215 1132110.985901018, 580258.2325847824 1131741.8875938077, 580044.0416884733 1131367.52799289, 579823.4084404453 1130982.3524534635, 579601.9005535961 1130594.246540045, 579395.3037046794 1130231.2762126531, 579183.440131818 1129860.6992530532) | line | [10 empty] | 6 |  |  |  | 811 | 810 | 1 | FALSE | FALSE | 2 | TRUE | TRUE | 811 | 810 | 581352.4834 | 1133662.7495 | 579183.4401 | 1129860.6993 | 811 | 581352.4834 | 1133662.7495 | 810 | 579183.4401 | 1129860.6993
VN | 548829963 | LINEVN0711 | 500 | 0.77489 | [5 empty] | 50 |  | LINESTRING (581746.7340576616 1134155.7191373885, 581509.2330778871 1133967.5125894542, 581352.4834366462 1133662.7495231617) | line | [10 empty] | 3 |  |  |  | 812 | 811 | 1 | FALSE | FALSE | 1 | TRUE | TRUE | 812 | 811 | 581746.7341 | 1134155.7191 | 581352.4834 | 1133662.7495 | 812 | 581746.7341 | 1134155.7191 | 811 | 581352.4834 | 1133662.7495
VN | 548829964 | LINEVN0712 | 500 | 0.76518 | [5 empty] | 50 |  | LINESTRING (581746.7340576616 1134155.7191373885, 581528.3515984612 1133954.7080493232, 581352.4834366462 1133662.7495231617) | line | [10 empty] | 3 |  |  |  | 812 | 811 | 1 | FALSE | FALSE | 1 | TRUE | TRUE | 812 | 811 | 581746.7341 | 1134155.7191 | 581352.4834 | 1133662.7495 | 812 | 581746.7341 | 1134155.7191 | 811 | 581352.4834 | 1133662.7495
VN | 548829966 | LINEVN0713 | 500 | 0.83541 | [5 empty] | 50 |  | LINESTRING (584283.4499168278 1135911.5518949365, 583946.8962976071 1136003.8403997947, 583677.1854545225 1135785.1985265182) | line | [10 empty] | 3 |  |  |  | 813 | 814 | 1 | FALSE | FALSE | 1 | TRUE | TRUE | 813 | 814 | 584283.4499 | 1135911.5519 | 583677.1855 | 1135785.1985 | 813 | 584283.4499 | 1135911.5519 | 814 | 583677.1855 | 1135785.1985
VN | 548829967 | LINEVN0714a | 500 | 3.0315 | [5 empty] | 50 | 6 cables - 2 systems | LINESTRING (583677.1854545225 1135785.1985265182, 583349.1505292912 1135508.634201719, 583019.3521446077 1135230.0346224927, 582694.2440162029 1134957.2768847258, 582371.4724853176 1134685.4015725572, 582049.5735194173 1134412.945615412, 581746.7340576616 1134155.7191373885) | line | [10 empty] | 6 |  |  |  | 814 | 812 | 1 | FALSE | FALSE | 2 | TRUE | TRUE | 814 | 812 | 583677.1855 | 1135785.1985 | 581746.7341 | 1134155.7191 | 814 | 583677.1855 | 1135785.1985 | 812 | 581746.7341 | 1134155.7191
VN | 548829967 | LINEVN0714b | 500 | 3.0315 | [5 empty] | 50 | 6 cables - 2 systems | LINESTRING (583677.1854545225 1135785.1985265182, 583349.1505292912 1135508.634201719, 583019.3521446077 1135230.0346224927, 582694.2440162029 1134957.2768847258, 582371.4724853176 1134685.4015725572, 582049.5735194173 1134412.945615412, 581746.7340576616 1134155.7191373885) | line | [10 empty] | 6 |  |  |  | 814 | 812 | 1 | FALSE | FALSE | 2 | TRUE | TRUE | 814 | 812 | 583677.1855 | 1135785.1985 | 581746.7341 | 1134155.7191 | 814 | 583677.1855 | 1135785.1985 | 812 | 581746.7341 | 1134155.7191
VN | 548829968 | LINEVN0715 | 500 | 0.85638 | [5 empty] | 50 |  | LINESTRING (584283.4499168278 1135911.5518949365, 583943.9182226567 1136021.923416155, 583677.1854545225 1135785.1985265182) | line | [10 empty] | 3 |  |  |  | 813 | 814 | 1 | FALSE | FALSE | 1 | TRUE | TRUE | 813 | 814 | 584283.4499 | 1135911.5519 | 583677.1855 | 1135785.1985 | 813 | 584283.4499 | 1135911.5519 | 814 | 583677.1855 | 1135785.1985
VN | 548829969 | LINEVN0716a | 500 | 5.7125 | [5 empty] | 50 | 6 cables - 2 systems | LINESTRING (588861.0904929484 1134605.4550670788, 588436.9164472936 1134724.3404602709, 588028.3129541422 1134841.2129516525, 587630.5938715335 1134955.5074719952, 587202.8993126223 1135075.8468704643, 586788.7090047877 1135197.0980907376, 586373.9629417089 1135309.606053585, 585957.1463207951 1135432.6183451777, 585546.4975303464 1135551.5590514122, 585138.8125610134 1135664.385627907, 584717.8885584624 1135787.1034705623, 584283.4499168278 1135911.5518949365) | line | [10 empty] | 6 |  |  |  | 815 | 813 | 1 | FALSE | FALSE | 2 | TRUE | TRUE | 815 | 813 | 588861.0905 | 1134605.4551 | 584283.4499 | 1135911.5519 | 815 | 588861.0905 | 1134605.4551 | 813 | 584283.4499 | 1135911.5519
VN | 548829969 | LINEVN0716b | 500 | 5.7125 | [5 empty] | 50 | 6 cables - 2 systems | LINESTRING (588861.0904929484 1134605.4550670788, 588436.9164472936 1134724.3404602709, 588028.3129541422 1134841.2129516525, 587630.5938715335 1134955.5074719952, 587202.8993126223 1135075.8468704643, 586788.7090047877 1135197.0980907376, 586373.9629417089 1135309.606053585, 585957.1463207951 1135432.6183451777, 585546.4975303464 1135551.5590514122, 585138.8125610134 1135664.385627907, 584717.8885584624 1135787.1034705623, 584283.4499168278 1135911.5518949365) | line | [10 empty] | 6 |  |  |  | 815 | 813 | 1 | FALSE | FALSE | 2 | TRUE | TRUE | 815 | 813 | 588861.0905 | 1134605.4551 | 584283.4499 | 1135911.5519 | 815 | 588861.0905 | 1134605.4551 | 813 | 584283.4499 | 1135911.5519
VN | 548829970 | LINEVN0717 | 500 | 0.87746 | [5 empty] | 50 |  | LINESTRING (589564.5345503044 1134406.1646740702, 589212.9448193604 1134511.5032182802, 588861.0904929484 1134605.4550670788) | line | [10 empty] | 3 |  |  |  | 816 | 815 | 1 | FALSE | FALSE | 1 | TRUE | TRUE | 816 | 815 | 589564.5346 | 1134406.1647 | 588861.0905 | 1134605.4551 | 816 | 589564.5346 | 1134406.1647 | 815 | 588861.0905 | 1134605.4551
VN | 548829971 | LINEVN0718 | 500 | 0.87769 | [5 empty] | 50 |  | LINESTRING (589564.5345503044 1134406.1646740702, 589208.1418707984 1134496.6074510496, 588861.0904929484 1134605.4550670788) | line | [10 empty] | 3 |  |  |  | 816 | 815 | 1 | FALSE | FALSE | 1 | TRUE | TRUE | 816 | 815 | 589564.5346 | 1134406.1647 | 588861.0905 | 1134605.4551 | 816 | 589564.5346 | 1134406.1647 | 815 | 588861.0905 | 1134605.4551
VN | 548829972 | LINEVN0719 | 500 | 0.88613 | [5 empty] | 50 |  | LINESTRING (595106.8061880694 1132975.1303088074, 594720.6081876592 1132936.4391546159, 594386.6059251714 1133042.074310492) | line | [10 empty] | 3 |  |  |  | 817 | 818 | 1 | FALSE | FALSE | 1 | TRUE | TRUE | 817 | 818 | 595106.8062 | 1132975.1303 | 594386.6059 | 1133042.0743 | 817 | 595106.8062 | 1132975.1303 | 818 | 594386.6059 | 1133042.0743
VN | 548829973 | LINEVN0720a | 500 | 6.0136 | [5 empty] | 50 | 6 cables - 2 systems | LINESTRING (594386.6059251714 1133042.074310492, 593988.5541626079 1133152.7941206002, 593577.5677225202 1133268.7363198681, 593166.5664778994 1133387.3037350609, 592749.4270786761 1133500.6181970437, 592407.2293425127 1133599.8250769668, 591975.6723964876 1133721.271089261, 591558.8076757466 1133841.8867584204, 591150.7722820976 1133958.7371795352, 590765.6768124722 1134065.7324547668, 590355.6098329535 1134178.4950926541, 589978.4437272357 1134287.5535430377, 589564.5345503044 1134406.1646740702) | line | [10 empty] | 6 |  |  |  | 818 | 816 | 1 | FALSE | FALSE | 2 | TRUE | TRUE | 818 | 816 | 594386.6059 | 1133042.0743 | 589564.5346 | 1134406.1647 | 818 | 594386.6059 | 1133042.0743 | 816 | 589564.5346 | 1134406.1647
VN | 548829973 | LINEVN0720b | 500 | 6.0136 | [5 empty] | 50 | 6 cables - 2 systems | LINESTRING (594386.6059251714 1133042.074310492, 593988.5541626079 1133152.7941206002, 593577.5677225202 1133268.7363198681, 593166.5664778994 1133387.3037350609, 592749.4270786761 1133500.6181970437, 592407.2293425127 1133599.8250769668, 591975.6723964876 1133721.271089261, 591558.8076757466 1133841.8867584204, 591150.7722820976 1133958.7371795352, 590765.6768124722 1134065.7324547668, 590355.6098329535 1134178.4950926541, 589978.4437272357 1134287.5535430377, 589564.5345503044 1134406.1646740702) | line | [10 empty] | 6 |  |  |  | 818 | 816 | 1 | FALSE | FALSE | 2 | TRUE | TRUE | 818 | 816 | 594386.6059 | 1133042.0743 | 589564.5346 | 1134406.1647 | 818 | 594386.6059 | 1133042.0743 | 816 | 589564.5346 | 1134406.1647
VN | 548829974 | LINEVN0721 | 500 | 0.87721 | [5 empty] | 50 |  | LINESTRING (595106.8061880694 1132975.1303088074, 594719.9587608232 1132958.03326701, 594386.6059251714 1133042.074310492) | line | [10 empty] | 3 |  |  |  | 817 | 818 | 1 | FALSE | FALSE | 1 | TRUE | TRUE | 817 | 818 | 595106.8062 | 1132975.1303 | 594386.6059 | 1133042.0743 | 817 | 595106.8062 | 1132975.1303 | 818 | 594386.6059 | 1133042.0743
VN | 548829975 | LINEVN0722 | 500 | 0.59236 | [5 empty] | 50 |  | LINESTRING (597999.4126067493 1133443.6103711692, 597845.8674975156 1133196.560094787, 597644.7092245569 1133171.1885944523) | line | [10 empty] | 3 |  |  |  | 819 | 820 | 1 | FALSE | FALSE | 1 | TRUE | TRUE | 819 | 820 | 597999.4126 | 1133443.6104 | 597644.7092 | 1133171.1886 | 819 | 597999.4126 | 1133443.6104 | 820 | 597644.7092 | 1133171.1886
VN | 548829976 | LINEVN0723a | 500 | 3.0546 | [5 empty] | 50 | 6 cables - 2 systems | LINESTRING (597644.7092245569 1133171.1885944523, 597216.7874798496 1133135.5720026055, 596753.6143692547 1133102.1860841746, 596336.2544449986 1133068.9425096803, 595918.0241745022 1133037.4487099266, 595528.5762841366 1133006.0378890077, 595106.8061880694 1132975.1303088074) | line | [10 empty] | 6 |  |  |  | 820 | 817 | 1 | FALSE | FALSE | 2 | TRUE | TRUE | 820 | 817 | 597644.7092 | 1133171.1886 | 595106.8062 | 1132975.1303 | 820 | 597644.7092 | 1133171.1886 | 817 | 595106.8062 | 1132975.1303
VN | 548829976 | LINEVN0723b | 500 | 3.0546 | [5 empty] | 50 | 6 cables - 2 systems | LINESTRING (597644.7092245569 1133171.1885944523, 597216.7874798496 1133135.5720026055, 596753.6143692547 1133102.1860841746, 596336.2544449986 1133068.9425096803, 595918.0241745022 1133037.4487099266, 595528.5762841366 1133006.0378890077, 595106.8061880694 1132975.1303088074) | line | [10 empty] | 6 |  |  |  | 820 | 817 | 1 | FALSE | FALSE | 2 | TRUE | TRUE | 820 | 817 | 597644.7092 | 1133171.1886 | 595106.8062 | 1132975.1303 | 820 | 597644.7092 | 1133171.1886 | 817 | 595106.8062 | 1132975.1303
VN | 548829977 | LINEVN0724 | 500 | 0.61458 | [5 empty] | 50 |  | LINESTRING (597999.4126067493 1133443.6103711692, 597857.9596141515 1133180.5376210702, 597644.7092245569 1133171.1885944523) | line | [10 empty] | 3 |  |  |  | 819 | 820 | 1 | FALSE | FALSE | 1 | TRUE | TRUE | 819 | 820 | 597999.4126 | 1133443.6104 | 597644.7092 | 1133171.1886 | 819 | 597999.4126 | 1133443.6104 | 820 | 597644.7092 | 1133171.1886
VN | 548829978 | LINEVN0725 | 500 | 0.82781 | [5 empty] | 50 |  | LINESTRING (598877.1438440752 1135546.5113183667, 598932.0355158541 1135039.4390084357, 598833.7600535689 1134888.8638133856) | line | [10 empty] | 3 |  |  |  | 821 | 822 | 1 | FALSE | FALSE | 1 | TRUE | TRUE | 821 | 822 | 598877.1438 | 1135546.5113 | 598833.7601 | 1134888.8638 | 821 | 598877.1438 | 1135546.5113 | 822 | 598833.7601 | 1134888.8638
VN | 548829979 | LINEVN0726a | 500 | 2.0026 | [5 empty] | 50 | 6 cables - 2 systems | LINESTRING (598833.7600535689 1134888.8638133856, 598638.1938474366 1134548.0193934378, 598416.7316048666 1134168.4235874543, 598188.8529763712 1133770.7210972437, 597999.4126067493 1133443.6103711692) | line | [10 empty] | 6 |  |  |  | 822 | 819 | 1 | FALSE | FALSE | 2 | TRUE | TRUE | 822 | 819 | 598833.7601 | 1134888.8638 | 597999.4126 | 1133443.6104 | 822 | 598833.7601 | 1134888.8638 | 819 | 597999.4126 | 1133443.6104
VN | 548829979 | LINEVN0726b | 500 | 2.0026 | [5 empty] | 50 | 6 cables - 2 systems | LINESTRING (598833.7600535689 1134888.8638133856, 598638.1938474366 1134548.0193934378, 598416.7316048666 1134168.4235874543, 598188.8529763712 1133770.7210972437, 597999.4126067493 1133443.6103711692) | line | [10 empty] | 6 |  |  |  | 822 | 819 | 1 | FALSE | FALSE | 2 | TRUE | TRUE | 822 | 819 | 598833.7601 | 1134888.8638 | 597999.4126 | 1133443.6104 | 822 | 598833.7601 | 1134888.8638 | 819 | 597999.4126 | 1133443.6104
VN | 548829980 | LINEVN0727a | 500 | 0.95754 | [5 empty] | 50 | 6 cables - 2 systems | LINESTRING (598782.9788303326 1136338.8892939547, 598877.1438440752 1135546.5113183667) | line | [10 empty] | 6 |  |  |  | 823 | 821 | 1 | FALSE | FALSE | 2 | TRUE | TRUE | 823 | 821 | 598782.9788 | 1136338.8893 | 598877.1438 | 1135546.5113 | 823 | 598782.9788 | 1136338.8893 | 821 | 598877.1438 | 1135546.5113
VN | 548829980 | LINEVN0727b | 500 | 0.95754 | [5 empty] | 50 | 6 cables - 2 systems | LINESTRING (598782.9788303326 1136338.8892939547, 598877.1438440752 1135546.5113183667) | line | [10 empty] | 6 |  |  |  | 823 | 821 | 1 | FALSE | FALSE | 2 | TRUE | TRUE | 823 | 821 | 598782.9788 | 1136338.8893 | 598877.1438 | 1135546.5113 | 823 | 598782.9788 | 1136338.8893 | 821 | 598877.1438 | 1135546.5113
VN | 548829981 | LINEVN0728 | 500 | 0.80977 | [5 empty] | 50 |  | LINESTRING (598877.1438440752 1135546.5113183667, 598907.0474078812 1135045.7934363987, 598833.7600535689 1134888.8638133856) | line | [10 empty] | 3 |  |  |  | 821 | 822 | 1 | FALSE | FALSE | 1 | TRUE | TRUE | 821 | 822 | 598877.1438 | 1135546.5113 | 598833.7601 | 1134888.8638 | 821 | 598877.1438 | 1135546.5113 | 822 | 598833.7601 | 1134888.8638
VN | 548829982 | LINEVN0729 | 500 | 0.97504 | [5 empty] | 50 |  | LINESTRING (598708.1540773844 1137147.6433201851, 598744.1692086743 1136876.0513893003, 598782.9788303326 1136338.8892939547) | line | [10 empty] | 3 |  |  |  | 824 | 823 | 1 | FALSE | FALSE | 1 | TRUE | TRUE | 824 | 823 | 598708.1541 | 1137147.6433 | 598782.9788 | 1136338.8893 | 824 | 598708.1541 | 1137147.6433 | 823 | 598782.9788 | 1136338.8893
VN | 548829983 | LINEVN0730 | 500 | 0.97513 | [5 empty] | 50 |  | LINESTRING (598708.1540773844 1137147.6433201851, 598721.5547107661 1136872.1839300923, 598782.9788303326 1136338.8892939547) | line | [10 empty] | 3 |  |  |  | 824 | 823 | 1 | FALSE | FALSE | 1 | TRUE | TRUE | 824 | 823 | 598708.1541 | 1137147.6433 | 598782.9788 | 1136338.8893 | 824 | 598708.1541 | 1137147.6433 | 823 | 598782.9788 | 1136338.8893
VN | 548829984 | LINEVN0731a | 500 | 5.7465 | [5 empty] | 50 | 6 cables - 2 systems | LINESTRING (598277.6856413275 1141916.946751313, 598306.4813281349 1141598.094578884, 598344.3858677585 1141170.7233247235, 598378.9691191737 1140779.8118723575, 598414.0366944494 1140427.1180515182, 598454.7154655546 1139955.9764108104, 598494.376651397 1139531.5075108784, 598529.8912463549 1139125.3942431225, 598565.0577753026 1138734.1750820251, 598600.8283665184 1138338.567673802, 598636.3208970501 1137936.8334478189, 598673.2599755791 1137542.6780180207, 598708.1540773844 1137147.6433201851) | line | [10 empty] | 6 |  |  |  | 825 | 824 | 1 | FALSE | FALSE | 2 | TRUE | TRUE | 825 | 824 | 598277.6856 | 1141916.9468 | 598708.1541 | 1137147.6433 | 825 | 598277.6856 | 1141916.9468 | 824 | 598708.1541 | 1137147.6433
VN | 548829984 | LINEVN0731b | 500 | 5.7465 | [5 empty] | 50 | 6 cables - 2 systems | LINESTRING (598277.6856413275 1141916.946751313, 598306.4813281349 1141598.094578884, 598344.3858677585 1141170.7233247235, 598378.9691191737 1140779.8118723575, 598414.0366944494 1140427.1180515182, 598454.7154655546 1139955.9764108104, 598494.376651397 1139531.5075108784, 598529.8912463549 1139125.3942431225, 598565.0577753026 1138734.1750820251, 598600.8283665184 1138338.567673802, 598636.3208970501 1137936.8334478189, 598673.2599755791 1137542.6780180207, 598708.1540773844 1137147.6433201851) | line | [10 empty] | 6 |  |  |  | 825 | 824 | 1 | FALSE | FALSE | 2 | TRUE | TRUE | 825 | 824 | 598277.6856 | 1141916.9468 | 598708.1541 | 1137147.6433 | 825 | 598277.6856 | 1141916.9468 | 824 | 598708.1541 | 1137147.6433
VN | 548829985 | LINEVN0732 | 500 | 0.63969 | [5 empty] | 50 |  | LINESTRING (598463.8104483607 1142309.1978284577, 598242.6666172117 1142202.220628806, 598277.6856413275 1141916.946751313) | line | [10 empty] | 3 |  |  |  | 826 | 825 | 1 | FALSE | FALSE | 1 | TRUE | TRUE | 826 | 825 | 598463.8104 | 1142309.1978 | 598277.6856 | 1141916.9468 | 826 | 598463.8104 | 1142309.1978 | 825 | 598277.6856 | 1141916.9468
VN | 548829986 | LINEVN0733 | 500 | 0.60608 | [5 empty] | 50 |  | LINESTRING (598463.8104483607 1142309.1978284577, 598263.7096232565 1142187.3957548675, 598277.6856413275 1141916.946751313) | line | [10 empty] | 3 |  |  |  | 826 | 825 | 1 | FALSE | FALSE | 1 | TRUE | TRUE | 826 | 825 | 598463.8104 | 1142309.1978 | 598277.6856 | 1141916.9468 | 826 | 598463.8104 | 1142309.1978 | 825 | 598277.6856 | 1141916.9468
VN | 548829987 | LINEVN0734a | 500 | 9.6104 | [5 empty] | 50 | 6 cables - 2 systems | LINESTRING (605516.1046966887 1146104.0480523938, 605138.1803238965 1145901.006068852, 604768.1720163655 1145703.8311045258, 604408.2707062025 1145512.2308632818, 604036.7813983624 1145313.4455496618, 603694.1723432966 1145132.697758581, 603535.6957911516 1145045.1333783178, 603209.0545044008 1144876.104537948, 602836.5296841643 1144675.1407655142, 602456.8294662407 1144470.3674021838, 602091.4652435285 1144277.8928511208, 601712.9292722496 1144072.833251798, 601344.6440849515 1143873.07155307, 600969.9135272141 1143670.6526399844, 600596.3310570806 1143471.171839634, 600224.6695099042 1143268.6268232993, 599872.6556149502 1143074.6016721874, 599496.4417125331 1142872.206999875, 599057.4764837909 1142629.6533276136, 598860.705175387 1142524.344322878, 598463.8104483607 1142309.1978284577) | line | [10 empty] | 6 |  |  |  | 827 | 826 | 1 | FALSE | FALSE | 2 | TRUE | TRUE | 827 | 826 | 605516.1047 | 1146104.0481 | 598463.8104 | 1142309.1978 | 827 | 605516.1047 | 1146104.0481 | 826 | 598463.8104 | 1142309.1978
VN | 548829987 | LINEVN0734b | 500 | 9.6104 | [5 empty] | 50 | 6 cables - 2 systems | LINESTRING (605516.1046966887 1146104.0480523938, 605138.1803238965 1145901.006068852, 604768.1720163655 1145703.8311045258, 604408.2707062025 1145512.2308632818, 604036.7813983624 1145313.4455496618, 603694.1723432966 1145132.697758581, 603535.6957911516 1145045.1333783178, 603209.0545044008 1144876.104537948, 602836.5296841643 1144675.1407655142, 602456.8294662407 1144470.3674021838, 602091.4652435285 1144277.8928511208, 601712.9292722496 1144072.833251798, 601344.6440849515 1143873.07155307, 600969.9135272141 1143670.6526399844, 600596.3310570806 1143471.171839634, 600224.6695099042 1143268.6268232993, 599872.6556149502 1143074.6016721874, 599496.4417125331 1142872.206999875, 599057.4764837909 1142629.6533276136, 598860.705175387 1142524.344322878, 598463.8104483607 1142309.1978284577) | line | [10 empty] | 6 |  |  |  | 827 | 826 | 1 | FALSE | FALSE | 2 | TRUE | TRUE | 827 | 826 | 605516.1047 | 1146104.0481 | 598463.8104 | 1142309.1978 | 827 | 605516.1047 | 1146104.0481 | 826 | 598463.8104 | 1142309.1978
VN | 548829988 | LINEVN0735 | 500 | 0.72716 | [5 empty] | 50 |  | LINESTRING (606078.5871882954 1146259.5195733223, 605794.0162192122 1146265.3557863175, 605516.1046966887 1146104.0480523938) | line | [10 empty] | 3 |  |  |  | 828 | 827 | 1 | FALSE | FALSE | 1 | TRUE | TRUE | 828 | 827 | 606078.5872 | 1146259.5196 | 605516.1047 | 1146104.0481 | 828 | 606078.5872 | 1146259.5196 | 827 | 605516.1047 | 1146104.0481
VN | 548829989 | LINEVN0736 | 500 | 0.7157 | [5 empty] | 50 |  | LINESTRING (606078.5871882954 1146259.5195733223, 605798.4768196503 1146245.8295179708, 605516.1046966887 1146104.0480523938) | line | [10 empty] | 3 |  |  |  | 828 | 827 | 1 | FALSE | FALSE | 1 | TRUE | TRUE | 828 | 827 | 606078.5872 | 1146259.5196 | 605516.1047 | 1146104.0481 | 828 | 606078.5872 | 1146259.5196 | 827 | 605516.1047 | 1146104.0481
VN | 548829990 | LINEVN0737a | 500 | 4.972 | [5 empty] | 50 | 6 cables - 2 systems | LINESTRING (610221.4264131425 1146319.6395244612, 609783.8651276603 1146318.8443849187, 608585.4712901051 1146300.7912600355, 608159.6803224015 1146293.3408473758, 607752.687376261 1146286.241285105, 607354.7929245441 1146279.174517091, 606960.7143730657 1146273.882273848, 606512.6024723557 1146265.797454846, 606078.5871882954 1146259.5195733223) | line | [10 empty] | 6 |  |  |  | 180 | 828 | 1 | FALSE | FALSE | 2 | TRUE | TRUE | 180 | 828 | 610221.4264 | 1146319.6395 | 606078.5872 | 1146259.5196 | 180 | 610221.4264 | 1146319.6395 | 828 | 606078.5872 | 1146259.5196
VN | 548829990 | LINEVN0737b | 500 | 4.972 | [5 empty] | 50 | 6 cables - 2 systems | LINESTRING (610221.4264131425 1146319.6395244612, 609783.8651276603 1146318.8443849187, 608585.4712901051 1146300.7912600355, 608159.6803224015 1146293.3408473758, 607752.687376261 1146286.241285105, 607354.7929245441 1146279.174517091, 606960.7143730657 1146273.882273848, 606512.6024723557 1146265.797454846, 606078.5871882954 1146259.5195733223) | line | [10 empty] | 6 |  |  |  | 180 | 828 | 1 | FALSE | FALSE | 2 | TRUE | TRUE | 180 | 828 | 610221.4264 | 1146319.6395 | 606078.5872 | 1146259.5196 | 180 | 610221.4264 | 1146319.6395 | 828 | 606078.5872 | 1146259.5196
VN | 548829991 | LINEVN0738 | 500 | 2.558 | [5 empty] | 50 |  | LINESTRING (672507.2096883697 1185915.056433798, 672874.7009442521 1186111.373402275, 673173.0594612053 1186288.0928957525, 673568.5950602399 1186506.7073804599, 673784.2064034091 1186626.7496407877, 674155.1973031058 1186826.8839298636, 674335.1460733444 1186997.5385840558) | line | [10 empty] | 3 |  |  |  | 183 | 85 | 1 | FALSE | FALSE | 1 | TRUE | TRUE | 183 | 85 | 672507.2097 | 1185915.0564 | 674335.1461 | 1186997.5386 | 183 | 672507.2097 | 1185915.0564 | 85 | 674335.1461 | 1186997.5386
VN | 548829992 | LINEVN0739 | 500 | 11.0515 | [5 empty] | 50 |  | LINESTRING (662409.2340950097 1164558.0760916474, 662644.1029188044 1164774.8570752942, 662540.618641826 1164941.1137800943, 662307.462412257 1165201.920500876, 662050.9280061217 1165505.20045889, 661790.8395297923 1165815.7537802947, 661503.001734564 1166158.5514284468, 661226.3915879047 1166488.850058925, 660948.313303533 1166818.2695571613, 660680.2826255653 1167136.9428680367, 660406.9368106556 1167462.8814961852, 660148.0756436816 1167767.598264396, 659928.8374179425 1168041.4442429945, 659645.9609333755 1168367.7738640965, 659517.8817299021 1168516.7780464746, 659246.0387398716 1168837.1778466413, 658969.4668769632 1169168.3409617683, 658710.0400337637 1169475.3742976673, 658388.6028876465 1169860.284377258, 658086.6861178929 1170216.4085800454, 657826.9753101973 1170524.3079951736, 657583.1420725395 1170826.1658235004, 657490.575443776 1171167.7880708487, 657399.5200783077 1171563.9555358137, 657331.5514417628 1171792.5449558557) | line | [10 empty] | 3 |  |  |  | 112 | 829 | 1 | FALSE | FALSE | 1 | TRUE | TRUE | 112 | 829 | 662409.2341 | 1164558.0761 | 657331.5514 | 1171792.545 | 112 | 662409.2341 | 1164558.0761 | 829 | 657331.5514 | 1171792.545
VN | 548829993 | LINEVN0740a | 500 | 6.6366 | [5 empty] | 50 | 6 cables - 2 systems | LINESTRING (643812.3995319384 1151840.9704469847, 644124.1495002039 1152125.3454891688, 644443.0315443055 1152412.585007, 644742.0249800814 1152679.3180149172, 645082.2567716679 1152984.7364907232, 645427.7274654935 1153300.3891703596, 645765.0292913099 1153602.0102528294, 646109.0491174514 1153910.9521048798, 646451.5837711634 1154220.179488989, 646790.0207616834 1154526.1864104797, 647075.833156114 1154779.451081834, 647359.8791602587 1155030.090012285, 647601.8948736826 1155255.0265133437, 647924.10390428 1155539.4447167502) | line | [10 empty] | 6 |  |  |  | 193 | 191 | 1 | FALSE | FALSE | 2 | TRUE | TRUE | 193 | 191 | 643812.3995 | 1151840.9704 | 647924.1039 | 1155539.4447 | 193 | 643812.3995 | 1151840.9704 | 191 | 647924.1039 | 1155539.4447
VN | 548829993 | LINEVN0740b | 500 | 6.6366 | [5 empty] | 50 | 6 cables - 2 systems | LINESTRING (643812.3995319384 1151840.9704469847, 644124.1495002039 1152125.3454891688, 644443.0315443055 1152412.585007, 644742.0249800814 1152679.3180149172, 645082.2567716679 1152984.7364907232, 645427.7274654935 1153300.3891703596, 645765.0292913099 1153602.0102528294, 646109.0491174514 1153910.9521048798, 646451.5837711634 1154220.179488989, 646790.0207616834 1154526.1864104797, 647075.833156114 1154779.451081834, 647359.8791602587 1155030.090012285, 647601.8948736826 1155255.0265133437, 647924.10390428 1155539.4447167502) | line | [10 empty] | 6 |  |  |  | 193 | 191 | 1 | FALSE | FALSE | 2 | TRUE | TRUE | 193 | 191 | 643812.3995 | 1151840.9704 | 647924.1039 | 1155539.4447 | 193 | 643812.3995 | 1151840.9704 | 191 | 647924.1039 | 1155539.4447
VN | 548829994 | LINEVN0741a | 500 | 39.0364 | [5 empty] | 50 | 6 cables - 2 systems | LINESTRING (664098.1450372178 1166261.3525566221, 664388.4775102228 1166558.4268233199, 664684.0912280086 1166862.2877458865, 664976.7722716507 1167164.9765287647, 665259.2253542951 1167456.52541954, 665536.9955994458 1167744.5595652892, 665843.6867244081 1168059.5589913581, 666163.5032080722 1168390.6637880309, 666459.7230026913 1168684.9140547137, 666775.672885431 1168743.030010372, 667199.2733542981 1168808.5333007139, 667617.367824075 1168876.348874972, 668037.6770258544 1168943.1520503594, 668461.8031584698 1169010.2780979206, 668878.3050335441 1169076.498157267, 669287.7561408065 1169140.9299174075, 669713.1192903452 1169205.257837801, 670134.7828388497 1169276.1319389588, 670578.6642362601 1169344.2466448431, 671030.0616612034 1169417.0284718506, 671323.0428760911 1169455.5621495594, 671636.8688001366 1169462.038061893, 672056.3134101721 1169460.0010320575, 672473.1399641453 1169460.7875220957, 672911.2609741876 1169460.038830414, 673342.3184701728 1169460.3881154011, 673776.4395792105 1169458.8891140106, 674221.2479599455 1169462.8368701441, 674634.9040222355 1169463.777345683, 675042.6046564793 1169460.9647163048, 675352.3954521752 1169454.9219383677, 675582.1190596675 1169653.3993671082, 675889.7292545822 1169908.9903978915, 676210.4082379882 1170182.4387418665, 676532.9375186003 1170450.535839752, 676806.7187028424 1170680.6101703187, 677038.167076595 1170840.9479336152, 677266.9851731991 1171035.3092697712, 677468.6689273169 1171255.4145650086, 677733.303833758 1171488.924020196, 678049.7085450905 1171755.96771622, 678376.9992017314 1172030.9698918571, 678689.4543186723 1172298.055797333, 680611.3997906351 1173927.7560455624, 681511.6583782866 1174688.8297993098, 681722.3688147652 1174852.9239838652, 682054.6944993938 1174841.1189191397, 682472.4778704141 1174820.1301124557, 682894.0307189395 1174790.2952987594, 683329.9630286879 1174766.7154781644, 683528.9988571635 1174748.830051724, 683645.0696397375 1175030.1770967178, 683776.0023354986 1175328.9719359544, 683937.5373011079 1175688.6172143456, 684280.0063609905 1176460.4381791842, 684449.6020129444 1176840.6398549776, 684620.3514271701 1177229.200877483, 684799.789131187 1177628.9056463793, 684974.1918633183 1178028.0426401845, 685117.3707293851 1178339.5240494579, 685222.0623864983 1178515.3902830414, 685397.8053643506 1178865.5795594403, 685592.2775791315 1179265.3851640108, 685791.0893409862 1179668.9885786239, 685964.9414304025 1180016.396076065, 686084.262447184 1180269.7127703333, 686231.2255260044 1180565.4713914874, 686350.8932193457 1180814.6324389488, 686547.0862759517 1181124.027297242, 686777.1781084784 1181497.2827725443, 686985.3444011201 1181834.0482306853, 686880.2787512982 1182146.9464543916, 686741.4189495484 1182580.618273813, 686643.3315831574 1182882.5819713036, 686630.1205114191 1182923.2604651232, 686606.940140543 1183174.1569359212, 686855.9887827821 1183230.456822742, 687095.5880604007 1183284.1510091198, 687311.682376316 1183382.0854186276) | line |  | ĐZ 500kV Nhà Bè - Ô Môn | [8 empty] | 6 | 2 |  |  | 192 | 84 | 1 | FALSE | FALSE | 2 | TRUE | TRUE | 192 | 84 | 664098.145 | 1166261.3526 | 687311.6824 | 1183382.0854 | 192 | 664098.145 | 1166261.3526 | 84 | 687311.6824 | 1183382.0854
VN | 548829994 | LINEVN0741b | 500 | 39.0364 | [5 empty] | 50 | 6 cables - 2 systems | LINESTRING (664098.1450372178 1166261.3525566221, 664388.4775102228 1166558.4268233199, 664684.0912280086 1166862.2877458865, 664976.7722716507 1167164.9765287647, 665259.2253542951 1167456.52541954, 665536.9955994458 1167744.5595652892, 665843.6867244081 1168059.5589913581, 666163.5032080722 1168390.6637880309, 666459.7230026913 1168684.9140547137, 666775.672885431 1168743.030010372, 667199.2733542981 1168808.5333007139, 667617.367824075 1168876.348874972, 668037.6770258544 1168943.1520503594, 668461.8031584698 1169010.2780979206, 668878.3050335441 1169076.498157267, 669287.7561408065 1169140.9299174075, 669713.1192903452 1169205.257837801, 670134.7828388497 1169276.1319389588, 670578.6642362601 1169344.2466448431, 671030.0616612034 1169417.0284718506, 671323.0428760911 1169455.5621495594, 671636.8688001366 1169462.038061893, 672056.3134101721 1169460.0010320575, 672473.1399641453 1169460.7875220957, 672911.2609741876 1169460.038830414, 673342.3184701728 1169460.3881154011, 673776.4395792105 1169458.8891140106, 674221.2479599455 1169462.8368701441, 674634.9040222355 1169463.777345683, 675042.6046564793 1169460.9647163048, 675352.3954521752 1169454.9219383677, 675582.1190596675 1169653.3993671082, 675889.7292545822 1169908.9903978915, 676210.4082379882 1170182.4387418665, 676532.9375186003 1170450.535839752, 676806.7187028424 1170680.6101703187, 677038.167076595 1170840.9479336152, 677266.9851731991 1171035.3092697712, 677468.6689273169 1171255.4145650086, 677733.303833758 1171488.924020196, 678049.7085450905 1171755.96771622, 678376.9992017314 1172030.9698918571, 678689.4543186723 1172298.055797333, 680611.3997906351 1173927.7560455624, 681511.6583782866 1174688.8297993098, 681722.3688147652 1174852.9239838652, 682054.6944993938 1174841.1189191397, 682472.4778704141 1174820.1301124557, 682894.0307189395 1174790.2952987594, 683329.9630286879 1174766.7154781644, 683528.9988571635 1174748.830051724, 683645.0696397375 1175030.1770967178, 683776.0023354986 1175328.9719359544, 683937.5373011079 1175688.6172143456, 684280.0063609905 1176460.4381791842, 684449.6020129444 1176840.6398549776, 684620.3514271701 1177229.200877483, 684799.789131187 1177628.9056463793, 684974.1918633183 1178028.0426401845, 685117.3707293851 1178339.5240494579, 685222.0623864983 1178515.3902830414, 685397.8053643506 1178865.5795594403, 685592.2775791315 1179265.3851640108, 685791.0893409862 1179668.9885786239, 685964.9414304025 1180016.396076065, 686084.262447184 1180269.7127703333, 686231.2255260044 1180565.4713914874, 686350.8932193457 1180814.6324389488, 686547.0862759517 1181124.027297242, 686777.1781084784 1181497.2827725443, 686985.3444011201 1181834.0482306853, 686880.2787512982 1182146.9464543916, 686741.4189495484 1182580.618273813, 686643.3315831574 1182882.5819713036, 686630.1205114191 1182923.2604651232, 686606.940140543 1183174.1569359212, 686855.9887827821 1183230.456822742, 687095.5880604007 1183284.1510091198, 687311.682376316 1183382.0854186276) | line |  | ĐZ 500kV Nhà Bè - Ô Môn | [8 empty] | 6 | 2 |  |  | 192 | 84 | 1 | FALSE | FALSE | 2 | TRUE | TRUE | 192 | 84 | 664098.145 | 1166261.3526 | 687311.6824 | 1183382.0854 | 192 | 664098.145 | 1166261.3526 | 84 | 687311.6824 | 1183382.0854
VN | 548869159 | LINEVN0742a | 220 | 31.3451 | [5 empty] | 50 | 6 cables - 2 systems | LINESTRING (598906.2028752118 1142326.0600175026, 599516.1519109829 1142652.5410645716, 603357.4562113084 1144691.2653178347, 603974.377529499 1145018.1292378595, 604602.4044871565 1145358.463084235, 604931.1849197347 1145402.6327783582, 605295.1942218975 1145448.0731034442, 605643.950122776 1145490.2752926035, 606003.8551653641 1145534.8371565633, 606361.4127820474 1145577.062381832, 606717.5259686083 1145618.8556640376, 607081.234348616 1145661.5495871094, 607432.9245953595 1145702.894426173, 608168.7377352862 1145787.885127345, 608830.3075557795 1145858.0739882546, 609284.7761470706 1145898.0006370621, 609732.6365968899 1145943.176259315, 610595.2907278542 1146033.429111668, 610947.8266199856 1146199.8384490355, 611302.836872057 1146365.2975256618, 611646.350360495 1146523.1708615893, 612000.4331317914 1146695.9885771952, 612359.6249194461 1146865.641921706, 613398.325290048 1147357.7130405598, 614117.7222627229 1147693.2436525344, 614478.0747907322 1147860.436665039, 614839.5747662489 1148037.2694955894, 615166.1964258256 1148192.393767695, 615530.6454370718 1148362.8192934948, 615877.781825584 1148526.7663366613, 616228.7341138802 1148691.3160508783, 616519.2828489111 1148829.7017443585, 616911.9367983857 1148904.5480809393, 617301.3667950024 1148977.3312576532, 617691.5266039568 1149050.8623624654, 618077.1348458102 1149123.2103477907, 618468.872300292 1149195.716372282, 618865.5211189925 1149269.1395281379, 619228.2333168627 1149338.3592568692, 619653.616923138 1149415.3848754899, 620014.5672752932 1149483.7334400297, 620401.4997928804 1149554.2107182515, 620814.8364888765 1149631.3531315618, 621204.7006482079 1149701.8609575755, 621604.9837373112 1149776.1918763097, 621755.522076087 1149803.2711121347, 621996.8902740577 1149847.4459658493, 622389.6924138998 1149918.984274982, 622756.954064874 1149986.7985995647, 623076.9580070908 1150046.86315982, 623451.6248128128 1150014.3529429124, 623485.6088092829 1150035.4854270688) | line | [10 empty] | 6 | 2 |  |  | 830 | 831 | 1 | FALSE | FALSE | 2 | FALSE | FALSE | [6 empty] | 830 | 598906.2029 | 1142326.06 | 831 | 623485.6088 | 1150035.4854
VN | 548869159 | LINEVN0742b | 220 | 31.3451 | [5 empty] | 50 | 6 cables - 2 systems | LINESTRING (598906.2028752118 1142326.0600175026, 599516.1519109829 1142652.5410645716, 603357.4562113084 1144691.2653178347, 603974.377529499 1145018.1292378595, 604602.4044871565 1145358.463084235, 604931.1849197347 1145402.6327783582, 605295.1942218975 1145448.0731034442, 605643.950122776 1145490.2752926035, 606003.8551653641 1145534.8371565633, 606361.4127820474 1145577.062381832, 606717.5259686083 1145618.8556640376, 607081.234348616 1145661.5495871094, 607432.9245953595 1145702.894426173, 608168.7377352862 1145787.885127345, 608830.3075557795 1145858.0739882546, 609284.7761470706 1145898.0006370621, 609732.6365968899 1145943.176259315, 610595.2907278542 1146033.429111668, 610947.8266199856 1146199.8384490355, 611302.836872057 1146365.2975256618, 611646.350360495 1146523.1708615893, 612000.4331317914 1146695.9885771952, 612359.6249194461 1146865.641921706, 613398.325290048 1147357.7130405598, 614117.7222627229 1147693.2436525344, 614478.0747907322 1147860.436665039, 614839.5747662489 1148037.2694955894, 615166.1964258256 1148192.393767695, 615530.6454370718 1148362.8192934948, 615877.781825584 1148526.7663366613, 616228.7341138802 1148691.3160508783, 616519.2828489111 1148829.7017443585, 616911.9367983857 1148904.5480809393, 617301.3667950024 1148977.3312576532, 617691.5266039568 1149050.8623624654, 618077.1348458102 1149123.2103477907, 618468.872300292 1149195.716372282, 618865.5211189925 1149269.1395281379, 619228.2333168627 1149338.3592568692, 619653.616923138 1149415.3848754899, 620014.5672752932 1149483.7334400297, 620401.4997928804 1149554.2107182515, 620814.8364888765 1149631.3531315618, 621204.7006482079 1149701.8609575755, 621604.9837373112 1149776.1918763097, 621755.522076087 1149803.2711121347, 621996.8902740577 1149847.4459658493, 622389.6924138998 1149918.984274982, 622756.954064874 1149986.7985995647, 623076.9580070908 1150046.86315982, 623451.6248128128 1150014.3529429124, 623485.6088092829 1150035.4854270688) | line | [10 empty] | 6 | 2 |  |  | 830 | 831 | 1 | FALSE | FALSE | 2 | FALSE | FALSE | [6 empty] | 830 | 598906.2029 | 1142326.06 | 831 | 623485.6088 | 1150035.4854
VN | 548869160 | LINEVN0743 | 110 | 31.2974 | [5 empty] | 50 |  | LINESTRING (598847.4318257737 1142339.3071543032, 604517.1789835442 1145380.3791546216, 606099.3427433596 1145566.2010584392, 606623.7981176095 1145628.0458177323, 607164.5327568414 1145693.608942101, 608703.3825131281 1145877.804042307, 609215.6541861568 1145933.6792096454, 609773.2550900024 1145999.2812719815, 610601.5365769329 1146100.8494448676, 611026.7846393707 1146307.73181212, 611453.3205191637 1146517.8751666108, 611932.553356895 1146753.39559873, 612410.8901650112 1146993.3105874213, 613306.6867097132 1147408.172847391, 613730.3843772612 1147604.7468717496, 614177.2291411398 1147815.9775311763, 614672.7313175789 1148051.3053566427, 615115.4500384998 1148262.2481558106, 615569.0178387736 1148478.474938311, 616023.9304482411 1148687.1376396937, 616445.0910503222 1148887.5105039317, 617370.956045452 1149063.9224640864, 617906.2335340462 1149165.8029673, 618437.6898600049 1149267.103974754, 618855.2722442391 1149346.4152724252, 619324.2194198371 1149435.8387691646, 619735.3575214627 1149513.115210895, 620180.8209660042 1149598.52188942, 620624.2301428854 1149682.3349315666, 621057.9448919554 1149767.281243676, 621564.4415812878 1149864.309575966, 622076.2205375379 1149962.3483900928, 622561.5788621942 1150054.5291514571, 623034.1949406029 1150099.5172584758, 623177.7261722733 1150157.0671402938, 623316.9984457291 1150174.4813075736, 623365.5723479937 1150184.2860125585) | line | [10 empty] | 3 | 1 |  |  | 832 | 833 | 1 | FALSE | FALSE | 1 | FALSE | FALSE | [6 empty] | 832 | 598847.4318 | 1142339.3072 | 833 | 623365.5723 | 1150184.286
VN | 548869164 | LINEVN0744 | 220 | 30.5297 | [5 empty] | 50 |  | LINESTRING (547001.9857914958 1116596.4923543832, 547234.735816465 1116536.9707651597, 547622.6068678551 1116437.7971476235, 547951.6781816154 1116353.6634067155, 548294.3085026629 1116266.5324214927, 548631.2091420491 1116180.2703463442, 548986.9336329583 1116087.0381929665, 549350.5785879198 1115996.1423281138, 549727.4699318744 1115898.9992808055, 550106.4233530865 1115801.862995999, 550472.4452848156 1115708.0736675954, 550853.4522244922 1115610.7932077723, 551238.5824111723 1115512.6601760206, 551619.1555893018 1115415.3870544815, 552002.0871628098 1115317.8338280523, 552375.1698596315 1115220.8562145617, 552758.8336011638 1115127.6904505896, 553139.5690947005 1115030.4443979748, 553521.7663196069 1114931.7339200345, 553901.0367711283 1114835.3670638958, 554287.6555831936 1114735.7977141615, 554670.4509034608 1114637.3986258006, 555005.6176032056 1114553.2379781618, 555291.6857348605 1114483.8871591964, 555657.1413231477 1114392.769130913, 556033.7698814543 1114298.167167923, 556400.6946717387 1114209.104344178, 556769.0934587735 1114117.7034618421, 557131.324830806 1114026.5949828986, 557499.4267132792 1113938.4184899717, 557867.2527597166 1113845.866714518, 558235.0642629002 1113756.81256391, 558599.0669335809 1113666.307418305, 558971.883412923 1113574.6483198388, 559335.8877715407 1113485.5989119096, 559702.8341463795 1113394.5235236112, 559967.457149096 1113331.3099852058, 560318.6432383505 1113348.538979032, 560701.2914934733 1113364.0776186918, 561082.1823022949 1113382.0388314517, 561478.6096875718 1113400.727297819, 561895.9304277769 1113421.015212826, 562300.0156825186 1113440.400476496, 562552.5920818459 1113458.0664548052, 562907.1798968749 1113465.696225972, 563208.4131144767 1113480.533112579, 563438.2461474062 1113650.298158427, 563740.5622952201 1113875.0913822777, 564044.056585865 1114100.7519494842, 564345.799672064 1114323.2167237927, 564646.0624915961 1114544.2110346619, 565250.67716403 1114991.1689201337, 565540.6503975167 1115206.602111326, 565847.9395366313 1115436.078949891, 566152.2958596552 1115661.4732287982, 566448.9999677639 1115881.217065358, 566735.1525965283 1116093.1376678168, 566994.2981539166 1116144.296011582, 567339.3174562748 1116210.279330815, 568114.4556539544 1116359.1915686517, 568506.5026477298 1116434.3979993314, 568892.6790605912 1116507.6957106965, 569282.9056565969 1116582.299209572, 569659.4292854219 1116654.1382336956, 570413.259927601 1116798.6924571611, 570781.6553539932 1116867.7411954175, 571093.644204511 1116925.7351410366) | line | [14 empty] | 834 | 835 | 1 | FALSE | FALSE | 1 | TRUE | TRUE | 834 | 835 | 547001.9858 | 1116596.4924 | 571093.6442 | 1116925.7351 | 834 | 547001.9858 | 1116596.4924 | 835 | 571093.6442 | 1116925.7351
VN | 548869166 | LINEVN0745a | 220 | 45.772 | [5 empty] | 50 | 6 cables - 2 systems | LINESTRING (547001.9857914958 1116596.4923543832, 546769.3594096159 1116503.3332289483, 546584.3142753735 1116428.3484720646, 546367.837577919 1116342.2340929313, 546059.4289729088 1116217.7464474635, 545700.7854375377 1116073.638087948, 545341.8447957062 1115928.361065056, 544982.9108507928 1115784.2597901393, 544628.081088345 1115641.6268381919, 544279.9965407739 1115500.166815072, 543926.6267513684 1115359.8758248098, 543583.8350535932 1115222.52026732, 543230.1670097706 1115079.903063341, 542878.5547752052 1114938.452880573, 542525.7685221394 1114796.1313971875, 542171.7958887878 1114654.0995828714, 541816.9429837173 1114512.9438311441, 541462.3849127302 1114370.3436282347, 541108.1193160478 1114228.3223289507, 540818.1750557205 1114110.315396626, 540454.2595418128 1114174.7282247378, 540087.7028577947 1114240.8886943664, 539718.5086240087 1114305.5904666437, 539405.1506126908 1114362.4739227982, 539168.8513172341 1114642.95380477, 538911.667520535 1114947.6485964102, 538664.7779597379 1115240.8131199058, 538408.1832295094 1115545.655691488, 538157.7791973881 1115844.071639995, 537906.197554737 1116141.0285218605, 537657.123173326 1116433.1800833372, 537412.7540189571 1116724.442617153, 536915.7925751259 1117313.6974150282, 536667.032420203 1117603.6445037317, 536428.2713485832 1117890.397003169, 536177.9035895029 1118185.2990453858, 535927.8221403526 1118482.8345145977, 535684.8093019491 1118771.3343979775, 535444.4444292771 1119056.0350061, 535177.322678169 1119370.4862326686, 534985.2134645784 1119599.180341378, 534748.9352093795 1119624.9325678658, 534426.2568288677 1119657.314267948, 534072.7213224979 1119697.5527534995, 533703.3255979236 1119735.446793567, 533433.2497961735 1119763.7961866467, 533240.9614791973 1119575.908770651, 532966.1822484587 1119298.8853750792, 532690.7940500862 1119024.2077030037, 532412.4796417565 1118746.024730718, 532151.4775998651 1118484.7872902735, 531862.8769310317 1118195.7974055456, 531615.6700755698 1117948.2866356294, 531354.9557758123 1117682.9647905617, 531091.2970732468 1117422.6068318563, 530864.9212929204 1117196.7242872634, 530637.1440248952 1116889.6759204657, 530421.6859222817 1116598.7048004267, 530199.1852698848 1116300.7082728837, 529974.624002565 1115999.20663009, 529749.7752629924 1115696.2468468768, 529525.2082788007 1115392.415394553, 529298.2827153022 1115087.4115825556, 529077.2294969688 1114791.7458334935, 528851.7730877035 1114489.66526527, 528634.5338706718 1114197.2119961958, 528414.0507899085 1113900.9652279483, 528191.5155080891 1113604.1323499482, 527968.093525838 1113301.4624668332, 527742.320394925 1113001.9986911146, 527517.1376354623 1112699.3194894805, 527293.111221326 1112398.3896504797, 527122.236781836 1112169.634006166, 526890.8697061848 1111858.4741329548, 526659.7916336185 1111551.1195470653, 526427.836606632 1111238.790531342, 526243.7279348507 1110990.7472518536, 526000.5339765265 1110768.932464483, 525721.4952235799 1110513.5152658077, 525440.6878382831 1110258.6851026593, 525158.1164955705 1109997.7196852895, 524882.8868407747 1109747.2653305312, 524600.3052666843 1109489.5109146002, 524326.5355083111 1109240.2340377315, 524043.94385270943 1108985.6906004725, 523770.4544406594 1108731.7414947227, 523492.27104633424 1108477.50405696, 523216.72217348247 1108227.3504091187, 522942.0456372762 1107978.072995681, 522665.89901843393 1107725.2919730106, 522393.5721417058 1107474.262465548, 522113.0135450285 1107219.4377258732, 521834.21506899584 1106965.1912809666, 521553.35286102875 1106710.0724134664, 521275.42412833794 1106454.3715811549, 520997.7849990505 1106202.7529865236, 520694.2924294553 1105925.4267122282, 520417.82932580594 1105672.94001764, 520186.74427756626 1105462.9816873432, 519821.27431046095 1105343.7683346043, 519449.6213765332 1105223.3834226406, 519077.9763712653 1105104.1743646543, 518684.72129872616 1104975.4605612631, 518521.74392088706 1104923.2458359883, 518279.2769301225 1104845.3628800556, 518264.6288647993 1104791.7430198053) | line | [10 empty] | 6 |  |  |  | 834 | 836 | 1 | FALSE | FALSE | 2 | TRUE | FALSE | 834 |  | 547001.9858 | 1116596.4924 |  |  | 834 | 547001.9858 | 1116596.4924 | 836 | 518264.6289 | 1104791.743
VN | 548869166 | LINEVN0745b | 220 | 45.772 | [5 empty] | 50 | 6 cables - 2 systems | LINESTRING (547001.9857914958 1116596.4923543832, 546769.3594096159 1116503.3332289483, 546584.3142753735 1116428.3484720646, 546367.837577919 1116342.2340929313, 546059.4289729088 1116217.7464474635, 545700.7854375377 1116073.638087948, 545341.8447957062 1115928.361065056, 544982.9108507928 1115784.2597901393, 544628.081088345 1115641.6268381919, 544279.9965407739 1115500.166815072, 543926.6267513684 1115359.8758248098, 543583.8350535932 1115222.52026732, 543230.1670097706 1115079.903063341, 542878.5547752052 1114938.452880573, 542525.7685221394 1114796.1313971875, 542171.7958887878 1114654.0995828714, 541816.9429837173 1114512.9438311441, 541462.3849127302 1114370.3436282347, 541108.1193160478 1114228.3223289507, 540818.1750557205 1114110.315396626, 540454.2595418128 1114174.7282247378, 540087.7028577947 1114240.8886943664, 539718.5086240087 1114305.5904666437, 539405.1506126908 1114362.4739227982, 539168.8513172341 1114642.95380477, 538911.667520535 1114947.6485964102, 538664.7779597379 1115240.8131199058, 538408.1832295094 1115545.655691488, 538157.7791973881 1115844.071639995, 537906.197554737 1116141.0285218605, 537657.123173326 1116433.1800833372, 537412.7540189571 1116724.442617153, 536915.7925751259 1117313.6974150282, 536667.032420203 1117603.6445037317, 536428.2713485832 1117890.397003169, 536177.9035895029 1118185.2990453858, 535927.8221403526 1118482.8345145977, 535684.8093019491 1118771.3343979775, 535444.4444292771 1119056.0350061, 535177.322678169 1119370.4862326686, 534985.2134645784 1119599.180341378, 534748.9352093795 1119624.9325678658, 534426.2568288677 1119657.314267948, 534072.7213224979 1119697.5527534995, 533703.3255979236 1119735.446793567, 533433.2497961735 1119763.7961866467, 533240.9614791973 1119575.908770651, 532966.1822484587 1119298.8853750792, 532690.7940500862 1119024.2077030037, 532412.4796417565 1118746.024730718, 532151.4775998651 1118484.7872902735, 531862.8769310317 1118195.7974055456, 531615.6700755698 1117948.2866356294, 531354.9557758123 1117682.9647905617, 531091.2970732468 1117422.6068318563, 530864.9212929204 1117196.7242872634, 530637.1440248952 1116889.6759204657, 530421.6859222817 1116598.7048004267, 530199.1852698848 1116300.7082728837, 529974.624002565 1115999.20663009, 529749.7752629924 1115696.2468468768, 529525.2082788007 1115392.415394553, 529298.2827153022 1115087.4115825556, 529077.2294969688 1114791.7458334935, 528851.7730877035 1114489.66526527, 528634.5338706718 1114197.2119961958, 528414.0507899085 1113900.9652279483, 528191.5155080891 1113604.1323499482, 527968.093525838 1113301.4624668332, 527742.320394925 1113001.9986911146, 527517.1376354623 1112699.3194894805, 527293.111221326 1112398.3896504797, 527122.236781836 1112169.634006166, 526890.8697061848 1111858.4741329548, 526659.7916336185 1111551.1195470653, 526427.836606632 1111238.790531342, 526243.7279348507 1110990.7472518536, 526000.5339765265 1110768.932464483, 525721.4952235799 1110513.5152658077, 525440.6878382831 1110258.6851026593, 525158.1164955705 1109997.7196852895, 524882.8868407747 1109747.2653305312, 524600.3052666843 1109489.5109146002, 524326.5355083111 1109240.2340377315, 524043.94385270943 1108985.6906004725, 523770.4544406594 1108731.7414947227, 523492.27104633424 1108477.50405696, 523216.72217348247 1108227.3504091187, 522942.0456372762 1107978.072995681, 522665.89901843393 1107725.2919730106, 522393.5721417058 1107474.262465548, 522113.0135450285 1107219.4377258732, 521834.21506899584 1106965.1912809666, 521553.35286102875 1106710.0724134664, 521275.42412833794 1106454.3715811549, 520997.7849990505 1106202.7529865236, 520694.2924294553 1105925.4267122282, 520417.82932580594 1105672.94001764, 520186.74427756626 1105462.9816873432, 519821.27431046095 1105343.7683346043, 519449.6213765332 1105223.3834226406, 519077.9763712653 1105104.1743646543, 518684.72129872616 1104975.4605612631, 518521.74392088706 1104923.2458359883, 518279.2769301225 1104845.3628800556, 518264.6288647993 1104791.7430198053) | line | [10 empty] | 6 |  |  |  | 834 | 836 | 1 | FALSE | FALSE | 2 | TRUE | FALSE | 834 |  | 547001.9858 | 1116596.4924 |  |  | 834 | 547001.9858 | 1116596.4924 | 836 | 518264.6289 | 1104791.743
VN | 548869167 | LINEVN0746 | 220 | 27.184 | [5 empty] | 50 |  | LINESTRING (559808.2440757875 1132855.8625968946, 559808.9626442688 1132780.8640242377, 559658.4292778173 1132601.1315321212, 559670.7508124474 1132522.9350145725, 559728.0777194548 1132150.9301533564, 559785.3907377449 1131781.247347315, 559844.2060027472 1131398.1550316187, 559903.6112981779 1131016.5012390558, 559958.5741564394 1130652.354328728, 560016.1824303841 1130285.292956506, 560068.7805302793 1129934.5654383737, 560113.6383328747 1129640.436741624, 560158.1876194798 1129354.1912316123, 560071.9093647796 1129130.4719724115, 559946.1480712757 1128794.89983249, 559827.1236070124 1128476.8429395729, 559692.5701667607 1128123.4444081362, 559558.9115508632 1127770.3355879842, 559429.0545256487 1127421.601367702, 559319.3579439357 1127133.0404696811, 559184.5162500503 1126775.2435195919, 559062.2591330406 1126449.2902141057, 558936.7621836057 1126120.4130881827, 558813.026341727 1125791.5284513186, 558689.2999848323 1125462.0584247352, 558564.967277204 1125133.4615111868, 558452.3530968998 1124831.454348942, 558324.5018988405 1124494.6706965312, 558218.6125514226 1124210.764792909, 557977.0452356096 1124058.2817515875, 557665.3408889481 1123854.8911013072, 557346.5765178541 1123652.6640418437, 557029.1301300328 1123452.9189137728, 556714.3377660394 1123249.1010546947, 556395.860449174 1123045.7115682883, 556081.1881195344 1122844.6641431567, 555763.8827362731 1122643.9030576919, 555447.7405050499 1122439.6528385682, 555189.4294633011 1122275.1894286866, 554886.4912091076 1122078.837525163, 554568.5796728261 1121878.960416419, 554253.0143564374 1121675.584890031, 553939.7955450024 1121475.7209354255, 553622.1759364546 1121271.4747925731, 553306.8936820561 1121069.5681706592, 552988.6745495356 1120865.9021299067, 552671.6249243116 1120661.665899174, 552384.2527606891 1120455.419689006, 552077.5058763754 1120235.7247019012, 551772.5199523016 1120015.4491015591, 551469.2891039178 1119798.683852881, 551162.2374061308 1119577.5374067167, 550857.5223278326 1119359.3050729502, 550553.1095116677 1119141.661976548, 550246.9218927734 1118921.3987158593, 549939.273442709 1118701.1251804896, 549630.7346417741 1118480.2672477434, 549321.0104416813 1118258.2495813456, 549011.5892343249 1118036.2241577979, 548703.0399287118 1117814.788807463, 548393.8956133521 1117593.0680356005, 548082.9949261048 1117371.0492389128, 547789.6489256058 1117160.5779157234, 547495.4895166901 1116949.5331424724, 547225.9991038851 1116756.1921700377, 547001.9857914958 1116596.4923543832) | line | [10 empty] | 3 |  |  |  | 837 | 834 | 1 | FALSE | FALSE | 1 | FALSE | TRUE |  | 834 |  |  | 547001.9858 | 1116596.4924 | 837 | 559808.2441 | 1132855.8626 | 834 | 547001.9858 | 1116596.4924
VN | 548869169 | LINEVN0747a | 220 | 32.7931 | [5 empty] | 50 | 6 cables - 2 systems | LINESTRING (559706.1680941725 1132859.7807425836, 559709.7724131583 1132897.8672294172, 559685.8362720907 1132979.5491636766, 559617.0680683624 1133259.8831515717, 559804.3601234986 1133415.3193868564, 560014.5206315018 1133594.424528187, 560187.727044812 1133742.6740751858, 560470.6407817451 1133974.8808193149, 560817.4770140059 1134268.3347998932, 561169.006828725 1134561.0598892735, 561664.8318876365 1134979.428462259, 562620.3799272585 1135770.4145164122, 563151.1424334358 1136222.0840004215, 563330.6827824455 1136353.4778531382, 563637.0555319713 1136579.4303125076, 563894.5624599283 1136769.7150077042, 564265.2918931894 1137045.1384574408, 564616.1920241124 1137298.636585628, 565002.3419778008 1137584.479577969, 565298.5192323419 1137805.442270232, 565636.2089509203 1138059.3361176373, 566000.2614201119 1138324.9815868947, 566362.0513898558 1138591.3677491616, 566614.2684402239 1138778.49090662, 566922.5979519571 1139007.3644467923, 567171.6312992641 1139195.7354002763, 567500.7190180605 1139439.2497980776, 567829.8017549935 1139683.0219001388, 568221.7303620268 1139977.5949251046, 568559.8813823552 1140226.44538011, 568913.7837669787 1140492.082126671, 569233.9560245685 1140730.4442388925, 569519.5015319794 1140941.628429054, 569724.7583367942 1141095.0689888578, 570008.4284540364 1141304.882742396, 570433.1519448196 1141624.073693675, 570741.1550071195 1141854.7748968774, 570978.6309922241 1142031.8628690722, 571039.9871450608 1142474.8539895173, 571102.0604517511 1142930.3526864697, 571159.0038306157 1143344.8076279068, 571216.0170625631 1143761.7729949227, 571270.6419729637 1144157.2383606094, 571324.9574186925 1144548.0261042113, 571376.0402675143 1144923.4488745062, 571440.9022736466 1145396.5362000922, 571502.4881910672 1145843.1901665786, 571558.1681973862 1146238.0729878296, 571611.5254702608 1146611.7986224112, 571657.0305701143 1146933.0191804753, 571625.8330155968 1147320.193824743, 571597.3439618109 1147700.0430963556, 571568.4466166961 1148076.320073661, 571537.5982532889 1148453.9642122022, 571518.7783605752 1148715.7632909033, 571507.5997873272 1148855.0185534821, 571479.9424721088 1149219.7101843418, 571449.6298964263 1149619.5034818756, 571423.9670718282 1149930.2173801302, 571422.354260484 1150049.1137019978, 571490.046349055 1150538.7396996538, 571621.8219416315 1151560.5341299886, 571689.2012660231 1152060.333430587, 571790.3648572477 1152122.828914064, 572071.7979222671 1152283.9106374565, 572524.4973249377 1152538.8429862054, 572918.6044054801 1152764.8427768478, 573347.2373546486 1153007.5618921858, 573670.0026383651 1153192.153700798, 573819.6965544751 1153278.2226962503) | line | [10 empty] | 6 | 2 |  |  | 838 | 839 | 1 | FALSE | FALSE | 2 | FALSE | TRUE |  | 839 |  |  | 573819.6966 | 1153278.2227 | 838 | 559706.1681 | 1132859.7807 | 839 | 573819.6966 | 1153278.2227
VN | 548869169 | LINEVN0747b | 220 | 32.7931 | [5 empty] | 50 | 6 cables - 2 systems | LINESTRING (559706.1680941725 1132859.7807425836, 559709.7724131583 1132897.8672294172, 559685.8362720907 1132979.5491636766, 559617.0680683624 1133259.8831515717, 559804.3601234986 1133415.3193868564, 560014.5206315018 1133594.424528187, 560187.727044812 1133742.6740751858, 560470.6407817451 1133974.8808193149, 560817.4770140059 1134268.3347998932, 561169.006828725 1134561.0598892735, 561664.8318876365 1134979.428462259, 562620.3799272585 1135770.4145164122, 563151.1424334358 1136222.0840004215, 563330.6827824455 1136353.4778531382, 563637.0555319713 1136579.4303125076, 563894.5624599283 1136769.7150077042, 564265.2918931894 1137045.1384574408, 564616.1920241124 1137298.636585628, 565002.3419778008 1137584.479577969, 565298.5192323419 1137805.442270232, 565636.2089509203 1138059.3361176373, 566000.2614201119 1138324.9815868947, 566362.0513898558 1138591.3677491616, 566614.2684402239 1138778.49090662, 566922.5979519571 1139007.3644467923, 567171.6312992641 1139195.7354002763, 567500.7190180605 1139439.2497980776, 567829.8017549935 1139683.0219001388, 568221.7303620268 1139977.5949251046, 568559.8813823552 1140226.44538011, 568913.7837669787 1140492.082126671, 569233.9560245685 1140730.4442388925, 569519.5015319794 1140941.628429054, 569724.7583367942 1141095.0689888578, 570008.4284540364 1141304.882742396, 570433.1519448196 1141624.073693675, 570741.1550071195 1141854.7748968774, 570978.6309922241 1142031.8628690722, 571039.9871450608 1142474.8539895173, 571102.0604517511 1142930.3526864697, 571159.0038306157 1143344.8076279068, 571216.0170625631 1143761.7729949227, 571270.6419729637 1144157.2383606094, 571324.9574186925 1144548.0261042113, 571376.0402675143 1144923.4488745062, 571440.9022736466 1145396.5362000922, 571502.4881910672 1145843.1901665786, 571558.1681973862 1146238.0729878296, 571611.5254702608 1146611.7986224112, 571657.0305701143 1146933.0191804753, 571625.8330155968 1147320.193824743, 571597.3439618109 1147700.0430963556, 571568.4466166961 1148076.320073661, 571537.5982532889 1148453.9642122022, 571518.7783605752 1148715.7632909033, 571507.5997873272 1148855.0185534821, 571479.9424721088 1149219.7101843418, 571449.6298964263 1149619.5034818756, 571423.9670718282 1149930.2173801302, 571422.354260484 1150049.1137019978, 571490.046349055 1150538.7396996538, 571621.8219416315 1151560.5341299886, 571689.2012660231 1152060.333430587, 571790.3648572477 1152122.828914064, 572071.7979222671 1152283.9106374565, 572524.4973249377 1152538.8429862054, 572918.6044054801 1152764.8427768478, 573347.2373546486 1153007.5618921858, 573670.0026383651 1153192.153700798, 573819.6965544751 1153278.2226962503) | line | [10 empty] | 6 | 2 |  |  | 838 | 839 | 1 | FALSE | FALSE | 2 | FALSE | TRUE |  | 839 |  |  | 573819.6966 | 1153278.2227 | 838 | 559706.1681 | 1132859.7807 | 839 | 573819.6966 | 1153278.2227
VN | 548869171 | LINEVN0748a | 220 | 83.5113 | [5 empty] | 50 | 6 cables - 2 systems | LINESTRING (559763.6208593769 1132846.5985670153, 559759.6313625413 1132770.8622583074, 559644.6328798567 1132683.6930834847, 559410.6591049233 1132944.7856264026, 559215.5373644335 1133164.6579080953, 559013.0659336966 1133393.2649599947, 558603.7685043288 1133464.176268225, 558277.3279962699 1133517.239399916, 557944.4194030674 1133581.7720334462, 557605.9341803852 1133641.9090082746, 557287.7153998635 1133698.8866450633, 556928.3791059663 1133760.4667024359, 556668.9295042985 1133809.3626478645, 556333.0903429314 1133868.3659602667, 556021.0573835658 1133922.4346250226, 555689.6340392075 1133981.4399285652, 555426.8510986653 1134098.0524095586, 555153.4783984255 1134222.821279868, 554876.3026691227 1134343.7826666348, 554574.1402140032 1134477.843074905, 554274.3236544824 1134611.9206451753, 553959.2340569777 1134752.3792252974, 553640.9143294301 1134894.306164615, 553274.3975960972 1135053.9645515233, 552888.7633971799 1135228.7569231673, 552679.7980680196 1135318.0377734615, 552367.3560275169 1135461.7315772863, 552160.8037585024 1135705.3846451503, 551963.3706224388 1135937.951150158, 551762.7045121541 1136174.0300120944, 551562.3464192462 1136410.9728160996, 551361.0943545267 1136647.0418655337, 551160.1473275125 1136886.0314427956, 550958.3211305861 1137121.5157591817, 550773.8421569051 1137342.143611561, 550578.489626042 1137572.0887237953, 550386.08725928 1137800.5795576607, 550229.591504566 1137983.5350940868, 549991.8673274909 1138261.6417793976, 549790.053448591 1138499.4542453315, 549577.358386043 1138752.7210087334, 549432.0373359665 1138921.7528640968, 549315.5922265176 1139059.2031322867, 549196.9873904521 1139199.20487113, 549121.3649320321 1139288.8808794275, 548968.1154339496 1139469.6568876677, 548736.025453435 1139741.8527992424, 548511.8650250789 1140007.0620936502, 548315.6627832778 1140239.3396021163, 548091.224796044 1140503.9649871704, 547864.1353520502 1140772.3695360215, 547635.8770176793 1141041.3709302281, 547412.9191511731 1141303.945774182, 547198.7811380542 1141556.3283233212, 546972.5948405616 1141822.693926898, 546758.1792497874 1142074.4925906865, 546543.7651774503 1142327.4534500325, 546337.0002901355 1142569.0481364268, 546110.5283379117 1142837.7404855385, 545884.939515813 1143103.527399299, 545659.9441713686 1143370.1788803667, 545428.781264667 1143642.3742401297, 545208.21201846 1143903.4946921044, 544991.4660662813 1144156.7378177787, 544769.4249697905 1144418.1464359388, 544555.6182223574 1144672.2693491806, 544338.5944862415 1144927.5503677514, 544136.2631750852 1145167.393731199, 544026.9933771945 1145429.2371015418, 543919.1957944613 1145688.1525722593, 543806.0902034533 1145964.5647063993, 543688.3034771476 1146238.936847156, 543551.0578952408 1146571.908557158, 543424.7102479916 1146876.024862746, 543295.1230615252 1147190.0445224321, 543167.0260702333 1147495.8954490859, 543039.5117862867 1147801.4489984538, 542902.5666504531 1148131.205902618, 542776.2401445245 1148435.8772637197, 542636.6585081574 1148768.2523779327, 542501.7843212471 1149093.3362322927, 542367.2222600419 1149415.7894186364, 542239.1201321734 1149729.7924351485, 542108.0859906481 1150044.378352111, 541977.0576737468 1150356.0346654286, 541848.981317503 1150663.3164762608, 541711.4746308478 1150995.6754453296, 541582.509917401 1151308.2091243467, 541274.4098461868 1151421.3068242255, 540967.1830316788 1151538.200732587, 540667.8870026373 1151651.6015664823, 540314.8497696575 1151784.7784155556, 539962.6919951828 1151917.0862932792, 539617.5894887386 1152046.1881780785, 539269.1917258285 1152236.2571903146, 538961.6294844785 1152401.5749519316, 538666.1167427943 1152560.7943610817, 538374.1333678897 1152717.9746031195, 538064.2385811894 1152882.4240067417, 537754.346164191 1153047.4621138498, 537478.807795793 1153197.0715472633, 537175.3810987103 1153359.7886822198, 536876.3614979251 1153518.4220602529, 536580.5865042219 1153675.026915861, 536283.9149449765 1153833.380265673, 535977.5647015624 1153997.8404505467, 535677.3846586135 1154157.0686932467, 535415.6781148965 1154294.4684207283, 535511.3206677047 1154637.8368240942, 535607.2567057337 1154981.2169773865, 535702.88612373 1155322.828112828, 535801.4529905276 1155668.821190861, 535897.5380314199 1156010.4335909311, 536001.2571591611 1156375.7159958845, 536052.6906328028 1156556.8366080031, 536139.8447598454 1156862.859734276, 536225.8104555712 1157173.5368714856, 536069.6494205683 1157461.50387132, 535909.3679868774 1157757.3397332972, 535748.5028387165 1158048.797182618, 535579.6948314733 1158362.1176075316, 535419.1282424903 1158655.909822038, 535260.6285051146 1158942.9933512514, 535101.2514631778 1159234.4441386866, 534940.9889130811 1159527.6417132842, 534771.3129472517 1159836.8739902433, 534604.5862037751 1160143.4784971788, 534444.6297370072 1160434.334528465, 534283.787822603 1160726.9484274036, 534125.0066448901 1161018.68054034, 533970.9416696206 1161301.9595160272, 533809.8131088103 1161593.690701025, 533648.100453112 1161892.4099715217, 533483.1575264051 1162196.3788307202, 533312.337950375 1162504.1352516206, 533082.3920536079 1162652.3292231357, 532820.4386450632 1162828.1915103702, 532523.8353568572 1163027.0653828797, 532189.3419391573 1163251.8455705016, 531895.3886783936 1163444.601701647, 531614.3618445126 1163636.2001595655, 531327.4631225067 1163827.209477559, 531042.6136825914 1164018.2229819342, 530767.4685836269 1164201.3750146176, 530491.4396963649 1164385.1033644448, 530217.7651394629 1164570.007976587, 529939.105899016 1164753.163379316, 529661.6191186099 1164937.7704490325, 529385.3087953121 1165119.1852883492, 529111.3502934377 1165304.6732141252, 528832.1115287201 1165488.69932712, 528567.2691634266 1165665.4532066246, 528218.7394377335 1165899.580294449, 528009.3932572271 1166038.48131634, 527767.4471772411 1166202.1355009705, 527512.3024095357 1166373.9517447965, 527262.1537986487 1166539.9358163532, 527013.7560594244 1166708.5435252206, 526765.3742388175 1166873.9465265395, 526492.8851996192 1167091.8193906602, 526256.8117047558 1167277.933918376, 526023.9679662244 1167464.339971186, 525787.8998370717 1167650.1701842854, 525512.4902201014 1167869.4969133476, 525235.9021976124 1168089.3998946678, 524965.7862932149 1168305.2298212398, 524692.7412740885 1168521.933207297, 524458.4160335656 1168708.0943012147, 524145.76378954586 1168956.5067220023, 523840.48291463865 1169198.691039987, 523506.17853405693 1169463.9004583254, 523404.56506544736 1169807.5431223141, 523308.0927442573 1170138.6401265063, 523209.2780411357 1170474.4018162957, 523109.87311553 1170812.2089312521, 523010.1892309381 1171144.7531211262, 522912.55027424585 1171481.0914956664, 522824.3264885418 1171776.0396909048, 522735.8172489856 1172074.7693816503, 522621.12743173336 1172464.4354707205, 522524.67323168006 1172790.2718498523, 522456.53106113785 1172914.9811510358, 522287.32784428546 1173224.4393436993, 522117.2533593412 1173532.725781249, 521944.8396283051 1173843.3445486166, 521779.172504155 1174145.2225428438, 521619.96878489444 1174436.0154361054, 521441.3884397697 1174757.1257683353, 521268.6923583514 1175066.5646887866, 521103.03506774 1175371.6414019382, 520937.39525327017 1175670.8809168506, 520766.4590228385 1175979.1514435206, 520600.823651846 1176280.725595702, 520458.3797067235 1176543.8256331764, 520311.8378548734 1176804.601876355, 520169.69550860324 1177064.49681999, 520006.79468576086 1177216.5426170316, 519790.7632367965 1177424.2293834423, 519534.22531307954 1177667.1544425492, 519282.97492689744 1177907.7514270039, 519066.37349014665 1178113.982913873, 518825.40633716533 1178342.0505598413, 518587.0802505672 1178566.3399021279, 518336.13997920766 1178804.3124518485, 518082.2725557769 1179041.6992609447, 517828.99496059376 1179287.2592762716, 517611.5261276133 1179492.0289306063, 517357.3715768471 1179733.5009420451, 517102.33467485145 1179975.2618737537, 516852.3018618922 1180211.775194615, 516604.3170199391 1180449.4633773868, 516342.5505212231 1180699.0991578575, 516124.2102132357 1180911.7392789933, 516103.0557237678 1180989.8237724632, 516061.8744250275 1181028.8348817483) | line | [10 empty] | 6 |  |  |  | 840 | 841 | 1 | FALSE | FALSE | 2 | FALSE | FALSE | [6 empty] | 840 | 559763.6209 | 1132846.5986 | 841 | 516061.8744 | 1181028.8349
VN | 548869171 | LINEVN0748b | 220 | 83.5113 | [5 empty] | 50 | 6 cables - 2 systems | LINESTRING (559763.6208593769 1132846.5985670153, 559759.6313625413 1132770.8622583074, 559644.6328798567 1132683.6930834847, 559410.6591049233 1132944.7856264026, 559215.5373644335 1133164.6579080953, 559013.0659336966 1133393.2649599947, 558603.7685043288 1133464.176268225, 558277.3279962699 1133517.239399916, 557944.4194030674 1133581.7720334462, 557605.9341803852 1133641.9090082746, 557287.7153998635 1133698.8866450633, 556928.3791059663 1133760.4667024359, 556668.9295042985 1133809.3626478645, 556333.0903429314 1133868.3659602667, 556021.0573835658 1133922.4346250226, 555689.6340392075 1133981.4399285652, 555426.8510986653 1134098.0524095586, 555153.4783984255 1134222.821279868, 554876.3026691227 1134343.7826666348, 554574.1402140032 1134477.843074905, 554274.3236544824 1134611.9206451753, 553959.2340569777 1134752.3792252974, 553640.9143294301 1134894.306164615, 553274.3975960972 1135053.9645515233, 552888.7633971799 1135228.7569231673, 552679.7980680196 1135318.0377734615, 552367.3560275169 1135461.7315772863, 552160.8037585024 1135705.3846451503, 551963.3706224388 1135937.951150158, 551762.7045121541 1136174.0300120944, 551562.3464192462 1136410.9728160996, 551361.0943545267 1136647.0418655337, 551160.1473275125 1136886.0314427956, 550958.3211305861 1137121.5157591817, 550773.8421569051 1137342.143611561, 550578.489626042 1137572.0887237953, 550386.08725928 1137800.5795576607, 550229.591504566 1137983.5350940868, 549991.8673274909 1138261.6417793976, 549790.053448591 1138499.4542453315, 549577.358386043 1138752.7210087334, 549432.0373359665 1138921.7528640968, 549315.5922265176 1139059.2031322867, 549196.9873904521 1139199.20487113, 549121.3649320321 1139288.8808794275, 548968.1154339496 1139469.6568876677, 548736.025453435 1139741.8527992424, 548511.8650250789 1140007.0620936502, 548315.6627832778 1140239.3396021163, 548091.224796044 1140503.9649871704, 547864.1353520502 1140772.3695360215, 547635.8770176793 1141041.3709302281, 547412.9191511731 1141303.945774182, 547198.7811380542 1141556.3283233212, 546972.5948405616 1141822.693926898, 546758.1792497874 1142074.4925906865, 546543.7651774503 1142327.4534500325, 546337.0002901355 1142569.0481364268, 546110.5283379117 1142837.7404855385, 545884.939515813 1143103.527399299, 545659.9441713686 1143370.1788803667, 545428.781264667 1143642.3742401297, 545208.21201846 1143903.4946921044, 544991.4660662813 1144156.7378177787, 544769.4249697905 1144418.1464359388, 544555.6182223574 1144672.2693491806, 544338.5944862415 1144927.5503677514, 544136.2631750852 1145167.393731199, 544026.9933771945 1145429.2371015418, 543919.1957944613 1145688.1525722593, 543806.0902034533 1145964.5647063993, 543688.3034771476 1146238.936847156, 543551.0578952408 1146571.908557158, 543424.7102479916 1146876.024862746, 543295.1230615252 1147190.0445224321, 543167.0260702333 1147495.8954490859, 543039.5117862867 1147801.4489984538, 542902.5666504531 1148131.205902618, 542776.2401445245 1148435.8772637197, 542636.6585081574 1148768.2523779327, 542501.7843212471 1149093.3362322927, 542367.2222600419 1149415.7894186364, 542239.1201321734 1149729.7924351485, 542108.0859906481 1150044.378352111, 541977.0576737468 1150356.0346654286, 541848.981317503 1150663.3164762608, 541711.4746308478 1150995.6754453296, 541582.509917401 1151308.2091243467, 541274.4098461868 1151421.3068242255, 540967.1830316788 1151538.200732587, 540667.8870026373 1151651.6015664823, 540314.8497696575 1151784.7784155556, 539962.6919951828 1151917.0862932792, 539617.5894887386 1152046.1881780785, 539269.1917258285 1152236.2571903146, 538961.6294844785 1152401.5749519316, 538666.1167427943 1152560.7943610817, 538374.1333678897 1152717.9746031195, 538064.2385811894 1152882.4240067417, 537754.346164191 1153047.4621138498, 537478.807795793 1153197.0715472633, 537175.3810987103 1153359.7886822198, 536876.3614979251 1153518.4220602529, 536580.5865042219 1153675.026915861, 536283.9149449765 1153833.380265673, 535977.5647015624 1153997.8404505467, 535677.3846586135 1154157.0686932467, 535415.6781148965 1154294.4684207283, 535511.3206677047 1154637.8368240942, 535607.2567057337 1154981.2169773865, 535702.88612373 1155322.828112828, 535801.4529905276 1155668.821190861, 535897.5380314199 1156010.4335909311, 536001.2571591611 1156375.7159958845, 536052.6906328028 1156556.8366080031, 536139.8447598454 1156862.859734276, 536225.8104555712 1157173.5368714856, 536069.6494205683 1157461.50387132, 535909.3679868774 1157757.3397332972, 535748.5028387165 1158048.797182618, 535579.6948314733 1158362.1176075316, 535419.1282424903 1158655.909822038, 535260.6285051146 1158942.9933512514, 535101.2514631778 1159234.4441386866, 534940.9889130811 1159527.6417132842, 534771.3129472517 1159836.8739902433, 534604.5862037751 1160143.4784971788, 534444.6297370072 1160434.334528465, 534283.787822603 1160726.9484274036, 534125.0066448901 1161018.68054034, 533970.9416696206 1161301.9595160272, 533809.8131088103 1161593.690701025, 533648.100453112 1161892.4099715217, 533483.1575264051 1162196.3788307202, 533312.337950375 1162504.1352516206, 533082.3920536079 1162652.3292231357, 532820.4386450632 1162828.1915103702, 532523.8353568572 1163027.0653828797, 532189.3419391573 1163251.8455705016, 531895.3886783936 1163444.601701647, 531614.3618445126 1163636.2001595655, 531327.4631225067 1163827.209477559, 531042.6136825914 1164018.2229819342, 530767.4685836269 1164201.3750146176, 530491.4396963649 1164385.1033644448, 530217.7651394629 1164570.007976587, 529939.105899016 1164753.163379316, 529661.6191186099 1164937.7704490325, 529385.3087953121 1165119.1852883492, 529111.3502934377 1165304.6732141252, 528832.1115287201 1165488.69932712, 528567.2691634266 1165665.4532066246, 528218.7394377335 1165899.580294449, 528009.3932572271 1166038.48131634, 527767.4471772411 1166202.1355009705, 527512.3024095357 1166373.9517447965, 527262.1537986487 1166539.9358163532, 527013.7560594244 1166708.5435252206, 526765.3742388175 1166873.9465265395, 526492.8851996192 1167091.8193906602, 526256.8117047558 1167277.933918376, 526023.9679662244 1167464.339971186, 525787.8998370717 1167650.1701842854, 525512.4902201014 1167869.4969133476, 525235.9021976124 1168089.3998946678, 524965.7862932149 1168305.2298212398, 524692.7412740885 1168521.933207297, 524458.4160335656 1168708.0943012147, 524145.76378954586 1168956.5067220023, 523840.48291463865 1169198.691039987, 523506.17853405693 1169463.9004583254, 523404.56506544736 1169807.5431223141, 523308.0927442573 1170138.6401265063, 523209.2780411357 1170474.4018162957, 523109.87311553 1170812.2089312521, 523010.1892309381 1171144.7531211262, 522912.55027424585 1171481.0914956664, 522824.3264885418 1171776.0396909048, 522735.8172489856 1172074.7693816503, 522621.12743173336 1172464.4354707205, 522524.67323168006 1172790.2718498523, 522456.53106113785 1172914.9811510358, 522287.32784428546 1173224.4393436993, 522117.2533593412 1173532.725781249, 521944.8396283051 1173843.3445486166, 521779.172504155 1174145.2225428438, 521619.96878489444 1174436.0154361054, 521441.3884397697 1174757.1257683353, 521268.6923583514 1175066.5646887866, 521103.03506774 1175371.6414019382, 520937.39525327017 1175670.8809168506, 520766.4590228385 1175979.1514435206, 520600.823651846 1176280.725595702, 520458.3797067235 1176543.8256331764, 520311.8378548734 1176804.601876355, 520169.69550860324 1177064.49681999, 520006.79468576086 1177216.5426170316, 519790.7632367965 1177424.2293834423, 519534.22531307954 1177667.1544425492, 519282.97492689744 1177907.7514270039, 519066.37349014665 1178113.982913873, 518825.40633716533 1178342.0505598413, 518587.0802505672 1178566.3399021279, 518336.13997920766 1178804.3124518485, 518082.2725557769 1179041.6992609447, 517828.99496059376 1179287.2592762716, 517611.5261276133 1179492.0289306063, 517357.3715768471 1179733.5009420451, 517102.33467485145 1179975.2618737537, 516852.3018618922 1180211.775194615, 516604.3170199391 1180449.4633773868, 516342.5505212231 1180699.0991578575, 516124.2102132357 1180911.7392789933, 516103.0557237678 1180989.8237724632, 516061.8744250275 1181028.8348817483) | line | [10 empty] | 6 |  |  |  | 840 | 841 | 1 | FALSE | FALSE | 2 | FALSE | FALSE | [6 empty] | 840 | 559763.6209 | 1132846.5986 | 841 | 516061.8744 | 1181028.8349
VN | 548869173 | LINEVN0749a | 220 | 32.5339 | [5 empty] | 50 | 6 cables - 2 systems | LINESTRING (559845.254085473 1132859.7289942247, 559852.4178761243 1132794.360965531, 559735.1671908444 1132472.2591320325, 559796.6235291975 1132087.4241422825, 559853.6832534317 1131699.6517062336, 559915.4464249135 1131309.5432700454, 559973.9545385315 1130934.3232260395, 560034.8591112676 1130535.157869685, 560089.2035994736 1130187.9383817615, 560156.0613145621 1129741.492540151, 560213.3893453295 1129373.5464461748, 560200.3737391363 1129079.6179636316, 560187.6768573285 1128771.9572871663, 560170.3680677512 1128412.918007553, 560155.4061625041 1128051.8372676268, 560137.5018456337 1127694.5441792577, 560122.8495608656 1127331.1200742018, 560104.377905494 1126958.9324521106, 560088.5613506204 1126583.8303902003, 560073.9153088772 1126209.3053767534, 560055.155151528 1125838.2675097655, 560030.8458982077 1125444.741523008, 560020.6678462686 1125037.5178333698, 560004.8775227692 1124645.178520568, 559990.1557755292 1124313.8313924563, 560237.3437420084 1124091.5177070478, 560505.7100865161 1123849.6928895812, 560780.5652017752 1123601.4458534413, 561035.1111894299 1123374.1852433176, 561296.4315386928 1123139.9278413393, 561508.0224151295 1122949.0844188132, 561793.4870645547 1122693.2667352548, 562110.4317063292 1122410.9471379423, 562309.0901923748 1122228.2566350002, 562512.0680964903 1121932.594259239, 562727.40774483 1121617.6822980044, 562938.6466262033 1121306.8553262458, 563151.641447934 1120996.3200414616, 563384.683402516 1120657.7809163355, 563516.3718979163 1120465.0482379165, 563714.3517567718 1120175.4974767696, 563909.40122652 1119890.6084864857, 564132.1351862998 1119565.2019555685, 564356.3579741765 1119236.5706688531, 564564.6615129455 1118934.4818511554, 564798.0943388337 1118715.0577479473, 565058.0259865564 1118469.4117662373, 565314.1300382769 1118227.8405457905, 565552.2793326866 1118004.625905269, 565863.1509205209 1117709.1450994434, 566163.7202193874 1117430.0010411278, 566452.2185927157 1117157.5374139028, 566674.7920825271 1116945.4018758368, 566964.4854279987 1116670.8986485647, 567165.5603781382 1116480.1763268774, 567341.6173923658 1116315.6795274038, 567623.6448920639 1116369.3513573883, 567947.3934578677 1116429.8273246624, 568272.6054373524 1116492.3435822774, 568631.0147393893 1116561.063184202, 568993.2440059246 1116631.2423052243, 569392.1878092353 1116707.3455556456, 569775.2682232899 1116781.6754070492, 570128.6821301342 1116847.470504719, 570487.6782633398 1116915.6242834127, 570876.6311718851 1116988.219705197, 571196.8406690579 1117049.5812309063, 571346.8693121506 1117270.326317267, 571552.2584713966 1117579.3525911286, 571742.1217511422 1117864.9854040274, 571943.4134729526 1118164.9504344244, 572121.5549085471 1118430.4160105272, 572334.8407554005 1118750.2555956969, 572530.5553886208 1119039.9855508555, 572718.208224338 1119321.8166433733, 572905.2675871392 1119603.061719043, 573050.8699587347 1119818.5212890753, 573198.809237585 1120042.1687151296, 573223.6998162267 1120085.4313131196) | line | [10 empty] | 6 | 2 |  |  | 842 | 843 | 1 | FALSE | FALSE | 2 | FALSE | FALSE | [6 empty] | 842 | 559845.2541 | 1132859.729 | 843 | 573223.6998 | 1120085.4313
VN | 548869173 | LINEVN0749b | 220 | 32.5339 | [5 empty] | 50 | 6 cables - 2 systems | LINESTRING (559845.254085473 1132859.7289942247, 559852.4178761243 1132794.360965531, 559735.1671908444 1132472.2591320325, 559796.6235291975 1132087.4241422825, 559853.6832534317 1131699.6517062336, 559915.4464249135 1131309.5432700454, 559973.9545385315 1130934.3232260395, 560034.8591112676 1130535.157869685, 560089.2035994736 1130187.9383817615, 560156.0613145621 1129741.492540151, 560213.3893453295 1129373.5464461748, 560200.3737391363 1129079.6179636316, 560187.6768573285 1128771.9572871663, 560170.3680677512 1128412.918007553, 560155.4061625041 1128051.8372676268, 560137.5018456337 1127694.5441792577, 560122.8495608656 1127331.1200742018, 560104.377905494 1126958.9324521106, 560088.5613506204 1126583.8303902003, 560073.9153088772 1126209.3053767534, 560055.155151528 1125838.2675097655, 560030.8458982077 1125444.741523008, 560020.6678462686 1125037.5178333698, 560004.8775227692 1124645.178520568, 559990.1557755292 1124313.8313924563, 560237.3437420084 1124091.5177070478, 560505.7100865161 1123849.6928895812, 560780.5652017752 1123601.4458534413, 561035.1111894299 1123374.1852433176, 561296.4315386928 1123139.9278413393, 561508.0224151295 1122949.0844188132, 561793.4870645547 1122693.2667352548, 562110.4317063292 1122410.9471379423, 562309.0901923748 1122228.2566350002, 562512.0680964903 1121932.594259239, 562727.40774483 1121617.6822980044, 562938.6466262033 1121306.8553262458, 563151.641447934 1120996.3200414616, 563384.683402516 1120657.7809163355, 563516.3718979163 1120465.0482379165, 563714.3517567718 1120175.4974767696, 563909.40122652 1119890.6084864857, 564132.1351862998 1119565.2019555685, 564356.3579741765 1119236.5706688531, 564564.6615129455 1118934.4818511554, 564798.0943388337 1118715.0577479473, 565058.0259865564 1118469.4117662373, 565314.1300382769 1118227.8405457905, 565552.2793326866 1118004.625905269, 565863.1509205209 1117709.1450994434, 566163.7202193874 1117430.0010411278, 566452.2185927157 1117157.5374139028, 566674.7920825271 1116945.4018758368, 566964.4854279987 1116670.8986485647, 567165.5603781382 1116480.1763268774, 567341.6173923658 1116315.6795274038, 567623.6448920639 1116369.3513573883, 567947.3934578677 1116429.8273246624, 568272.6054373524 1116492.3435822774, 568631.0147393893 1116561.063184202, 568993.2440059246 1116631.2423052243, 569392.1878092353 1116707.3455556456, 569775.2682232899 1116781.6754070492, 570128.6821301342 1116847.470504719, 570487.6782633398 1116915.6242834127, 570876.6311718851 1116988.219705197, 571196.8406690579 1117049.5812309063, 571346.8693121506 1117270.326317267, 571552.2584713966 1117579.3525911286, 571742.1217511422 1117864.9854040274, 571943.4134729526 1118164.9504344244, 572121.5549085471 1118430.4160105272, 572334.8407554005 1118750.2555956969, 572530.5553886208 1119039.9855508555, 572718.208224338 1119321.8166433733, 572905.2675871392 1119603.061719043, 573050.8699587347 1119818.5212890753, 573198.809237585 1120042.1687151296, 573223.6998162267 1120085.4313131196) | line | [10 empty] | 6 | 2 |  |  | 842 | 843 | 1 | FALSE | FALSE | 2 | FALSE | FALSE | [6 empty] | 842 | 559845.2541 | 1132859.729 | 843 | 573223.6998 | 1120085.4313
VN | 548879181 | LINEVN0750a | 220 | 5.4472 | [5 empty] | 50 | 6 cables - 2 systems | LINESTRING (573509.0811636931 1122627.960382621, 573071.6543842917 1122009.6252825751, 572492.3912545571 1121193.338590948, 572095.6620941751 1120628.9384404444, 572070.3501343925 1120208.183854063, 572056.892847691 1119965.8387142047, 572199.5605022688 1119819.4204930586, 572537.3247837465 1119757.919821835, 572913.6028675735 1119695.328866416, 573016.1312780853 1119849.3992780466, 573160.2645787575 1120069.8321669316, 573185.7382419109 1120111.9238700583) | line | [10 empty] | 6 | 2 |  |  | 844 | 845 | 1 | FALSE | FALSE | 2 | FALSE | FALSE | [6 empty] | 844 | 573509.0812 | 1122627.9604 | 845 | 573185.7382 | 1120111.9239
VN | 548879181 | LINEVN0750b | 220 | 5.4472 | [5 empty] | 50 | 6 cables - 2 systems | LINESTRING (573509.0811636931 1122627.960382621, 573071.6543842917 1122009.6252825751, 572492.3912545571 1121193.338590948, 572095.6620941751 1120628.9384404444, 572070.3501343925 1120208.183854063, 572056.892847691 1119965.8387142047, 572199.5605022688 1119819.4204930586, 572537.3247837465 1119757.919821835, 572913.6028675735 1119695.328866416, 573016.1312780853 1119849.3992780466, 573160.2645787575 1120069.8321669316, 573185.7382419109 1120111.9238700583) | line | [10 empty] | 6 | 2 |  |  | 844 | 845 | 1 | FALSE | FALSE | 2 | FALSE | FALSE | [6 empty] | 844 | 573509.0812 | 1122627.9604 | 845 | 573185.7382 | 1120111.9239
VN | 548879183 | LINEVN0751 | 110 | 3.1303 | [7 empty] | LINESTRING (571927.4448498419 1117775.4299081748, 572052.5511227726 1117963.4213184007, 572264.9169442009 1118279.4988881482, 572349.3553367341 1118405.1796495537, 572493.3592452155 1118618.8970453797, 572647.0344344361 1118844.0237216982, 572792.9267902266 1119064.7456493867, 572940.5909479964 1119286.0690270355, 573091.1623484964 1119515.271836423, 573289.4540459621 1119692.0185434779, 573474.5386985968 1119859.6834583525) | line | [14 empty] | 846 | 847 | 1 | FALSE | FALSE | 1 | TRUE | FALSE | 846 |  | 571927.4448 | 1117775.4299 |  |  | 846 | 571927.4448 | 1117775.4299 | 847 | 573474.5387 | 1119859.6835
VN | 548879184 | LINEVN0752 | 110 | 5.393 | [7 empty] | LINESTRING (573457.17331066 1119870.4505948843, 573276.7955105768 1119704.8299578486, 573074.1001192355 1119527.7868175828, 572924.3938185187 1119304.1365567814, 572780.5443802589 1119087.2107209922, 572632.2982759657 1118865.599479664, 572483.1628245581 1118643.98719805, 572348.9755650017 1118446.643265428, 572264.4257929812 1118321.9131868016, 572009.6804463066 1117946.1078824997, 571852.0332800462 1117719.804536616, 571741.5779637492 1117551.7020097496, 571664.534020163 1117282.3501819677, 571589.4781160727 1117042.7795060466, 571592.8330236664 1116981.4743483716, 571595.481983645 1116834.9061383992, 571596.0681245842 1116689.7933553867, 571273.6594875834 1116399.795658537, 571221.5721396154 1116360.273313287, 571061.2445868474 1116219.5181107698) | line | [14 empty] | 848 | 849 | 1 | FALSE | FALSE | 1 | FALSE | FALSE | [6 empty] | 848 | 573457.1733 | 1119870.4506 | 849 | 571061.2446 | 1116219.5181
VN | 548879185 | LINEVN0753a | 220 | 6.8749 | [5 empty] | 50 | 6 cables - 2 systems | LINESTRING (573338.1728867413 1120007.713168264, 573316.5107416366 1119966.2152143165, 573136.6434362223 1119695.7851993437, 573027.0633678646 1119534.4022775618, 572837.5095232577 1119251.6918978405, 572651.4727509416 1118972.782533977, 572445.2009981314 1118670.182042187, 572281.7310793098 1118422.2698657073, 572061.6874675173 1118094.5334349272, 571869.1868842151 1117809.180826688, 571723.1659149862 1117592.4217383412, 571692.5043265414 1117545.7654224022, 571508.2056864481 1117270.6484711193, 571417.972452163 1117135.958061449, 571503.4655366528 1116999.9822190055, 572407.0797312697 1117179.311107241, 572662.883110867 1117116.1847085035, 572985.7477000598 1117029.2469797255, 573561.4810916365 1116880.9329004805) | line | [10 empty] | 6 | 2 |  |  | 850 | 851 | 1 | FALSE | FALSE | 2 | FALSE | TRUE |  | 851 |  |  | 573561.4811 | 1116880.9329 | 850 | 573338.1729 | 1120007.7132 | 851 | 573561.4811 | 1116880.9329
VN | 548879185 | LINEVN0753b | 220 | 6.8749 | [5 empty] | 50 | 6 cables - 2 systems | LINESTRING (573338.1728867413 1120007.713168264, 573316.5107416366 1119966.2152143165, 573136.6434362223 1119695.7851993437, 573027.0633678646 1119534.4022775618, 572837.5095232577 1119251.6918978405, 572651.4727509416 1118972.782533977, 572445.2009981314 1118670.182042187, 572281.7310793098 1118422.2698657073, 572061.6874675173 1118094.5334349272, 571869.1868842151 1117809.180826688, 571723.1659149862 1117592.4217383412, 571692.5043265414 1117545.7654224022, 571508.2056864481 1117270.6484711193, 571417.972452163 1117135.958061449, 571503.4655366528 1116999.9822190055, 572407.0797312697 1117179.311107241, 572662.883110867 1117116.1847085035, 572985.7477000598 1117029.2469797255, 573561.4810916365 1116880.9329004805) | line | [10 empty] | 6 | 2 |  |  | 850 | 851 | 1 | FALSE | FALSE | 2 | FALSE | TRUE |  | 851 |  |  | 573561.4811 | 1116880.9329 | 850 | 573338.1729 | 1120007.7132 | 851 | 573561.4811 | 1116880.9329
VN | 548879186 | LINEVN0754a | 220 | 64.4196 | [5 empty] | 50 | 6 cables - 2 systems | LINESTRING (573299.3334712121 1120034.7898416743, 573277.6749115214 1119991.5338254897, 573111.8506971529 1119743.6231076054, 572966.2495609835 1119527.566207964, 572713.704904498 1119149.8351251285, 572520.6339559726 1118859.5344051984, 572268.6635578255 1118485.6010068082, 572112.2093825527 1118251.127350729, 571924.9908987253 1117971.3356842038, 571675.9293776845 1117604.7110387993, 571536.4818537482 1117387.2030986175, 571264.5610173002 1116985.1976496216, 571127.1468548898 1116778.4875118057, 570940.1936504425 1116500.593528664, 570598.3115064736 1116475.3929339363, 569798.0277507178 1116415.2872642828, 569406.3306315485 1116386.4959680522, 569018.1652063472 1116355.6702436341, 568699.3428922403 1116331.9919536002, 568370.4785522572 1116104.493312166, 568010.6403897143 1115856.638375484, 567727.6695068846 1115662.4930338738, 567403.8015686668 1115440.2877757675, 567101.31332325 1115232.3893327855, 566786.5323778566 1115016.0453115043, 566445.2635506482 1114782.1298166236, 566139.6007276997 1114572.631091088, 565802.0481623485 1114339.2819899332, 565512.6156582717 1114142.53444888, 565195.6047439612 1113925.0074515848, 564874.7559921669 1113706.879494382, 564574.2304205413 1113500.6774813836, 564255.2275108824 1113281.7848922978, 563934.2313443137 1113060.1607707336, 563612.4908984575 1112842.0545746754, 563281.3586611755 1112616.0402989977, 562979.5768102772 1112409.9390666194, 562662.8208807064 1112192.4147664309, 562343.4037625779 1111978.1064577464, 562015.1972564674 1111749.4783965375, 561685.2143666598 1111525.5276294383, 561360.374130063 1111297.3430663603, 561036.1121861204 1111074.7132480608, 560758.0999535078 1110879.1656342167, 560701.7348527485 1110661.813390084, 560603.582997579 1110301.8785347904, 560503.971579235 1109935.3628219818, 560405.2189711356 1109578.192084459, 560307.9422563587 1109215.3189118088, 560210.6604517696 1108854.2042183739, 560110.4399634008 1108492.7865320463, 560012.5778841523 1108128.7416936462, 559914.4138596784 1107767.029800902, 559808.0497298442 1107379.0225908505, 559718.0683922028 1107043.5962703216, 559613.7584683279 1106663.1784219395, 559510.0400066583 1106274.8674526883, 559400.7262111338 1105888.582251049, 559335.8804408545 1105639.0553065655, 559147.2839993585 1105375.891880105, 558916.7578596987 1105048.1114761932, 558684.4623752511 1104720.6284917113, 558468.5901260019 1104414.7677947108, 558237.4652572635 1104083.4755175342, 558028.0341871387 1103788.7293640003, 557813.0309546653 1103487.5517506886, 557582.1875475217 1103157.7244077483, 557349.5742568966 1102828.4709713068, 557165.6458024562 1102568.2240962964, 557031.7667193365 1102270.3754555483, 556877.0750844901 1101927.5158247883, 556722.9567631336 1101587.5769579832, 556566.795691119 1101241.200731732, 556416.7809540606 1100908.8549359879, 556261.1915676253 1100564.5157904204, 556107.9631658045 1100222.5252089428, 555986.6532562472 1099950.971978624, 555821.3969801115 1099585.8779596735, 555654.9524697481 1099221.3580685016, 555510.7838515796 1098896.8985898197, 555348.1492038714 1098538.5228649634, 555192.6896665702 1098195.7710926356, 555039.5645804803 1097858.5852630266, 554883.3708684403 1097511.5993977243, 554728.9389955496 1097164.6170648958, 554574.7715870426 1096829.3118940636, 554422.0903302686 1096487.8733203413, 554257.0845175349 1096123.9279064082, 554092.3743070127 1095757.927367222, 553936.7490207669 1095414.1430924842, 553785.8055464899 1095075.3310463338, 553633.4006172944 1094736.8051541327, 553478.9410599208 1094391.8420997204, 553377.5192311975 1094167.0329477654, 553300.6232020226 1093865.7145025027, 553209.1147146677 1093501.8495350366, 553119.6468045393 1093143.2398430442, 553026.9540940139 1092776.7424442878, 552925.7974848524 1092370.7830086257, 552848.0127830235 1092064.1908630522, 552778.7133241881 1091787.6964058648, 552564.9126708885 1091590.182327363, 552305.8789999601 1091349.063919418, 552026.5703789487 1091091.554910712, 551754.6037627273 1090841.9420089254, 551484.685423424 1090591.173266685, 551216.8324396968 1090342.7314999574, 550937.2157643362 1090082.8872331916, 550654.9522755457 1089823.3291403663, 550378.5562508263 1089567.8724460069, 550099.517872668 1089309.4954979182, 549808.7355809457 1089040.5790699099, 549648.058972445 1088893.0985760142, 549349.6252210165 1088617.7408707512, 549071.1508547069 1088361.4077112572, 548781.5272340986 1088092.2032667776, 548496.8804332778 1087829.1443043354, 548215.1746217456 1087569.5965584216, 547954.8946071276 1087332.5792356806, 547700.2149386297 1087095.27267052, 547393.811569988 1086812.602661977, 547117.667963372 1086555.9791968286, 546828.5948595566 1086288.5393117357, 546546.2749023282 1086027.82177655, 546247.2037889145 1085751.595370477, 545982.2148248391 1085506.6820244151, 545754.5282504903 1085297.1758444211, 545533.310813891 1085086.2086806574, 545266.2607962395 1084833.1055535178, 544998.6174321516 1084577.9694283456, 544730.9679019066 1084324.8698272854, 544460.381046678 1084067.379384671, 544195.659589101 1083817.217547449, 543924.7709312257 1083558.271594806, 543657.4038012417 1083304.2963513592, 543357.1287017922 1083016.971386576, 543089.597839768 1082765.0459047141, 542820.3137558486 1082508.7310897713, 542544.4074126808 1082247.733911262, 542266.4380844691 1081984.4037118233, 541989.8674090154 1081722.0945801623, 541726.6563603303 1081474.1208913436, 541437.514414633 1081197.9151821497, 541147.7717137737 1080925.5036348712, 540867.8755475245 1080660.9997325402, 540586.5176287201 1080385.6833413905) | line | [10 empty] | 6 | 2 |  |  | 852 | 853 | 1 | FALSE | FALSE | 2 | FALSE | TRUE |  | 853 |  |  | 540586.5176 | 1080385.6833 | 852 | 573299.3335 | 1120034.7898 | 853 | 540586.5176 | 1080385.6833
VN | 548879186 | LINEVN0754b | 220 | 64.4196 | [5 empty] | 50 | 6 cables - 2 systems | LINESTRING (573299.3334712121 1120034.7898416743, 573277.6749115214 1119991.5338254897, 573111.8506971529 1119743.6231076054, 572966.2495609835 1119527.566207964, 572713.704904498 1119149.8351251285, 572520.6339559726 1118859.5344051984, 572268.6635578255 1118485.6010068082, 572112.2093825527 1118251.127350729, 571924.9908987253 1117971.3356842038, 571675.9293776845 1117604.7110387993, 571536.4818537482 1117387.2030986175, 571264.5610173002 1116985.1976496216, 571127.1468548898 1116778.4875118057, 570940.1936504425 1116500.593528664, 570598.3115064736 1116475.3929339363, 569798.0277507178 1116415.2872642828, 569406.3306315485 1116386.4959680522, 569018.1652063472 1116355.6702436341, 568699.3428922403 1116331.9919536002, 568370.4785522572 1116104.493312166, 568010.6403897143 1115856.638375484, 567727.6695068846 1115662.4930338738, 567403.8015686668 1115440.2877757675, 567101.31332325 1115232.3893327855, 566786.5323778566 1115016.0453115043, 566445.2635506482 1114782.1298166236, 566139.6007276997 1114572.631091088, 565802.0481623485 1114339.2819899332, 565512.6156582717 1114142.53444888, 565195.6047439612 1113925.0074515848, 564874.7559921669 1113706.879494382, 564574.2304205413 1113500.6774813836, 564255.2275108824 1113281.7848922978, 563934.2313443137 1113060.1607707336, 563612.4908984575 1112842.0545746754, 563281.3586611755 1112616.0402989977, 562979.5768102772 1112409.9390666194, 562662.8208807064 1112192.4147664309, 562343.4037625779 1111978.1064577464, 562015.1972564674 1111749.4783965375, 561685.2143666598 1111525.5276294383, 561360.374130063 1111297.3430663603, 561036.1121861204 1111074.7132480608, 560758.0999535078 1110879.1656342167, 560701.7348527485 1110661.813390084, 560603.582997579 1110301.8785347904, 560503.971579235 1109935.3628219818, 560405.2189711356 1109578.192084459, 560307.9422563587 1109215.3189118088, 560210.6604517696 1108854.2042183739, 560110.4399634008 1108492.7865320463, 560012.5778841523 1108128.7416936462, 559914.4138596784 1107767.029800902, 559808.0497298442 1107379.0225908505, 559718.0683922028 1107043.5962703216, 559613.7584683279 1106663.1784219395, 559510.0400066583 1106274.8674526883, 559400.7262111338 1105888.582251049, 559335.8804408545 1105639.0553065655, 559147.2839993585 1105375.891880105, 558916.7578596987 1105048.1114761932, 558684.4623752511 1104720.6284917113, 558468.5901260019 1104414.7677947108, 558237.4652572635 1104083.4755175342, 558028.0341871387 1103788.7293640003, 557813.0309546653 1103487.5517506886, 557582.1875475217 1103157.7244077483, 557349.5742568966 1102828.4709713068, 557165.6458024562 1102568.2240962964, 557031.7667193365 1102270.3754555483, 556877.0750844901 1101927.5158247883, 556722.9567631336 1101587.5769579832, 556566.795691119 1101241.200731732, 556416.7809540606 1100908.8549359879, 556261.1915676253 1100564.5157904204, 556107.9631658045 1100222.5252089428, 555986.6532562472 1099950.971978624, 555821.3969801115 1099585.8779596735, 555654.9524697481 1099221.3580685016, 555510.7838515796 1098896.8985898197, 555348.1492038714 1098538.5228649634, 555192.6896665702 1098195.7710926356, 555039.5645804803 1097858.5852630266, 554883.3708684403 1097511.5993977243, 554728.9389955496 1097164.6170648958, 554574.7715870426 1096829.3118940636, 554422.0903302686 1096487.8733203413, 554257.0845175349 1096123.9279064082, 554092.3743070127 1095757.927367222, 553936.7490207669 1095414.1430924842, 553785.8055464899 1095075.3310463338, 553633.4006172944 1094736.8051541327, 553478.9410599208 1094391.8420997204, 553377.5192311975 1094167.0329477654, 553300.6232020226 1093865.7145025027, 553209.1147146677 1093501.8495350366, 553119.6468045393 1093143.2398430442, 553026.9540940139 1092776.7424442878, 552925.7974848524 1092370.7830086257, 552848.0127830235 1092064.1908630522, 552778.7133241881 1091787.6964058648, 552564.9126708885 1091590.182327363, 552305.8789999601 1091349.063919418, 552026.5703789487 1091091.554910712, 551754.6037627273 1090841.9420089254, 551484.685423424 1090591.173266685, 551216.8324396968 1090342.7314999574, 550937.2157643362 1090082.8872331916, 550654.9522755457 1089823.3291403663, 550378.5562508263 1089567.8724460069, 550099.517872668 1089309.4954979182, 549808.7355809457 1089040.5790699099, 549648.058972445 1088893.0985760142, 549349.6252210165 1088617.7408707512, 549071.1508547069 1088361.4077112572, 548781.5272340986 1088092.2032667776, 548496.8804332778 1087829.1443043354, 548215.1746217456 1087569.5965584216, 547954.8946071276 1087332.5792356806, 547700.2149386297 1087095.27267052, 547393.811569988 1086812.602661977, 547117.667963372 1086555.9791968286, 546828.5948595566 1086288.5393117357, 546546.2749023282 1086027.82177655, 546247.2037889145 1085751.595370477, 545982.2148248391 1085506.6820244151, 545754.5282504903 1085297.1758444211, 545533.310813891 1085086.2086806574, 545266.2607962395 1084833.1055535178, 544998.6174321516 1084577.9694283456, 544730.9679019066 1084324.8698272854, 544460.381046678 1084067.379384671, 544195.659589101 1083817.217547449, 543924.7709312257 1083558.271594806, 543657.4038012417 1083304.2963513592, 543357.1287017922 1083016.971386576, 543089.597839768 1082765.0459047141, 542820.3137558486 1082508.7310897713, 542544.4074126808 1082247.733911262, 542266.4380844691 1081984.4037118233, 541989.8674090154 1081722.0945801623, 541726.6563603303 1081474.1208913436, 541437.514414633 1081197.9151821497, 541147.7717137737 1080925.5036348712, 540867.8755475245 1080660.9997325402, 540586.5176287201 1080385.6833413905) | line | [10 empty] | 6 | 2 |  |  | 852 | 853 | 1 | FALSE | FALSE | 2 | FALSE | TRUE |  | 853 |  |  | 540586.5176 | 1080385.6833 | 852 | 573299.3335 | 1120034.7898 | 853 | 540586.5176 | 1080385.6833
VN | 548879187 | LINEVN0755 | 110 | 8.8672 | [5 empty] | 50 |  | LINESTRING (575321.2007451406 1123939.8778430147, 575097.2182463703 1123702.5022677202, 574836.5922028138 1123421.850541896, 574596.6247691918 1123166.4991014167, 574237.3445936571 1122989.1304044416, 573873.810435814 1122806.5045800167, 573634.4518322729 1122749.3734768694, 573406.9855002975 1122694.3030873921, 572973.6601390039 1122078.8967877442, 572408.7582848091 1121279.005543139, 571976.999371975 1120673.3586751171, 572006.3708840326 1120532.5606107295, 571876.6869050642 1120326.7351365695, 571799.3016564193 1120203.93317099, 571949.4639009947 1120034.386485654, 572086.9995223942 1119879.078599432, 572236.2201201717 1119710.5925585844, 572666.8068998189 1119669.427204852, 572895.7711885215 1119644.783208474, 573061.7402039298 1119533.887202313, 573230.6918728119 1119689.2663193818, 573438.3502113858 1119881.5022266055) | line | [14 empty] | 854 | 855 | 1 | FALSE | FALSE | 1 | TRUE | FALSE | 854 |  | 575321.2007 | 1123939.8778 |  |  | 854 | 575321.2007 | 1123939.8778 | 855 | 573438.3502 | 1119881.5022
VN | 548970099 | LINEVN0756 | 220 | 20.4227 | [5 empty] | 50 |  | LINESTRING (540586.5176287201 1080385.6833413905, 540316.7397220752 1080138.1445951562, 540000.2509354197 1079837.0665128299, 539730.7681559001 1079583.097888765, 539447.1844631245 1079312.1668963514, 539242.651538307 1079113.7966692895, 539288.423727948 1078830.4693032722, 539343.92300094 1078486.9943988372, 539404.1609528563 1078133.5517541158, 539458.2168357472 1077787.709465058, 539517.1584778778 1077417.45993644, 539575.486753678 1077067.9627482605, 539640.3465957894 1076662.9363309655, 539697.5083001889 1076298.5119994723, 539761.7701002657 1075911.3081372234, 539822.7710295358 1075538.4079027127, 539874.0029727038 1075223.96355169, 539934.4395994303 1074837.032379887, 540025.9427314795 1074285.8477690744, 540103.2635078492 1073797.2052324626, 540171.3855191733 1073377.2352812712, 540232.6990791787 1072995.844935671, 540284.2491689831 1072666.7519376273, 540348.50022972 1072289.4448155642, 540390.2679002346 1072030.4941921693, 540338.182770994 1071767.3512048142, 540265.9126357887 1071391.9422087257, 540193.066156353 1071000.1473123769, 540116.9830555066 1070607.177246342, 540037.6757578285 1070211.5726075682, 539969.5019824123 1069846.3741366616, 539896.9287664067 1069469.7721062328, 539822.3068106633 1069089.0662562123, 539745.9186751317 1068696.3626649363, 539668.9528923049 1068298.4069908755, 539601.9599182395 1067929.684100305, 539525.842213345 1067556.5624537056, 539452.3536697389 1067196.014924498, 539381.8320481095 1066819.0963329712, 539307.9442506331 1066428.2766549918, 539238.4224964484 1066078.392385114, 539163.4941880238 1065682.7516049978, 539092.6624321828 1065313.1198705297, 539020.9468432431 1064947.876837521, 538943.5775059732 1064552.4997177073, 538871.3579628783 1064183.4533270919) | line | [14 empty] | 853 | 856 | 1 | FALSE | FALSE | 1 | TRUE | TRUE | 853 | 856 | 540586.5176 | 1080385.6833 | 538871.358 | 1064183.4533 | 853 | 540586.5176 | 1080385.6833 | 856 | 538871.358 | 1064183.4533
VN | 548970100 | LINEVN0757a | 220 | 69.6679 | [5 empty] | 50 | 12 cables - 4 systems | LINESTRING (538871.3579628783 1064183.4533270919, 538837.0682281121 1063760.6352474792, 538804.1932329528 1063390.7453679813, 538769.8730816564 1062995.689953032, 538734.6569567751 1062606.7810650826, 538702.0896158156 1062223.4253051023, 538670.7015577649 1061834.2110428219, 538635.208081565 1061435.053084318, 538603.4966504992 1061070.6933217023, 538567.7153408569 1060661.584675803, 538532.4835342849 1060293.7056679328, 538300.7079096215 1060142.8719153737, 538000.6879670604 1059959.2332228578, 537665.0721171258 1059749.2364954266, 537345.0370564214 1059548.0370020566, 537028.8240702166 1059351.2223966238, 536706.727207615 1059153.2328932497, 536383.7522448377 1058952.0280569757, 536048.700359533 1058742.0469848933, 535739.8316060862 1058551.386953591, 535415.6624635543 1058349.0177195708, 535112.6668918608 1058160.9999601003, 534846.443253128 1057994.954205119, 534859.9462864152 1057715.409523921, 534875.5748174118 1057368.3132055362, 534892.6745902395 1057020.632322248, 534907.3719928262 1056719.7282257476, 534922.7133851004 1056363.2671816926, 534938.9291264656 1056010.8978131004, 534955.4310386459 1055681.6252389615, 534751.9390888396 1055458.0027518345, 534505.2142645889 1055187.8617233546, 534249.671534855 1054907.4653742288, 533998.818807404 1054630.8673977102, 533742.0939831499 1054350.7722544528, 533485.3569759969 1054067.7380497525, 533227.4438442367 1053782.3718583065, 532966.8813309497 1053497.580207993, 532715.423903942 1053225.966282225, 532451.0298535319 1052933.5685362269, 532209.8636142138 1052670.436097811, 531934.2752419362 1052368.0932809273, 531673.6954764582 1052080.6688727273, 531413.111512086 1051793.544926654, 531155.1663367383 1051509.343917852, 530895.4497401919 1051225.7182983924, 530656.9055971408 1050964.3455999047, 530389.5395352752 1050670.4906265605, 530125.1071969995 1050381.3057148121, 529863.9082991007 1050092.7113092064, 529728.8858278596 1049946.0785383075, 529472.324110154 1049742.3134415348, 529135.1404564243 1049479.9793574568, 528841.5071679164 1049245.1890105098, 528549.6212508605 1049017.411952616, 528262.4512906921 1048790.2156636724, 527971.4475725964 1048562.4439275438, 527689.7105664208 1048341.5581634577, 527408.2665922034 1048120.8074755525, 527118.1656830908 1047890.3897769173, 526813.5737737351 1047657.5097681264, 526522.7168474748 1047430.7448201092, 526231.5273595266 1047203.7276831375, 525939.9068444701 1046975.9607721594, 525645.6382152447 1046747.0224771665, 525354.8999124024 1046519.2497933228, 525064.7451174258 1046283.5968187724, 524790.4793889003 1046068.4212809292, 524457.0620455528 1045806.9844463783, 524164.5420690892 1045579.518640758, 523881.4331799729 1045358.4956888853, 523548.5858512687 1045096.1940810636, 523252.5230300359 1044864.3330830579, 522900.5414955874 1044588.2720087426, 522624.19004957034 1044369.2971529488, 522349.6018412763 1044152.0833270305, 522136.80589308793 1043989.0266209032, 521774.329074586 1044014.2700488259, 521401.5555606869 1044039.7986015547, 521027.2998234338 1044066.8004119487, 520704.8731766002 1044088.5600921601, 520329.4337293458 1044114.1086594769, 520031.894977102 1044134.7152540119, 519822.9378816584 1043938.1737786046, 519554.0181335529 1043676.8144455741, 519286.7177214661 1043418.8852911419, 519027.4367038346 1043164.7653559536, 518748.2019847037 1042894.7610463199, 518449.6130758272 1042616.1921995815, 518161.7041559654 1042332.224445128, 517885.47508809075 1042064.8595020423, 517589.8185820195 1041779.9307812519, 517316.4565205455 1041515.6450305512, 517045.888009844 1041256.3267155054, 516769.2025200089 1040993.060733875, 516506.2118076267 1040736.2262612432, 516238.2000068906 1040480.132310306, 515947.37992094737 1040201.9409516642, 515683.644282103 1039941.3088056128, 515406.9407252472 1039676.2841307909, 515129.49897070153 1039408.1987363027, 514853.9741324974 1039141.5645098629, 514589.1799265932 1038883.2726287545, 514319.53153100127 1038619.1322284563, 514042.66679023235 1038352.9458146468, 513781.83531763696 1038097.2925064045, 513515.70804271614 1037842.3688814144, 513250.7528135786 1037585.2474349836, 512967.69359502045 1037313.6384655718, 512679.7672207491 1037039.5424668621, 512391.19362779026 1036750.887779354, 512110.08705522504 1036481.1212850143, 511803.8925357042 1036194.8758512489, 511549.2216877834 1035948.1512767313, 511259.4651254844 1035818.744111296, 510927.30736038956 1035669.4264011651, 510572.4645945216 1035511.3379953576, 510218.5080366507 1035354.4140001937, 509860.7174466274 1035193.9765148052, 509521.18221750413 1035040.8659158398, 509209.3333365307 1034901.2200147026, 508870.0891990168 1034749.2872029182, 508555.8750100545 1034609.0601254478, 508527.0700561496 1034326.1209438241, 508486.80151736503 1033940.7570156954, 508454.77367581683 1033628.2536882145, 508410.38776877377 1033234.0996152094, 508372.7600628644 1032863.3636215948, 508331.02951914514 1032470.3712539768, 508288.9882492767 1032088.5012220981, 508250.1966050101 1031706.3445532345, 508209.32833835675 1031325.9233454667, 508172.87623232196 1030985.8905012258, 508134.95537973946 1030629.4725623485, 508092.6292142526 1030225.0489840731, 508051.76889122254 1029843.7437806184, 508011.7867035743 1029460.3824797997, 507970.92454439687 1029079.9509388696, 507930.34828263 1028693.6599429838, 507886.82738494757 1028310.2872358542, 507847.43379711197 1027932.4766136766, 507805.0973225876 1027548.8169434471, 507765.70106710074 1027176.2581170603, 507727.18141340977 1026809.8577195056, 507684.54580638267 1026426.7622081699, 507645.4475032113 1026034.8780757146, 507600.75002464984 1025628.0785678447, 507561.0530829972 1025256.0951872484, 507517.8233694009 1024860.396349306, 507474.89226330357 1024449.1862856443, 507431.06834622804 1024049.6843782186, 507393.4278127704 1023704.8993616113, 507348.7262418488 1023290.7484949661, 507320.5015019233 1022981.5322363694, 507189.1464148702 1022753.2149693832, 507027.16620846133 1022468.6956335406, 506837.20636673743 1022129.4344797587, 506717.3294391176 1021932.1437266159) | line | [10 empty] | 12 |  |  |  | 856 | 857 | 1 | FALSE | FALSE | 4 | TRUE | FALSE | 856 |  | 538871.358 | 1064183.4533 |  |  | 856 | 538871.358 | 1064183.4533 | 857 | 506717.3294 | 1021932.1437
VN | 548970100 | LINEVN0757b | 220 | 69.6679 | [5 empty] | 50 | 12 cables - 4 systems | LINESTRING (538871.3579628783 1064183.4533270919, 538837.0682281121 1063760.6352474792, 538804.1932329528 1063390.7453679813, 538769.8730816564 1062995.689953032, 538734.6569567751 1062606.7810650826, 538702.0896158156 1062223.4253051023, 538670.7015577649 1061834.2110428219, 538635.208081565 1061435.053084318, 538603.4966504992 1061070.6933217023, 538567.7153408569 1060661.584675803, 538532.4835342849 1060293.7056679328, 538300.7079096215 1060142.8719153737, 538000.6879670604 1059959.2332228578, 537665.0721171258 1059749.2364954266, 537345.0370564214 1059548.0370020566, 537028.8240702166 1059351.2223966238, 536706.727207615 1059153.2328932497, 536383.7522448377 1058952.0280569757, 536048.700359533 1058742.0469848933, 535739.8316060862 1058551.386953591, 535415.6624635543 1058349.0177195708, 535112.6668918608 1058160.9999601003, 534846.443253128 1057994.954205119, 534859.9462864152 1057715.409523921, 534875.5748174118 1057368.3132055362, 534892.6745902395 1057020.632322248, 534907.3719928262 1056719.7282257476, 534922.7133851004 1056363.2671816926, 534938.9291264656 1056010.8978131004, 534955.4310386459 1055681.6252389615, 534751.9390888396 1055458.0027518345, 534505.2142645889 1055187.8617233546, 534249.671534855 1054907.4653742288, 533998.818807404 1054630.8673977102, 533742.0939831499 1054350.7722544528, 533485.3569759969 1054067.7380497525, 533227.4438442367 1053782.3718583065, 532966.8813309497 1053497.580207993, 532715.423903942 1053225.966282225, 532451.0298535319 1052933.5685362269, 532209.8636142138 1052670.436097811, 531934.2752419362 1052368.0932809273, 531673.6954764582 1052080.6688727273, 531413.111512086 1051793.544926654, 531155.1663367383 1051509.343917852, 530895.4497401919 1051225.7182983924, 530656.9055971408 1050964.3455999047, 530389.5395352752 1050670.4906265605, 530125.1071969995 1050381.3057148121, 529863.9082991007 1050092.7113092064, 529728.8858278596 1049946.0785383075, 529472.324110154 1049742.3134415348, 529135.1404564243 1049479.9793574568, 528841.5071679164 1049245.1890105098, 528549.6212508605 1049017.411952616, 528262.4512906921 1048790.2156636724, 527971.4475725964 1048562.4439275438, 527689.7105664208 1048341.5581634577, 527408.2665922034 1048120.8074755525, 527118.1656830908 1047890.3897769173, 526813.5737737351 1047657.5097681264, 526522.7168474748 1047430.7448201092, 526231.5273595266 1047203.7276831375, 525939.9068444701 1046975.9607721594, 525645.6382152447 1046747.0224771665, 525354.8999124024 1046519.2497933228, 525064.7451174258 1046283.5968187724, 524790.4793889003 1046068.4212809292, 524457.0620455528 1045806.9844463783, 524164.5420690892 1045579.518640758, 523881.4331799729 1045358.4956888853, 523548.5858512687 1045096.1940810636, 523252.5230300359 1044864.3330830579, 522900.5414955874 1044588.2720087426, 522624.19004957034 1044369.2971529488, 522349.6018412763 1044152.0833270305, 522136.80589308793 1043989.0266209032, 521774.329074586 1044014.2700488259, 521401.5555606869 1044039.7986015547, 521027.2998234338 1044066.8004119487, 520704.8731766002 1044088.5600921601, 520329.4337293458 1044114.1086594769, 520031.894977102 1044134.7152540119, 519822.9378816584 1043938.1737786046, 519554.0181335529 1043676.8144455741, 519286.7177214661 1043418.8852911419, 519027.4367038346 1043164.7653559536, 518748.2019847037 1042894.7610463199, 518449.6130758272 1042616.1921995815, 518161.7041559654 1042332.224445128, 517885.47508809075 1042064.8595020423, 517589.8185820195 1041779.9307812519, 517316.4565205455 1041515.6450305512, 517045.888009844 1041256.3267155054, 516769.2025200089 1040993.060733875, 516506.2118076267 1040736.2262612432, 516238.2000068906 1040480.132310306, 515947.37992094737 1040201.9409516642, 515683.644282103 1039941.3088056128, 515406.9407252472 1039676.2841307909, 515129.49897070153 1039408.1987363027, 514853.9741324974 1039141.5645098629, 514589.1799265932 1038883.2726287545, 514319.53153100127 1038619.1322284563, 514042.66679023235 1038352.9458146468, 513781.83531763696 1038097.2925064045, 513515.70804271614 1037842.3688814144, 513250.7528135786 1037585.2474349836, 512967.69359502045 1037313.6384655718, 512679.7672207491 1037039.5424668621, 512391.19362779026 1036750.887779354, 512110.08705522504 1036481.1212850143, 511803.8925357042 1036194.8758512489, 511549.2216877834 1035948.1512767313, 511259.4651254844 1035818.744111296, 510927.30736038956 1035669.4264011651, 510572.4645945216 1035511.3379953576, 510218.5080366507 1035354.4140001937, 509860.7174466274 1035193.9765148052, 509521.18221750413 1035040.8659158398, 509209.3333365307 1034901.2200147026, 508870.0891990168 1034749.2872029182, 508555.8750100545 1034609.0601254478, 508527.0700561496 1034326.1209438241, 508486.80151736503 1033940.7570156954, 508454.77367581683 1033628.2536882145, 508410.38776877377 1033234.0996152094, 508372.7600628644 1032863.3636215948, 508331.02951914514 1032470.3712539768, 508288.9882492767 1032088.5012220981, 508250.1966050101 1031706.3445532345, 508209.32833835675 1031325.9233454667, 508172.87623232196 1030985.8905012258, 508134.95537973946 1030629.4725623485, 508092.6292142526 1030225.0489840731, 508051.76889122254 1029843.7437806184, 508011.7867035743 1029460.3824797997, 507970.92454439687 1029079.9509388696, 507930.34828263 1028693.6599429838, 507886.82738494757 1028310.2872358542, 507847.43379711197 1027932.4766136766, 507805.0973225876 1027548.8169434471, 507765.70106710074 1027176.2581170603, 507727.18141340977 1026809.8577195056, 507684.54580638267 1026426.7622081699, 507645.4475032113 1026034.8780757146, 507600.75002464984 1025628.0785678447, 507561.0530829972 1025256.0951872484, 507517.8233694009 1024860.396349306, 507474.89226330357 1024449.1862856443, 507431.06834622804 1024049.6843782186, 507393.4278127704 1023704.8993616113, 507348.7262418488 1023290.7484949661, 507320.5015019233 1022981.5322363694, 507189.1464148702 1022753.2149693832, 507027.16620846133 1022468.6956335406, 506837.20636673743 1022129.4344797587, 506717.3294391176 1021932.1437266159) | line | [10 empty] | 12 |  |  |  | 856 | 857 | 1 | FALSE | FALSE | 4 | TRUE | FALSE | 856 |  | 538871.358 | 1064183.4533 |  |  | 856 | 538871.358 | 1064183.4533 | 857 | 506717.3294 | 1021932.1437
VN | 548970100 | LINEVN0757c | 220 | 69.6679 | [5 empty] | 50 | 12 cables - 4 systems | LINESTRING (538871.3579628783 1064183.4533270919, 538837.0682281121 1063760.6352474792, 538804.1932329528 1063390.7453679813, 538769.8730816564 1062995.689953032, 538734.6569567751 1062606.7810650826, 538702.0896158156 1062223.4253051023, 538670.7015577649 1061834.2110428219, 538635.208081565 1061435.053084318, 538603.4966504992 1061070.6933217023, 538567.7153408569 1060661.584675803, 538532.4835342849 1060293.7056679328, 538300.7079096215 1060142.8719153737, 538000.6879670604 1059959.2332228578, 537665.0721171258 1059749.2364954266, 537345.0370564214 1059548.0370020566, 537028.8240702166 1059351.2223966238, 536706.727207615 1059153.2328932497, 536383.7522448377 1058952.0280569757, 536048.700359533 1058742.0469848933, 535739.8316060862 1058551.386953591, 535415.6624635543 1058349.0177195708, 535112.6668918608 1058160.9999601003, 534846.443253128 1057994.954205119, 534859.9462864152 1057715.409523921, 534875.5748174118 1057368.3132055362, 534892.6745902395 1057020.632322248, 534907.3719928262 1056719.7282257476, 534922.7133851004 1056363.2671816926, 534938.9291264656 1056010.8978131004, 534955.4310386459 1055681.6252389615, 534751.9390888396 1055458.0027518345, 534505.2142645889 1055187.8617233546, 534249.671534855 1054907.4653742288, 533998.818807404 1054630.8673977102, 533742.0939831499 1054350.7722544528, 533485.3569759969 1054067.7380497525, 533227.4438442367 1053782.3718583065, 532966.8813309497 1053497.580207993, 532715.423903942 1053225.966282225, 532451.0298535319 1052933.5685362269, 532209.8636142138 1052670.436097811, 531934.2752419362 1052368.0932809273, 531673.6954764582 1052080.6688727273, 531413.111512086 1051793.544926654, 531155.1663367383 1051509.343917852, 530895.4497401919 1051225.7182983924, 530656.9055971408 1050964.3455999047, 530389.5395352752 1050670.4906265605, 530125.1071969995 1050381.3057148121, 529863.9082991007 1050092.7113092064, 529728.8858278596 1049946.0785383075, 529472.324110154 1049742.3134415348, 529135.1404564243 1049479.9793574568, 528841.5071679164 1049245.1890105098, 528549.6212508605 1049017.411952616, 528262.4512906921 1048790.2156636724, 527971.4475725964 1048562.4439275438, 527689.7105664208 1048341.5581634577, 527408.2665922034 1048120.8074755525, 527118.1656830908 1047890.3897769173, 526813.5737737351 1047657.5097681264, 526522.7168474748 1047430.7448201092, 526231.5273595266 1047203.7276831375, 525939.9068444701 1046975.9607721594, 525645.6382152447 1046747.0224771665, 525354.8999124024 1046519.2497933228, 525064.7451174258 1046283.5968187724, 524790.4793889003 1046068.4212809292, 524457.0620455528 1045806.9844463783, 524164.5420690892 1045579.518640758, 523881.4331799729 1045358.4956888853, 523548.5858512687 1045096.1940810636, 523252.5230300359 1044864.3330830579, 522900.5414955874 1044588.2720087426, 522624.19004957034 1044369.2971529488, 522349.6018412763 1044152.0833270305, 522136.80589308793 1043989.0266209032, 521774.329074586 1044014.2700488259, 521401.5555606869 1044039.7986015547, 521027.2998234338 1044066.8004119487, 520704.8731766002 1044088.5600921601, 520329.4337293458 1044114.1086594769, 520031.894977102 1044134.7152540119, 519822.9378816584 1043938.1737786046, 519554.0181335529 1043676.8144455741, 519286.7177214661 1043418.8852911419, 519027.4367038346 1043164.7653559536, 518748.2019847037 1042894.7610463199, 518449.6130758272 1042616.1921995815, 518161.7041559654 1042332.224445128, 517885.47508809075 1042064.8595020423, 517589.8185820195 1041779.9307812519, 517316.4565205455 1041515.6450305512, 517045.888009844 1041256.3267155054, 516769.2025200089 1040993.060733875, 516506.2118076267 1040736.2262612432, 516238.2000068906 1040480.132310306, 515947.37992094737 1040201.9409516642, 515683.644282103 1039941.3088056128, 515406.9407252472 1039676.2841307909, 515129.49897070153 1039408.1987363027, 514853.9741324974 1039141.5645098629, 514589.1799265932 1038883.2726287545, 514319.53153100127 1038619.1322284563, 514042.66679023235 1038352.9458146468, 513781.83531763696 1038097.2925064045, 513515.70804271614 1037842.3688814144, 513250.7528135786 1037585.2474349836, 512967.69359502045 1037313.6384655718, 512679.7672207491 1037039.5424668621, 512391.19362779026 1036750.887779354, 512110.08705522504 1036481.1212850143, 511803.8925357042 1036194.8758512489, 511549.2216877834 1035948.1512767313, 511259.4651254844 1035818.744111296, 510927.30736038956 1035669.4264011651, 510572.4645945216 1035511.3379953576, 510218.5080366507 1035354.4140001937, 509860.7174466274 1035193.9765148052, 509521.18221750413 1035040.8659158398, 509209.3333365307 1034901.2200147026, 508870.0891990168 1034749.2872029182, 508555.8750100545 1034609.0601254478, 508527.0700561496 1034326.1209438241, 508486.80151736503 1033940.7570156954, 508454.77367581683 1033628.2536882145, 508410.38776877377 1033234.0996152094, 508372.7600628644 1032863.3636215948, 508331.02951914514 1032470.3712539768, 508288.9882492767 1032088.5012220981, 508250.1966050101 1031706.3445532345, 508209.32833835675 1031325.9233454667, 508172.87623232196 1030985.8905012258, 508134.95537973946 1030629.4725623485, 508092.6292142526 1030225.0489840731, 508051.76889122254 1029843.7437806184, 508011.7867035743 1029460.3824797997, 507970.92454439687 1029079.9509388696, 507930.34828263 1028693.6599429838, 507886.82738494757 1028310.2872358542, 507847.43379711197 1027932.4766136766, 507805.0973225876 1027548.8169434471, 507765.70106710074 1027176.2581170603, 507727.18141340977 1026809.8577195056, 507684.54580638267 1026426.7622081699, 507645.4475032113 1026034.8780757146, 507600.75002464984 1025628.0785678447, 507561.0530829972 1025256.0951872484, 507517.8233694009 1024860.396349306, 507474.89226330357 1024449.1862856443, 507431.06834622804 1024049.6843782186, 507393.4278127704 1023704.8993616113, 507348.7262418488 1023290.7484949661, 507320.5015019233 1022981.5322363694, 507189.1464148702 1022753.2149693832, 507027.16620846133 1022468.6956335406, 506837.20636673743 1022129.4344797587, 506717.3294391176 1021932.1437266159) | line | [10 empty] | 12 |  |  |  | 856 | 857 | 1 | FALSE | FALSE | 4 | TRUE | FALSE | 856 |  | 538871.358 | 1064183.4533 |  |  | 856 | 538871.358 | 1064183.4533 | 857 | 506717.3294 | 1021932.1437
VN | 548970100 | LINEVN0757d | 220 | 69.6679 | [5 empty] | 50 | 12 cables - 4 systems | LINESTRING (538871.3579628783 1064183.4533270919, 538837.0682281121 1063760.6352474792, 538804.1932329528 1063390.7453679813, 538769.8730816564 1062995.689953032, 538734.6569567751 1062606.7810650826, 538702.0896158156 1062223.4253051023, 538670.7015577649 1061834.2110428219, 538635.208081565 1061435.053084318, 538603.4966504992 1061070.6933217023, 538567.7153408569 1060661.584675803, 538532.4835342849 1060293.7056679328, 538300.7079096215 1060142.8719153737, 538000.6879670604 1059959.2332228578, 537665.0721171258 1059749.2364954266, 537345.0370564214 1059548.0370020566, 537028.8240702166 1059351.2223966238, 536706.727207615 1059153.2328932497, 536383.7522448377 1058952.0280569757, 536048.700359533 1058742.0469848933, 535739.8316060862 1058551.386953591, 535415.6624635543 1058349.0177195708, 535112.6668918608 1058160.9999601003, 534846.443253128 1057994.954205119, 534859.9462864152 1057715.409523921, 534875.5748174118 1057368.3132055362, 534892.6745902395 1057020.632322248, 534907.3719928262 1056719.7282257476, 534922.7133851004 1056363.2671816926, 534938.9291264656 1056010.8978131004, 534955.4310386459 1055681.6252389615, 534751.9390888396 1055458.0027518345, 534505.2142645889 1055187.8617233546, 534249.671534855 1054907.4653742288, 533998.818807404 1054630.8673977102, 533742.0939831499 1054350.7722544528, 533485.3569759969 1054067.7380497525, 533227.4438442367 1053782.3718583065, 532966.8813309497 1053497.580207993, 532715.423903942 1053225.966282225, 532451.0298535319 1052933.5685362269, 532209.8636142138 1052670.436097811, 531934.2752419362 1052368.0932809273, 531673.6954764582 1052080.6688727273, 531413.111512086 1051793.544926654, 531155.1663367383 1051509.343917852, 530895.4497401919 1051225.7182983924, 530656.9055971408 1050964.3455999047, 530389.5395352752 1050670.4906265605, 530125.1071969995 1050381.3057148121, 529863.9082991007 1050092.7113092064, 529728.8858278596 1049946.0785383075, 529472.324110154 1049742.3134415348, 529135.1404564243 1049479.9793574568, 528841.5071679164 1049245.1890105098, 528549.6212508605 1049017.411952616, 528262.4512906921 1048790.2156636724, 527971.4475725964 1048562.4439275438, 527689.7105664208 1048341.5581634577, 527408.2665922034 1048120.8074755525, 527118.1656830908 1047890.3897769173, 526813.5737737351 1047657.5097681264, 526522.7168474748 1047430.7448201092, 526231.5273595266 1047203.7276831375, 525939.9068444701 1046975.9607721594, 525645.6382152447 1046747.0224771665, 525354.8999124024 1046519.2497933228, 525064.7451174258 1046283.5968187724, 524790.4793889003 1046068.4212809292, 524457.0620455528 1045806.9844463783, 524164.5420690892 1045579.518640758, 523881.4331799729 1045358.4956888853, 523548.5858512687 1045096.1940810636, 523252.5230300359 1044864.3330830579, 522900.5414955874 1044588.2720087426, 522624.19004957034 1044369.2971529488, 522349.6018412763 1044152.0833270305, 522136.80589308793 1043989.0266209032, 521774.329074586 1044014.2700488259, 521401.5555606869 1044039.7986015547, 521027.2998234338 1044066.8004119487, 520704.8731766002 1044088.5600921601, 520329.4337293458 1044114.1086594769, 520031.894977102 1044134.7152540119, 519822.9378816584 1043938.1737786046, 519554.0181335529 1043676.8144455741, 519286.7177214661 1043418.8852911419, 519027.4367038346 1043164.7653559536, 518748.2019847037 1042894.7610463199, 518449.6130758272 1042616.1921995815, 518161.7041559654 1042332.224445128, 517885.47508809075 1042064.8595020423, 517589.8185820195 1041779.9307812519, 517316.4565205455 1041515.6450305512, 517045.888009844 1041256.3267155054, 516769.2025200089 1040993.060733875, 516506.2118076267 1040736.2262612432, 516238.2000068906 1040480.132310306, 515947.37992094737 1040201.9409516642, 515683.644282103 1039941.3088056128, 515406.9407252472 1039676.2841307909, 515129.49897070153 1039408.1987363027, 514853.9741324974 1039141.5645098629, 514589.1799265932 1038883.2726287545, 514319.53153100127 1038619.1322284563, 514042.66679023235 1038352.9458146468, 513781.83531763696 1038097.2925064045, 513515.70804271614 1037842.3688814144, 513250.7528135786 1037585.2474349836, 512967.69359502045 1037313.6384655718, 512679.7672207491 1037039.5424668621, 512391.19362779026 1036750.887779354, 512110.08705522504 1036481.1212850143, 511803.8925357042 1036194.8758512489, 511549.2216877834 1035948.1512767313, 511259.4651254844 1035818.744111296, 510927.30736038956 1035669.4264011651, 510572.4645945216 1035511.3379953576, 510218.5080366507 1035354.4140001937, 509860.7174466274 1035193.9765148052, 509521.18221750413 1035040.8659158398, 509209.3333365307 1034901.2200147026, 508870.0891990168 1034749.2872029182, 508555.8750100545 1034609.0601254478, 508527.0700561496 1034326.1209438241, 508486.80151736503 1033940.7570156954, 508454.77367581683 1033628.2536882145, 508410.38776877377 1033234.0996152094, 508372.7600628644 1032863.3636215948, 508331.02951914514 1032470.3712539768, 508288.9882492767 1032088.5012220981, 508250.1966050101 1031706.3445532345, 508209.32833835675 1031325.9233454667, 508172.87623232196 1030985.8905012258, 508134.95537973946 1030629.4725623485, 508092.6292142526 1030225.0489840731, 508051.76889122254 1029843.7437806184, 508011.7867035743 1029460.3824797997, 507970.92454439687 1029079.9509388696, 507930.34828263 1028693.6599429838, 507886.82738494757 1028310.2872358542, 507847.43379711197 1027932.4766136766, 507805.0973225876 1027548.8169434471, 507765.70106710074 1027176.2581170603, 507727.18141340977 1026809.8577195056, 507684.54580638267 1026426.7622081699, 507645.4475032113 1026034.8780757146, 507600.75002464984 1025628.0785678447, 507561.0530829972 1025256.0951872484, 507517.8233694009 1024860.396349306, 507474.89226330357 1024449.1862856443, 507431.06834622804 1024049.6843782186, 507393.4278127704 1023704.8993616113, 507348.7262418488 1023290.7484949661, 507320.5015019233 1022981.5322363694, 507189.1464148702 1022753.2149693832, 507027.16620846133 1022468.6956335406, 506837.20636673743 1022129.4344797587, 506717.3294391176 1021932.1437266159) | line | [10 empty] | 12 |  |  |  | 856 | 857 | 1 | FALSE | FALSE | 4 | TRUE | FALSE | 856 |  | 538871.358 | 1064183.4533 |  |  | 856 | 538871.358 | 1064183.4533 | 857 | 506717.3294 | 1021932.1437
VN | 548970102 | LINEVN0758a | 220 | 5.246 | [5 empty] | 50 | 6 cables - 2 systems | LINESTRING (578777.0585068207 1029239.7792304157, 578788.6790750438 1029336.9476636568, 578661.1260319036 1029592.0347448692, 578498.6563713968 1029925.5436938065, 578335.1629976188 1030256.0657682342, 578172.0200971507 1030593.8202083983, 578010.1633999234 1030921.3281269243, 577848.8126520215 1031255.2062807872, 577683.1783128793 1031590.6796046915, 577521.2520743038 1031918.4100886559, 577357.2483848869 1032253.8766874918, 577217.1956998925 1032546.6792340382, 577050.3946341199 1032883.1584842014, 576906.967583366 1033174.11976317) | line | [10 empty] | 6 |  |  |  | 858 | 859 | 1 | FALSE | FALSE | 2 | FALSE | TRUE |  | 859 |  |  | 576906.9676 | 1033174.1198 | 858 | 578777.0585 | 1029239.7792 | 859 | 576906.9676 | 1033174.1198
VN | 548970102 | LINEVN0758b | 220 | 5.246 | [5 empty] | 50 | 6 cables - 2 systems | LINESTRING (578777.0585068207 1029239.7792304157, 578788.6790750438 1029336.9476636568, 578661.1260319036 1029592.0347448692, 578498.6563713968 1029925.5436938065, 578335.1629976188 1030256.0657682342, 578172.0200971507 1030593.8202083983, 578010.1633999234 1030921.3281269243, 577848.8126520215 1031255.2062807872, 577683.1783128793 1031590.6796046915, 577521.2520743038 1031918.4100886559, 577357.2483848869 1032253.8766874918, 577217.1956998925 1032546.6792340382, 577050.3946341199 1032883.1584842014, 576906.967583366 1033174.11976317) | line | [10 empty] | 6 |  |  |  | 858 | 859 | 1 | FALSE | FALSE | 2 | FALSE | TRUE |  | 859 |  |  | 576906.9676 | 1033174.1198 | 858 | 578777.0585 | 1029239.7792 | 859 | 576906.9676 | 1033174.1198
VN | 548970104 | LINEVN0759a | 220 | 6.8463 | [5 empty] | 50 | 6 cables - 2 systems | LINESTRING (506243.7202527645 1017473.412728129, 506541.29751067486 1017537.7176815077, 506511.97945388977 1017861.759850744, 506481.9905442299 1018193.297850391, 506452.93753426825 1018514.4877963931, 506423.1146594885 1018844.1685860041, 506393.5013557698 1019171.5166971228, 506359.1016647225 1019551.755350512, 506327.39859501435 1019902.3205971407, 506294.2435757884 1020268.8282535566, 506064.0941054988 1020584.1827184686, 506062.6882440803 1020938.6336466073, 506061.21404236706 1021308.8724117443, 506059.81985516107 1021658.934288748, 506058.42530756013 1022011.3621845501, 506326.38293095306 1022044.3178894111, 506618.3283892782 1022080.2313959544, 506653.1180150794 1021929.0592347432, 506548.52861771814 1021866.8412541357) | line | [10 empty] | 6 |  |  |  | 860 | 861 | 1 | FALSE | FALSE | 2 | FALSE | TRUE |  | 861 |  |  | 506548.5286 | 1021866.8413 | 860 | 506243.7203 | 1017473.4127 | 861 | 506548.5286 | 1021866.8413
VN | 548970104 | LINEVN0759b | 220 | 6.8463 | [5 empty] | 50 | 6 cables - 2 systems | LINESTRING (506243.7202527645 1017473.412728129, 506541.29751067486 1017537.7176815077, 506511.97945388977 1017861.759850744, 506481.9905442299 1018193.297850391, 506452.93753426825 1018514.4877963931, 506423.1146594885 1018844.1685860041, 506393.5013557698 1019171.5166971228, 506359.1016647225 1019551.755350512, 506327.39859501435 1019902.3205971407, 506294.2435757884 1020268.8282535566, 506064.0941054988 1020584.1827184686, 506062.6882440803 1020938.6336466073, 506061.21404236706 1021308.8724117443, 506059.81985516107 1021658.934288748, 506058.42530756013 1022011.3621845501, 506326.38293095306 1022044.3178894111, 506618.3283892782 1022080.2313959544, 506653.1180150794 1021929.0592347432, 506548.52861771814 1021866.8412541357) | line | [10 empty] | 6 |  |  |  | 860 | 861 | 1 | FALSE | FALSE | 2 | FALSE | TRUE |  | 861 |  |  | 506548.5286 | 1021866.8413 | 860 | 506243.7203 | 1017473.4127 | 861 | 506548.5286 | 1021866.8413
VN | 548970106 | LINEVN0760 | 220 | 0.055022 | [5 empty] | 50 |  | LINESTRING (506745.80565234076 1020876.6996714233, 506761.5166258147 1020919.7760489618) | line | [10 empty] | 3 |  |  |  | 862 | 863 | 1 | FALSE | FALSE | 1 | TRUE | FALSE | 862 |  | 506745.8057 | 1020876.6997 |  |  | 862 | 506745.8057 | 1020876.6997 | 863 | 506761.5166 | 1020919.776
VN | 548970107 | LINEVN0761 | 220 | 0.057121 | [5 empty] | 50 |  | LINESTRING (506726.8833539294 1020920.3781651987, 506745.80565234076 1020876.6996714233) | line | [10 empty] | 3 |  |  |  | 864 | 862 | 1 | FALSE | FALSE | 1 | FALSE | TRUE |  | 862 |  |  | 506745.8057 | 1020876.6997 | 864 | 506726.8834 | 1020920.3782 | 862 | 506745.8057 | 1020876.6997
VN | 548970108 | LINEVN0762a | 220 | 1.337 | [5 empty] | 50 | 6 cables - 2 systems | LINESTRING (506745.80565234076 1020876.6996714233, 506462.66606238746 1020874.7393208673, 506461.51964628 1021165.9728774368, 506460.3621285927 1021457.9361623435, 506524.6997708263 1021697.2180434717) | line | [10 empty] | 6 |  |  |  | 862 | 865 | 1 | FALSE | FALSE | 2 | TRUE | FALSE | 862 |  | 506745.8057 | 1020876.6997 |  |  | 862 | 506745.8057 | 1020876.6997 | 865 | 506524.6998 | 1021697.218
VN | 548970108 | LINEVN0762b | 220 | 1.337 | [5 empty] | 50 | 6 cables - 2 systems | LINESTRING (506745.80565234076 1020876.6996714233, 506462.66606238746 1020874.7393208673, 506461.51964628 1021165.9728774368, 506460.3621285927 1021457.9361623435, 506524.6997708263 1021697.2180434717) | line | [10 empty] | 6 |  |  |  | 862 | 865 | 1 | FALSE | FALSE | 2 | TRUE | FALSE | 862 |  | 506745.8057 | 1020876.6997 |  |  | 862 | 506745.8057 | 1020876.6997 | 865 | 506524.6998 | 1021697.218
VN | 548970113 | LINEVN0763a | 220 | 90.9761 | [5 empty] | 50 | 6 cables - 2 systems | LINESTRING (578734.699210655 1029233.8001883985, 578740.9293292519 1029313.7312191395, 578591.4857295675 1029613.4767411504, 578418.7298417824 1029972.3625951125, 578252.5107912011 1030304.3278934585, 578078.4327484964 1030662.7699719431, 577940.5884970134 1030949.8696721975, 577798.2528541848 1031237.7678889602, 577512.4952209961 1031288.3337302987, 577166.8605621816 1031346.168436735, 576847.4428663013 1031403.261962643, 576602.8724994429 1031441.9193294365, 576390.3396012164 1031295.3302527867, 576080.8773724872 1031086.8005164815, 575753.1641475122 1030864.6270775071, 575420.1496946298 1030638.9303780834, 575096.412600022 1030418.37403735, 574772.6555900949 1030200.6069416343, 574429.9210355849 1029969.4831700139, 574099.253443964 1029743.5160491354, 573767.0988167151 1029523.6856819524, 573451.1392869566 1029304.176508287, 573160.1698468793 1029109.6057242175, 572948.0531839503 1028961.9990042404, 572579.7505525406 1028849.2178155262, 572222.9169413983 1028739.6900973027, 571842.8336585345 1028622.792323807, 571459.2129406189 1028505.3169913467, 571077.3578507202 1028388.1363060499, 570703.729809006 1028275.3750057431, 570322.1693128992 1028157.0305938117, 569948.8495910545 1028041.6348888052, 569724.1961563518 1027973.3334628837, 569344.9806629528 1027855.0032528117, 568963.1130971254 1027738.4301985777, 568580.9490007226 1027620.6885327635, 568197.605594503 1027504.1207096532, 567793.3487128369 1027381.0855158026, 567409.4115396078 1027262.4682288696, 567026.9464959147 1027142.397957098, 566644.7678470714 1027027.0200567994, 566264.0598919485 1026911.0625640354, 565874.8079893359 1026793.3365218153, 565490.277706966 1026675.0364618376, 565063.0392955507 1026545.5462404279, 564677.6166403398 1026426.2247837126, 564311.9156913421 1026314.8451864532, 564171.4679440995 1026270.996077033, 563840.7724685504 1026183.8260110231, 563518.0352303538 1026098.7172467884, 563096.6558043617 1025986.2306096808, 562697.3522784456 1025879.6440608257, 562324.5480162645 1025780.9983462602, 561948.516208628 1025680.305751309, 561580.416737523 1025584.01881679, 561178.7554086067 1025477.4335576307, 560767.3639736355 1025368.7919877127, 560378.0642503446 1025263.4064647686, 559999.6624836167 1025162.4421424875, 559191.5967864525 1024951.0602712177, 558766.9585131034 1024836.2730470065, 558351.7327269978 1024727.651987009, 557940.9194108347 1024619.6280099625, 557569.2710362875 1024519.5604065687, 557160.516599181 1024413.007365104, 556793.8795011583 1024316.1831516505, 556441.7923818786 1024334.7010176698, 556007.2219822125 1024358.3665483022, 555631.5736000283 1024378.6158652258, 555185.501526441 1024404.6069881513, 554735.8927652055 1024431.195256517, 554378.5149828626 1024449.4367254679, 553983.7227758474 1024471.12352592, 553582.1437487799 1024492.5285768979, 553183.8141381656 1024515.6890466062, 552785.1792573004 1024537.6811743058, 552386.8521765897 1024559.9762773197, 552035.0660954679 1024579.9934458939, 551669.4409087148 1024600.2939776211, 551346.5342226092 1024618.310104726, 550970.0019519186 1024639.7637179343, 550596.7213900005 1024661.2251502, 550257.615150329 1024679.5167114947, 549956.5049224786 1024694.9409238489, 549582.6343072391 1024715.2392761472, 549253.476804648 1024675.4627240482, 548831.7728283027 1024626.1532953838, 548493.0692369678 1024586.5592505112, 548192.6359575052 1024543.4552609494, 547788.8025331208 1024492.0343661865, 547409.4122008565 1024445.0366559238, 546972.2899399719 1024390.3665738264, 546551.0673480754 1024338.6392090063, 546138.9797200647 1024288.9836700732, 545716.5824932287 1024235.2186231422, 545345.4367393672 1024188.250828995, 545024.65129392 1024149.647758779, 544646.4545294462 1024101.1085809832, 544298.5772157138 1024057.3947678152, 543920.6531048457 1024009.2610235421, 543563.3518240851 1023964.3712880727, 543188.071318789 1023918.005578358, 542808.3869310748 1023870.4667372125, 542445.3400496552 1023824.7076061124, 542036.7691019471 1023775.3870657526, 541649.569903631 1023727.5530042293, 541244.6891706518 1023676.9290781807, 540923.0189392434 1023637.6625539847, 540571.753576738 1023592.2207914991, 540297.3619192033 1023557.8400630547, 539975.2035966042 1023564.6848619345, 539590.5897448444 1023574.1003877061, 539239.1165535471 1023580.9105185573, 538810.8979550223 1023590.5884871029, 538410.2287322041 1023598.2417518682, 538012.0645208427 1023605.4593067692, 537636.7344405862 1023613.8748224954, 537289.5359316096 1023619.9879162351, 536905.5090406451 1023626.6442316256, 536505.7291881278 1023636.2194624171, 536115.8145774164 1023644.0499683915, 535740.7727186881 1023651.1682463636, 535384.7442505619 1023657.7213446723, 535012.5041042245 1023664.4179465605, 534638.646782298 1023674.3229085841, 534281.577538334 1023678.6960175021, 533862.502182055 1023687.6953464923, 533493.5026134003 1023695.1278370732, 533095.4836190162 1023703.8659577458, 532699.8262790042 1023712.7538268425, 532389.1744230487 1023717.4704960703, 532283.3706126073 1023756.4549996356, 531980.8821911288 1023865.9595795759, 531583.632614257 1024013.146092824, 531230.6723130766 1024145.3025684528, 530899.886463744 1024267.9604612698, 530681.9672738243 1024349.1499900414, 530345.5929999197 1024473.7207841218, 530015.0197390084 1024427.2181629067, 529590.4045384177 1024368.6512723069, 529187.2918537644 1024312.4489602438, 528789.7682292875 1024256.8409259829, 528381.6448439973 1024200.9307584255, 528080.895347955 1024158.5680785453, 527657.1632308573 1024101.924630197, 527282.1724530042 1024048.105906041, 526895.5481881533 1023995.8859204651, 526499.2025521914 1023943.8069246025, 526086.5066781708 1023884.1256074414, 525699.7364317161 1023832.3486219117, 525314.1442677744 1023774.7387001801, 524905.5588939777 1023722.9665660968, 524516.7219754333 1023669.4532071573, 524112.2691440198 1023610.074451198, 523725.79024054215 1023558.9143296398, 523330.17403056956 1023504.5353178824, 522933.369907404 1023451.3205131488, 522579.5842013863 1023403.695711237, 522272.5934774652 1023442.4476971145, 521855.6942212887 1023495.3363437349, 521439.6842461349 1023551.1597234587, 521001.58719575824 1023607.9927836161, 520599.4300723972 1023663.6777123389, 520204.0505147413 1023720.2547311052, 519799.23918429425 1023773.3151618008, 519407.4001674633 1023826.9721645166, 519011.4329692193 1023879.7465926614, 518626.0771439839 1023931.9551580434, 518213.6143617408 1023986.4876662501, 517805.27103247866 1024042.1983112108, 517419.6220806051 1024094.4185816357, 517041.92704635556 1024144.5897058254, 516698.1436780147 1024131.2737249958, 516328.4295917417 1024115.3075661872, 515947.52318202297 1024099.495124262, 515576.92929227813 1024085.1498881872, 515169.80568493484 1024068.0189420242, 514790.37056796596 1024051.4776155293, 514443.9282773803 1024037.3070626658, 514029.7299469494 1024021.9322255069, 513612.2921803417 1024003.9293475422, 513205.1671587583 1023986.8188870641, 512831.03507138963 1023972.0562819354, 512419.79007185367 1023956.9979995042, 512135.2041116051 1023944.6144623101, 511808.5239579407 1023878.6654801284, 511410.24642131035 1023797.4743108387, 511022.2904533663 1023720.6793195775, 510605.15198307525 1023636.5723254218, 510222.2009978189 1023561.2460475662, 509844.2462783875 1023485.0513790307, 509446.55340102036 1023406.2243062798, 509107.3434687323 1023339.2667804185, 508756.0405702745 1023267.6328595534, 508376.60829956504 1023192.3255199431, 507984.3681881856 1023114.8301941336, 507627.4703612619 1023044.6646844067, 507372.3529579451 1022993.2501512098, 507242.4700801664 1022764.6344699481, 507061.0552822053 1022445.5838861094, 506875.36618390377 1022118.6174559023, 506733.1008096453 1021877.1213389178) | line | [10 empty] | 6 |  |  |  | 866 | 867 | 1 | FALSE | FALSE | 2 | FALSE | FALSE | [6 empty] | 866 | 578734.6992 | 1029233.8002 | 867 | 506733.1008 | 1021877.1213
VN | 548970113 | LINEVN0763b | 220 | 90.9761 | [5 empty] | 50 | 6 cables - 2 systems | LINESTRING (578734.699210655 1029233.8001883985, 578740.9293292519 1029313.7312191395, 578591.4857295675 1029613.4767411504, 578418.7298417824 1029972.3625951125, 578252.5107912011 1030304.3278934585, 578078.4327484964 1030662.7699719431, 577940.5884970134 1030949.8696721975, 577798.2528541848 1031237.7678889602, 577512.4952209961 1031288.3337302987, 577166.8605621816 1031346.168436735, 576847.4428663013 1031403.261962643, 576602.8724994429 1031441.9193294365, 576390.3396012164 1031295.3302527867, 576080.8773724872 1031086.8005164815, 575753.1641475122 1030864.6270775071, 575420.1496946298 1030638.9303780834, 575096.412600022 1030418.37403735, 574772.6555900949 1030200.6069416343, 574429.9210355849 1029969.4831700139, 574099.253443964 1029743.5160491354, 573767.0988167151 1029523.6856819524, 573451.1392869566 1029304.176508287, 573160.1698468793 1029109.6057242175, 572948.0531839503 1028961.9990042404, 572579.7505525406 1028849.2178155262, 572222.9169413983 1028739.6900973027, 571842.8336585345 1028622.792323807, 571459.2129406189 1028505.3169913467, 571077.3578507202 1028388.1363060499, 570703.729809006 1028275.3750057431, 570322.1693128992 1028157.0305938117, 569948.8495910545 1028041.6348888052, 569724.1961563518 1027973.3334628837, 569344.9806629528 1027855.0032528117, 568963.1130971254 1027738.4301985777, 568580.9490007226 1027620.6885327635, 568197.605594503 1027504.1207096532, 567793.3487128369 1027381.0855158026, 567409.4115396078 1027262.4682288696, 567026.9464959147 1027142.397957098, 566644.7678470714 1027027.0200567994, 566264.0598919485 1026911.0625640354, 565874.8079893359 1026793.3365218153, 565490.277706966 1026675.0364618376, 565063.0392955507 1026545.5462404279, 564677.6166403398 1026426.2247837126, 564311.9156913421 1026314.8451864532, 564171.4679440995 1026270.996077033, 563840.7724685504 1026183.8260110231, 563518.0352303538 1026098.7172467884, 563096.6558043617 1025986.2306096808, 562697.3522784456 1025879.6440608257, 562324.5480162645 1025780.9983462602, 561948.516208628 1025680.305751309, 561580.416737523 1025584.01881679, 561178.7554086067 1025477.4335576307, 560767.3639736355 1025368.7919877127, 560378.0642503446 1025263.4064647686, 559999.6624836167 1025162.4421424875, 559191.5967864525 1024951.0602712177, 558766.9585131034 1024836.2730470065, 558351.7327269978 1024727.651987009, 557940.9194108347 1024619.6280099625, 557569.2710362875 1024519.5604065687, 557160.516599181 1024413.007365104, 556793.8795011583 1024316.1831516505, 556441.7923818786 1024334.7010176698, 556007.2219822125 1024358.3665483022, 555631.5736000283 1024378.6158652258, 555185.501526441 1024404.6069881513, 554735.8927652055 1024431.195256517, 554378.5149828626 1024449.4367254679, 553983.7227758474 1024471.12352592, 553582.1437487799 1024492.5285768979, 553183.8141381656 1024515.6890466062, 552785.1792573004 1024537.6811743058, 552386.8521765897 1024559.9762773197, 552035.0660954679 1024579.9934458939, 551669.4409087148 1024600.2939776211, 551346.5342226092 1024618.310104726, 550970.0019519186 1024639.7637179343, 550596.7213900005 1024661.2251502, 550257.615150329 1024679.5167114947, 549956.5049224786 1024694.9409238489, 549582.6343072391 1024715.2392761472, 549253.476804648 1024675.4627240482, 548831.7728283027 1024626.1532953838, 548493.0692369678 1024586.5592505112, 548192.6359575052 1024543.4552609494, 547788.8025331208 1024492.0343661865, 547409.4122008565 1024445.0366559238, 546972.2899399719 1024390.3665738264, 546551.0673480754 1024338.6392090063, 546138.9797200647 1024288.9836700732, 545716.5824932287 1024235.2186231422, 545345.4367393672 1024188.250828995, 545024.65129392 1024149.647758779, 544646.4545294462 1024101.1085809832, 544298.5772157138 1024057.3947678152, 543920.6531048457 1024009.2610235421, 543563.3518240851 1023964.3712880727, 543188.071318789 1023918.005578358, 542808.3869310748 1023870.4667372125, 542445.3400496552 1023824.7076061124, 542036.7691019471 1023775.3870657526, 541649.569903631 1023727.5530042293, 541244.6891706518 1023676.9290781807, 540923.0189392434 1023637.6625539847, 540571.753576738 1023592.2207914991, 540297.3619192033 1023557.8400630547, 539975.2035966042 1023564.6848619345, 539590.5897448444 1023574.1003877061, 539239.1165535471 1023580.9105185573, 538810.8979550223 1023590.5884871029, 538410.2287322041 1023598.2417518682, 538012.0645208427 1023605.4593067692, 537636.7344405862 1023613.8748224954, 537289.5359316096 1023619.9879162351, 536905.5090406451 1023626.6442316256, 536505.7291881278 1023636.2194624171, 536115.8145774164 1023644.0499683915, 535740.7727186881 1023651.1682463636, 535384.7442505619 1023657.7213446723, 535012.5041042245 1023664.4179465605, 534638.646782298 1023674.3229085841, 534281.577538334 1023678.6960175021, 533862.502182055 1023687.6953464923, 533493.5026134003 1023695.1278370732, 533095.4836190162 1023703.8659577458, 532699.8262790042 1023712.7538268425, 532389.1744230487 1023717.4704960703, 532283.3706126073 1023756.4549996356, 531980.8821911288 1023865.9595795759, 531583.632614257 1024013.146092824, 531230.6723130766 1024145.3025684528, 530899.886463744 1024267.9604612698, 530681.9672738243 1024349.1499900414, 530345.5929999197 1024473.7207841218, 530015.0197390084 1024427.2181629067, 529590.4045384177 1024368.6512723069, 529187.2918537644 1024312.4489602438, 528789.7682292875 1024256.8409259829, 528381.6448439973 1024200.9307584255, 528080.895347955 1024158.5680785453, 527657.1632308573 1024101.924630197, 527282.1724530042 1024048.105906041, 526895.5481881533 1023995.8859204651, 526499.2025521914 1023943.8069246025, 526086.5066781708 1023884.1256074414, 525699.7364317161 1023832.3486219117, 525314.1442677744 1023774.7387001801, 524905.5588939777 1023722.9665660968, 524516.7219754333 1023669.4532071573, 524112.2691440198 1023610.074451198, 523725.79024054215 1023558.9143296398, 523330.17403056956 1023504.5353178824, 522933.369907404 1023451.3205131488, 522579.5842013863 1023403.695711237, 522272.5934774652 1023442.4476971145, 521855.6942212887 1023495.3363437349, 521439.6842461349 1023551.1597234587, 521001.58719575824 1023607.9927836161, 520599.4300723972 1023663.6777123389, 520204.0505147413 1023720.2547311052, 519799.23918429425 1023773.3151618008, 519407.4001674633 1023826.9721645166, 519011.4329692193 1023879.7465926614, 518626.0771439839 1023931.9551580434, 518213.6143617408 1023986.4876662501, 517805.27103247866 1024042.1983112108, 517419.6220806051 1024094.4185816357, 517041.92704635556 1024144.5897058254, 516698.1436780147 1024131.2737249958, 516328.4295917417 1024115.3075661872, 515947.52318202297 1024099.495124262, 515576.92929227813 1024085.1498881872, 515169.80568493484 1024068.0189420242, 514790.37056796596 1024051.4776155293, 514443.9282773803 1024037.3070626658, 514029.7299469494 1024021.9322255069, 513612.2921803417 1024003.9293475422, 513205.1671587583 1023986.8188870641, 512831.03507138963 1023972.0562819354, 512419.79007185367 1023956.9979995042, 512135.2041116051 1023944.6144623101, 511808.5239579407 1023878.6654801284, 511410.24642131035 1023797.4743108387, 511022.2904533663 1023720.6793195775, 510605.15198307525 1023636.5723254218, 510222.2009978189 1023561.2460475662, 509844.2462783875 1023485.0513790307, 509446.55340102036 1023406.2243062798, 509107.3434687323 1023339.2667804185, 508756.0405702745 1023267.6328595534, 508376.60829956504 1023192.3255199431, 507984.3681881856 1023114.8301941336, 507627.4703612619 1023044.6646844067, 507372.3529579451 1022993.2501512098, 507242.4700801664 1022764.6344699481, 507061.0552822053 1022445.5838861094, 506875.36618390377 1022118.6174559023, 506733.1008096453 1021877.1213389178) | line | [10 empty] | 6 |  |  |  | 866 | 867 | 1 | FALSE | FALSE | 2 | FALSE | FALSE | [6 empty] | 866 | 578734.6992 | 1029233.8002 | 867 | 506733.1008 | 1021877.1213
VN | 548970114 | LINEVN0764 | 110 | 46.3982 | [5 empty] | 50 |  | LINESTRING (527153.3101759077 1052652.744622669, 527161.5151881311 1052705.1013411994, 527204.3856078828 1052856.9218568823, 526646.4057052559 1053874.2780220697, 525317.6062050769 1055225.3581627626, 524552.4285527804 1056346.3461563457, 523975.7046181761 1057192.1257670326, 523906.9127456455 1057290.481980043, 523793.776037372 1057458.2651372529, 523624.3698620667 1057708.7687265177, 522179.6921614756 1059824.9803914914, 520848.26949570706 1061781.5362094566, 519419.2928639951 1063709.92776926, 518139.46570378967 1065432.5235767977, 516900.40475126787 1067077.9093376992, 514783.5287656117 1069879.9626469451, 513580.9746550372 1070643.653699167, 513139.2263333452 1070922.653011235, 510869.3729705817 1072361.5804412093, 510696.342654078 1072470.8538599971, 509708.7687820607 1073097.2807227978, 508744.86534177564 1073308.0933832894, 507784.8011584769 1073519.2081157246, 504978.6150431743 1075472.9944444178, 504530.51349732367 1075785.3847677968, 502410.44263471285 1077265.8639217962, 502348.6501786856 1077594.9584308995, 502013.7669855293 1079430.9191661242, 501685.17414528376 1079683.990221805, 501572.2846491793 1079766.420286987, 501538.672206919 1079715.1070495874) | line | [10 empty] | 3 | 1 |  |  | 868 | 869 | 1 | FALSE | FALSE | 1 | FALSE | FALSE | [6 empty] | 868 | 527153.3102 | 1052652.7446 | 869 | 501538.6722 | 1079715.107
VN | 548970115 | LINEVN0765 | 110 | 41.123 | [5 empty] | 50 |  | LINESTRING (552255.9558402325 1139464.485205604, 551901.6366910995 1139231.4314521612, 551701.8719898211 1139083.846920104, 551497.2121011529 1138920.6993271015, 551272.8531481749 1138741.6907160012, 551046.1076587042 1138560.7784001345, 550894.8151101929 1138440.0713739812, 550729.1467829985 1138166.2281091115, 550642.0950496029 1138007.13716362, 550502.8498746307 1137752.6829244758, 550373.9861175664 1137526.7821273427, 550286.8941282054 1137370.5670012392, 550112.8405321353 1137180.0068762368, 549910.621322509 1136950.752791718, 549716.6907667229 1136743.349103524, 549535.8179048364 1136538.6186632172, 549347.2419625501 1136320.300604319, 549163.9847874378 1136118.2226228595, 548972.1233405054 1135912.5844732889, 548784.7182528885 1135697.8096389722, 548594.3346724754 1135489.2347183928, 548405.4438219825 1135276.5166797726, 548228.1106872058 1135082.7117890911, 548045.7280102241 1134880.331941141, 547862.7695231204 1134664.9716228286, 547674.4563226821 1134455.8080207275, 547487.9071945839 1134260.5132086219, 547277.629823727 1134037.1474926479, 547103.8709375905 1133822.6774402973, 546916.142798566 1133611.4515278167, 546727.2167774421 1133409.9441011262, 546520.8038470687 1133180.098190003, 546348.4920032319 1132982.7502062733, 546156.6007604299 1132774.1659240308, 545979.4797908051 1132625.2093454886, 545762.5929137719 1132441.970237027, 545535.9124056491 1132250.7479754214, 545312.2049004689 1132062.1847407604, 545088.2008212239 1131872.4506417862, 544870.4202842723 1131687.148709519, 544634.8142545238 1131496.8059119913, 544421.1829778481 1131317.7040240262, 544206.061566967 1131137.4185920365, 543996.8786498164 1130962.1617491015, 543792.9272764137 1130788.0958028382, 543469.901829813 1130472.2472194585, 543273.5550663365 1130272.7854323431, 543078.2018227335 1130074.0779147835, 542878.9784204187 1129876.8484967654, 542681.8125602173 1129679.025726703, 542474.74824237 1129468.1231944668, 542262.1723107081 1129257.2485801508, 542068.7275139787 1129065.1945679535, 541868.74541782 1128870.1707730226, 541732.7958338745 1128735.6376617549, 541487.2961139067 1128489.11558666, 541226.7019702095 1128231.4989571834, 540909.8578417011 1127910.1990222952, 540733.2802872462 1127734.226838997, 540552.6470834287 1127549.8036432508, 540362.934436965 1127343.9210880531, 540168.1763446294 1127142.268655478, 539973.8006902229 1126939.4679293912, 539781.7558479304 1126736.6709865914, 539588.5350850578 1126535.4107545803, 539395.3095711893 1126336.4514639757, 539221.8518342457 1126148.3065044098, 538987.9672533836 1125905.4096475581, 538794.7530354753 1125699.9083913004, 538601.905222307 1125497.8804858369, 538417.9741258824 1125303.5588228707, 538217.3855961983 1125094.2053072182, 538025.701202367 1124894.0948837153, 537843.6968959793 1124705.1741947934, 537664.0169680623 1124512.3982108, 537470.0008123821 1124315.373402775, 537279.8529026905 1124114.893069863, 537093.193596886 1123917.8671655518, 536892.9813717233 1123710.821996232, 536708.2534905733 1123516.8961656764, 536523.9093737028 1123320.649880187, 536310.737400045 1123097.0763499169, 536122.8845445416 1122899.8004845404, 535934.454556902 1122707.887587741, 535751.4719964043 1122510.928362739, 535573.5492815961 1122324.0699260966, 535364.1044046145 1122107.980582465, 535162.990999507 1121894.4327690592, 534949.9090651129 1121673.3006635145, 534748.0634892259 1121464.0667645037, 534581.389547669 1121257.0353138526, 534403.500496946 1121033.7738493972, 534223.7845532842 1120805.4698018357, 534042.2542366016 1120581.841973333, 533865.799681748 1120363.6266651049, 533736.8134873946 1120201.6799991666, 533620.592277897 1120047.8614203343, 533424.7873794509 1119862.601065098, 533226.1791811304 1119662.0258725025, 533004.0014094493 1119440.157196168, 532801.402028927 1119238.1324538244, 532600.6086752356 1119035.3919225933, 532377.3371956558 1118814.9748685544, 532177.6239928066 1118611.8730159395, 531975.1894881638 1118411.0144184371, 531752.3053030216 1118189.872186435, 531595.1507028579 1118033.9458463523, 531408.6178088556 1117845.3554433554, 531212.741436997 1117652.2689675612, 531006.001316532 1117438.7748713936, 530812.2012534692 1117246.7871564284, 530667.2070256873 1117107.8917238158, 530493.204892082 1116937.2509370213, 530134.3248976213 1116598.4948792018, 529931.6862720012 1116404.757905235, 529726.1268622306 1116216.0725734455, 529521.3020420088 1116024.1495397338, 529322.2825689754 1115831.5027776987, 529118.1774123667 1115638.4881994629, 528918.7345047665 1115449.2820722298, 528729.5371487659 1115269.7929743729, 528629.3043776206 1115175.2457915787, 528601.5513674382 1115202.3231785197, 528431.4555901014 1115304.2285051674, 528393.2229205025 1115338.064329203) | line | [14 empty] | 870 | 871 | 1 | FALSE | FALSE | 1 | FALSE | FALSE | [6 empty] | 870 | 552255.9558 | 1139464.4852 | 871 | 528393.2229 | 1115338.0643
VN | 548970116 | LINEVN0766 | 220 | 116.9144 | [5 empty] | 50 |  | LINESTRING (576906.967583366 1033174.11976317, 576555.3576076943 1033280.5964967373, 576202.4228962457 1033386.1227944287, 575833.4324101987 1033498.7965530353, 575486.5562724469 1033602.5829322423, 575130.8232742088 1033710.4571453421, 574776.577794306 1033816.8668142515, 574420.8601599394 1033924.7472991892, 573694.988430777 1034141.9496499721, 573331.0256364761 1034252.4444650719, 572970.0141313123 1034359.7416846922, 572618.1312301566 1034466.4732617127, 572279.8098503974 1034568.545210092, 571960.9470797642 1034665.6806867645, 571565.7331360672 1034639.2076118576, 571211.4475761484 1034617.4798374003, 570825.0581748286 1034593.0650661665, 570430.719345662 1034568.0647696147, 570035.9418642954 1034542.6144114144, 569650.8893377164 1034519.3969473123, 569266.848724545 1034495.145836428, 568868.9846039724 1034469.8567542576, 568490.6973110853 1034445.7784463782, 568258.8863944242 1034701.5501114767, 568005.2513348374 1034980.6914160857, 567759.2732789123 1035253.7111911514, 567509.1855383384 1035530.3627763428, 567258.7956444542 1035806.0091061973, 567015.3499548777 1036074.7806580992, 566764.6678356704 1036352.0214417427, 566516.8080690951 1036624.7353228789, 566265.6910820723 1036903.5814091484, 566011.0500464493 1037184.1808984887, 565760.977402999 1037460.1127289698, 565490.993744832 1037759.993853593, 565254.3637400452 1038018.9685323215, 565003.2680216873 1038295.920169096, 564752.7688115224 1038572.8631966211, 564492.9791616111 1038859.455533405, 564283.058633691 1039089.3572554054, 564043.1559607974 1039378.3183979267, 563765.2026348303 1039660.2632387283, 563516.3847216828 1039933.722301922, 563281.0776989404 1040192.112842045, 563024.304630919 1040460.1218340764, 562765.8668317688 1040734.5313693804, 562509.2333919958 1041008.8679918592, 562249.104175041 1041281.4314363716, 561993.1232703784 1041550.5314005531, 561735.1324644319 1041822.3385064407, 561458.8690220345 1042112.6486326756, 561218.0956185083 1042366.7185873655, 560968.1543720582 1042650.8932604241, 560731.3045880087 1042899.4770941623, 560492.390227194 1043150.4029627836, 560240.7989439047 1043415.3409530583, 560014.5786581847 1043654.2820742223, 559749.4468889438 1043919.212829658, 559491.068594913 1044192.3264719778, 559235.9542923532 1044458.4369127502, 558953.7693652508 1044747.6042106915, 558701.2521142211 1045021.6161881341, 558445.253357548 1045291.8098614058, 558186.6103475398 1045563.4715698936, 557929.5630129036 1045834.960368374, 557676.1806701629 1046102.5754295121, 557417.4803381165 1046375.8117657611, 557155.3189658417 1046646.291449203, 556897.8767234263 1046919.997217756, 556639.8378822138 1047191.3597004001, 556383.2893483655 1047459.508531192, 556126.1454226705 1047731.8926729121, 555866.9522546146 1048004.4191196279, 555667.0352333437 1048203.4749750316, 555487.1442548676 1048408.553490179, 555247.0701915419 1048696.612695261, 555009.3558880507 1048979.7012607378, 554777.8442507684 1049256.9512098539, 554547.218680506 1049530.9752113668, 554305.974032593 1049818.4410294015, 554074.4542337313 1050108.5645139567, 553835.2839757001 1050393.4045303948, 553595.0933980392 1050680.43364211, 553354.5990904672 1050967.4526411982, 553112.4938740025 1051255.2115476097, 552870.3943255055 1051541.5013512513, 552628.8890429127 1051829.2638782223, 552379.4293132718 1052125.4860607542, 552145.8857532064 1052407.4024293493, 551901.7312969994 1052698.0733509806, 551659.349957948 1052987.0011934256, 551434.6706992112 1053255.1793947613, 551235.9400071146 1053490.932161537, 551010.4252160516 1053723.7199333755, 550744.527962138 1053995.0528726878, 550486.5983953688 1054261.1463297706, 550222.7703785221 1054533.6573653826, 549966.6235618081 1054793.3105506508, 549696.0265434207 1055069.6083933145, 549433.9786386378 1055340.667372766, 549177.2390373057 1055608.793907543, 548914.6233368086 1055874.8690268935, 548652.7320565714 1056143.7329712606, 548426.8089453158 1056377.2419890799, 548166.2556446894 1056643.6230655096, 547903.3545775546 1056912.3246724275, 547644.2769682163 1057180.4578516132, 547382.5586422199 1057448.290843636, 547111.1196459676 1057726.053095441, 546859.7260494854 1057983.664091146, 546599.7877851289 1058249.7352924994, 546351.937919674 1058504.7223724031, 546091.1179317217 1058770.7957421066, 545829.1256520782 1059038.3398618225, 545610.4575869676 1059262.9397313143, 545439.8261474769 1059439.3596003999, 545098.5058112916 1059596.2714965884, 544743.6537467735 1059756.9626606442, 544402.6373850724 1059912.4215452392, 544062.2178739785 1060066.7010698428, 543720.0191658543 1060224.79594067, 543417.8864407223 1060363.922967965, 543074.2262643779 1060519.0918794791, 542734.9935013201 1060672.2123529697, 542401.3631104794 1060822.4342569865, 542055.3594651239 1060981.1143698914, 541697.0423035276 1061144.2064669675, 541367.897904799 1061294.033094468, 541027.953567008 1061448.7818689405, 540687.8694097131 1061603.588742713, 540349.248356376 1061757.6151566966, 540008.2685572184 1061913.9748977968, 539714.9903372849 1062049.038142253, 539582.8660758339 1062312.3490206033, 539449.8358470983 1062593.7806864302, 539295.2902905798 1062907.065687855, 539105.0685789438 1063291.0525126024, 538974.4088827913 1063567.9551120074, 538782.4236165086 1063955.3027468561, 538647.3507988497 1064228.2547453893, 538482.2058221366 1064565.4799450398, 538310.8627915076 1064915.2815915865, 538140.4127668149 1065263.9018475984, 537972.3220107991 1065604.343534786, 537805.1285091212 1065939.225499314, 537642.9385234575 1066276.446063657, 537478.0951417384 1066614.8366023507, 537310.612053576 1066951.754701407, 537145.4944462238 1067284.872470754, 536980.9556763653 1067623.5417666186, 536805.2220599165 1067980.9190912296, 536650.1354816877 1068296.7898476485, 536482.9605930966 1068636.3320663415, 536319.6138026539 1068968.2719521539, 535898.6536031076 1069764.4847021624, 535687.9014075275 1070155.7099279356, 535556.227409412 1070465.0177444653, 535406.8530020056 1070817.2740959928, 535270.3269234563 1071134.9036829975, 535127.3050607964 1071468.3050077008, 534982.8105089089 1071807.266805001, 534839.5078737489 1072141.2438449294, 534695.0227316162 1072475.518829927, 534554.9533402221 1072805.9950640183, 534411.9602383915 1073133.5391739993, 534259.5037639206 1073496.1457788679, 534115.6208191974 1073830.699868653, 533967.025589259 1074175.189831195, 533820.1971730851 1074521.7163309732, 533671.894311918 1074864.1512089388, 533525.0725031539 1075209.2193945795, 533387.0936322233 1075530.3259461678, 533248.8198811542 1075852.593640108, 533098.1701370442 1076206.118114667, 532941.0378555203 1076575.4258728744, 532783.3194211266 1076941.2178385556, 532633.2687274935 1077296.7900774924, 532482.9308373155 1077645.3308198978, 532321.9794254535 1078018.275292717, 532172.8211347392 1078366.3870766277, 532017.757370358 1078735.9657482672, 531869.2000452224 1079080.4195827874, 531717.1036235585 1079436.8449787912, 531571.1988687739 1079776.6143511122, 531415.8664700468 1080140.3353707455, 531264.6642835656 1080486.812616852, 531168.8706421593 1080715.8523957736, 531043.6016553506 1081006.827417297, 530783.8006472961 1081261.5916698494, 530504.8589587638 1081538.2666076445, 530239.6114534643 1081797.2646247426, 529975.2543077662 1082058.3106198746, 529688.2258279942 1082341.8398638896, 529417.6986113844 1082607.550520888, 529165.1295137674 1082856.6264218, 528861.6305842618 1083154.7542794496, 528588.1617242317 1083425.1453321043, 528314.1174615634 1083693.1939572731, 528040.3609632961 1083963.0027259202, 527773.6863936676 1084226.384004487, 527507.0062006448 1084487.71066631, 527249.7440992332 1084741.4615109588, 526987.1970454727 1084999.2900113738, 526709.0485769034 1085273.47238483, 526449.1543272107 1085527.8016667897, 526183.0830084487 1085792.0569218558, 525915.5467506943 1086055.439561231, 525665.96672186 1086300.1292914727, 525372.5310457773 1086589.2147415632, 525166.5061905611 1086794.4888290504, 524947.3162903341 1087352.7174316787, 524805.3253620332 1087700.331980426, 524701.3067115378 1087985.1504893512, 524555.7737700583 1088356.711650644, 524428.8044599927 1088682.424052243, 524301.5370562752 1089014.5493766132, 524176.86945593357 1089331.5739021997, 524057.6110507504 1089646.0705003429, 523919.4606577928 1089998.058278297, 523781.8968041353 1090345.6465397617, 523637.55446585215 1090718.362021024, 523537.1010069387 1090975.7001184383, 523399.2554784841 1091329.1274059045, 523272.29470848053 1091655.6841569273, 523134.7524013816 1092005.607787613, 522999.8452058124 1092353.4771187063, 522865.53509487 1092697.2564805027, 522742.81653435697 1093004.4470275482, 522620.54760078015 1093332.402100766, 522479.11548459996 1093698.7887468566, 522348.92665698443 1094041.6880730516, 522217.27823503467 1094391.0107304887, 522078.8519427538 1094749.0864125455, 521947.79131533107 1095095.4804886722, 521810.8499998064 1095453.8345154666, 521680.68506794854 1095795.553273324, 521548.1623257721 1096142.8103536665, 521414.1693266035 1096496.4908135575, 521276.05128461914 1096860.0979890432, 521134.11604393285 1097232.4711888006, 520995.4140602647 1097610.6735285255, 520850.8650454292 1097982.2613598257, 520717.6437114432 1098332.285249362, 520584.57856415637 1098681.9227586244, 520436.542280629 1099070.8909327073, 520309.92659391527 1099402.942416547, 520191.5580363921 1099731.4830096406, 520107.3517553793 1099932.1095562966, 519976.04222716036 1100279.3289977766, 519843.54848528426 1100631.811121932, 519709.2942936131 1100981.0753869084, 519574.7464553764 1101330.7712075985, 519452.8639284671 1101654.1933110007, 519309.1968883566 1102033.5274313926, 519177.0135497465 1102382.4852675328, 519050.71976001584 1102708.0845546157, 518925.89276533027 1103041.557213652, 518794.0192362644 1103377.65808737, 518674.2041127662 1103692.73641918, 518558.23228177585 1103997.589971902, 518464.32087974634 1104245.503676253, 518343.0520959988 1104563.7887662963, 518403.52181575465 1104727.9516554065, 518294.42211719416 1104804.4176446628, 518291.54479356785 1104772.651165268) | line | [10 empty] | 3 |  |  |  | 859 | 872 | 1 | FALSE | FALSE | 1 | TRUE | FALSE | 859 |  | 576906.9676 | 1033174.1198 |  |  | 859 | 576906.9676 | 1033174.1198 | 872 | 518291.5448 | 1104772.6512
VN | 548970117 | LINEVN0767a | 220 | 109.7805 | [5 empty] | 50 | 6 cables - 2 systems | LINESTRING (506600.66834380006 1021872.7096185847, 506685.5202806871 1021930.6789092576, 506762.05991079786 1022227.1775036296, 506894.89418219635 1022437.936771256, 507084.5732685869 1022739.4423851665, 507252.7393854401 1023004.0515085133, 507277.7212347429 1023330.8349158732, 507317.1146364602 1023765.7587236153, 507353.57456582395 1024142.4396924559, 507392.6723521756 1024563.3116715943, 507429.12730078667 1024958.1355949325, 507467.3472211378 1025366.1164910892, 507502.63022725465 1025736.0425451535, 507541.14786195057 1026129.6842383487, 507574.3520008858 1026508.3884955498, 507612.57087934366 1026905.5240320833, 507649.61457749514 1027298.8562285483, 507682.5320799502 1027672.2870915905, 507714.85814793844 1028034.2971831562, 507755.43256332056 1028444.2916840533, 507787.76141681854 1028785.5168648084, 507815.69354142115 1029034.2695509817, 507860.98696132906 1029394.8011469187, 507901.27250843146 1029752.1145762787, 507948.3191484498 1030123.1830702729, 507996.84152156406 1030522.6325657913, 508042.4097834537 1030917.6813388517, 508090.6354062914 1031308.6401111372, 508140.3260405788 1031725.6250042125, 508185.6085421133 1032107.793983801, 508223.53544265736 1032426.1687731609, 508270.2722098684 1032829.388819816, 508318.4911825789 1033228.817143258, 508365.5393886266 1033604.2318503938, 508410.2213248723 1034000.4313604612, 508459.02092397475 1034392.2316415479, 508489.5982612176 1034656.4534417982, 508839.4405537654 1034808.8275478791, 509183.84374814155 1034966.0239582536, 509514.685960188 1035113.7230677363, 509814.762797266 1035247.5088248964, 510169.31463703525 1035405.302665744, 510516.49669197854 1035560.4775312686, 510870.74589274096 1035720.0357056672, 511211.8846406142 1035870.8149283753, 511508.5672238726 1036007.2443448573, 511772.6558173549 1036263.3359360035, 512067.96249450446 1036535.3818629489, 512351.3400100572 1036810.6214932463, 512636.4565048855 1037094.2442915681, 512925.55817222974 1037366.5824689681, 513211.41345135786 1037648.7284465907, 513498.71607517835 1037924.4646729267, 513787.0564340284 1038203.5424125592, 514075.74403187627 1038482.4124681376, 514362.7701249261 1038759.8689970386, 514648.310016166 1039037.0397405953, 514935.03108283784 1039315.3740371238, 515221.2311253169 1039595.9105070519, 515504.63198803476 1039865.0272269278, 515792.81101791904 1040145.4141629895, 516056.84013916063 1040407.9488739547, 516323.0892118847 1040656.6553598398, 516592.11936496396 1040914.7183645224, 516871.93181259674 1041186.3648658047, 517163.2863036383 1041465.4040826799, 517450.56432009646 1041742.8627560845, 517735.76403738884 1042018.7196042454, 518023.0313802273 1042301.3017169482, 518325.95717974956 1042590.3171223531, 518603.652040983 1042854.3914408375, 518896.27672393277 1043133.4008776878, 519180.28074194957 1043409.9760234808, 519471.23782303545 1043691.9964928401, 519752.261470568 1043963.0023478509, 520001.9657667333 1044205.6352457836, 520247.9927364523 1044462.7513498197, 520529.8975523851 1044768.877735678, 520789.1460371866 1045044.5677482046, 521047.51018327783 1045324.6484015712, 521285.2685974915 1045580.7388420316, 521558.93263602816 1045871.5007960243, 522007.3037495371 1046353.5355465685, 522444.6057893021 1046823.6951835803, 522505.6273901738 1047194.9169079603, 522568.11835167283 1047585.1451062365, 522629.70925177966 1047973.0401450951, 522688.9519456918 1048357.4070993762, 522752.31540893496 1048750.2677850698, 522815.95883884875 1049149.85095845, 522876.66749937227 1049535.6677456042, 522940.6093048415 1049945.4784200462, 523001.9024540407 1050322.2299678202, 523069.95112905646 1050742.2704650878, 523125.3853700673 1051092.9817356656, 523190.19732587464 1051488.4429721818, 523251.1958909723 1051871.6187555704, 523315.7159088388 1052273.2163910097, 523381.69741575996 1052687.3859577975, 523444.1556776302 1053081.6525649335, 523508.0846442626 1053473.587452422, 523572.4775157576 1053876.1588404835, 523637.1094188286 1054280.2563478088, 523696.9293847055 1054654.9196473176, 523757.32955536945 1055029.8709639977, 523815.08948835323 1055395.4562690288, 523876.6681356335 1055777.1308482515, 523938.8230284622 1056165.2296154485, 523992.4783439973 1056490.745418055, 523970.18942949566 1056838.137552264, 523952.6317479055 1057131.7224667452, 523926.1658573787 1057560.4079636044, 523904.14312511624 1057939.6643048036, 523880.3551057774 1058317.1616795214, 523853.3135804581 1058738.5168572178, 523831.2753856659 1059144.0870923388, 523806.8906743745 1059530.053359651, 523783.98239883396 1059924.5007173507, 523760.4839956554 1060315.719386835, 523736.40313367406 1060708.983164257, 523710.5432504858 1061105.164736482, 523690.875709951 1061496.0875497998, 523663.82808070455 1061915.3648964367, 523637.6794418389 1062319.1421443024, 523614.4665313762 1062731.3903578117, 523591.2590023311 1063118.1983922992, 523568.0626502823 1063505.293976303, 523544.5814269888 1063874.8432970934, 523521.3695621245 1064287.9542419226, 523496.09596881253 1064700.179494298, 523467.87365801085 1065126.4443617857, 523443.49152478814 1065535.7404703705, 523466.85778068186 1065821.3918818547, 523493.98435725254 1066198.5468117949, 523524.6327542597 1066592.0782910243, 523554.6895823519 1067000.5132819538, 523585.3482736515 1067375.3268546418, 523614.23913766217 1067768.8465305243, 523643.1214699052 1068157.39102324, 523673.1846081449 1068551.1991354, 523703.5352206972 1068940.3197139115, 523731.5439411789 1069319.200866689, 523763.9354899024 1069739.8884854342, 523795.73547706765 1070175.1921930576, 523819.0888388277 1070471.038477683, 523850.01037839276 1070888.2096527503, 523878.0058050501 1071282.5590285466, 523909.53333883814 1071676.0483970086, 523941.3410210769 1072076.2381474862, 523973.1506178548 1072489.2974878268, 524004.3759082714 1072888.6136773322, 524030.9161280818 1073254.5923967247, 524057.1658020755 1073610.9299837095, 524079.2750493155 1073991.223879617, 524118.81603146624 1074722.8636695412, 524138.59823814646 1075069.534273946, 524218.1278180111 1075379.7028900431, 524323.1945109018 1075767.934592874, 524422.6831266095 1076145.3389753134, 524520.1128184985 1076514.8371571107, 524619.8828266143 1076891.656512808, 524716.1387453441 1077255.305899784, 524822.0743128272 1077656.3765558412, 524913.9164714321 1078004.5228421052, 525011.6331008427 1078372.5526132719, 525108.1681542947 1078733.2737562626, 525208.2202694803 1079112.4063719593, 525309.1640091451 1079483.6347453757, 525407.1670049415 1079853.9880506296, 525505.7474035122 1080226.9735308546, 525604.6216411828 1080600.2470622226, 525702.6168546599 1080972.9233289466, 525800.3033433214 1081345.01377739, 525899.4691107932 1081715.9336730612, 525997.4577222896 1082089.197065792, 526094.2695956234 1082448.7059577606, 526021.0983108786 1082763.6818509537, 525937.0052553457 1083141.770737068, 525852.6236820109 1083511.3794520746, 525768.5395947722 1083881.2760636841, 525685.9184394624 1084247.0720232718, 525596.5245776745 1084640.6259190429, 525528.0864559164 1084941.5647068454, 525456.9720190817 1085260.899516676, 525289.103589931 1086019.645826087, 525211.2174066941 1086369.6578546884, 525112.4101256749 1086769.0223078972, 524958.9176108902 1087158.4213259895, 524804.8347789772 1087549.8549565123, 524648.3927911865 1087948.5958928287, 524505.8125060314 1088316.068372725, 524365.2810126558 1088673.6141818203, 524226.2318322182 1089032.0239069161, 524077.62050041993 1089412.9275407738, 523936.95978358196 1089762.5696416558, 523785.0531231543 1090161.7816256594, 523664.47782005166 1090470.3303397617, 523534.56224644434 1090814.4196018141, 523383.7562236539 1091185.9599565344, 523242.6619010504 1091548.440896671, 523103.35176377534 1091902.4543540422, 522967.8511935542 1092252.3688354408, 522821.7710531977 1092623.6049268693, 522692.547534345 1092954.6069491326, 522585.8416581505 1093237.5613765265, 522445.6450526203 1093609.3775663231, 522292.7845284858 1094006.3066179832, 522160.83999768423 1094356.5027350313, 522027.7136006717 1094707.2735599994, 521889.59184240253 1095074.4052984256, 521755.29841176514 1095423.7170058114, 521616.87554769445 1095789.9651184883, 521461.9789961245 1096193.298169572, 521325.9221723131 1096553.6999970893, 521189.2851160964 1096917.3083573729, 521052.64432190655 1097273.0229998804, 520909.24148915225 1097649.7745554403, 520778.7965421515 1097991.4632853053, 520648.0543711989 1098339.587136934, 520509.22360158444 1098709.554305459, 520390.39739326923 1099026.1751772952, 520265.26487013383 1099352.6773355766, 520129.82552002254 1099708.6615836371, 520038.8483893989 1099943.7472557952, 519901.3470653858 1100309.9583984776, 519755.015924156 1100692.517663572, 519606.33585946565 1101086.7518101346, 519471.8533245017 1101439.864464331, 519326.0680269324 1101822.6469475802, 519190.63791127666 1102174.5329229273, 519054.6370494335 1102532.8428846884, 518915.6906442137 1102890.8422625205, 518777.324642719 1103254.9787910248, 518637.8001883564 1103617.9543543456, 518501.20645280986 1103977.7035092295, 518373.15331407683 1104315.5548220698, 518227.5472302948 1104518.1670072963, 518258.3825149604 1104573.088603075, 518304.7715398867 1104667.7326628654, 518345.634355302 1104701.9176177366) | line | [10 empty] | 6 |  |  |  | 873 | 874 | 1 | FALSE | FALSE | 2 | TRUE | FALSE | 873 |  | 506600.6683 | 1021872.7096 |  |  | 873 | 506600.6683 | 1021872.7096 | 874 | 518345.6344 | 1104701.9176
VN | 548970117 | LINEVN0767b | 220 | 109.7805 | [5 empty] | 50 | 6 cables - 2 systems | LINESTRING (506600.66834380006 1021872.7096185847, 506685.5202806871 1021930.6789092576, 506762.05991079786 1022227.1775036296, 506894.89418219635 1022437.936771256, 507084.5732685869 1022739.4423851665, 507252.7393854401 1023004.0515085133, 507277.7212347429 1023330.8349158732, 507317.1146364602 1023765.7587236153, 507353.57456582395 1024142.4396924559, 507392.6723521756 1024563.3116715943, 507429.12730078667 1024958.1355949325, 507467.3472211378 1025366.1164910892, 507502.63022725465 1025736.0425451535, 507541.14786195057 1026129.6842383487, 507574.3520008858 1026508.3884955498, 507612.57087934366 1026905.5240320833, 507649.61457749514 1027298.8562285483, 507682.5320799502 1027672.2870915905, 507714.85814793844 1028034.2971831562, 507755.43256332056 1028444.2916840533, 507787.76141681854 1028785.5168648084, 507815.69354142115 1029034.2695509817, 507860.98696132906 1029394.8011469187, 507901.27250843146 1029752.1145762787, 507948.3191484498 1030123.1830702729, 507996.84152156406 1030522.6325657913, 508042.4097834537 1030917.6813388517, 508090.6354062914 1031308.6401111372, 508140.3260405788 1031725.6250042125, 508185.6085421133 1032107.793983801, 508223.53544265736 1032426.1687731609, 508270.2722098684 1032829.388819816, 508318.4911825789 1033228.817143258, 508365.5393886266 1033604.2318503938, 508410.2213248723 1034000.4313604612, 508459.02092397475 1034392.2316415479, 508489.5982612176 1034656.4534417982, 508839.4405537654 1034808.8275478791, 509183.84374814155 1034966.0239582536, 509514.685960188 1035113.7230677363, 509814.762797266 1035247.5088248964, 510169.31463703525 1035405.302665744, 510516.49669197854 1035560.4775312686, 510870.74589274096 1035720.0357056672, 511211.8846406142 1035870.8149283753, 511508.5672238726 1036007.2443448573, 511772.6558173549 1036263.3359360035, 512067.96249450446 1036535.3818629489, 512351.3400100572 1036810.6214932463, 512636.4565048855 1037094.2442915681, 512925.55817222974 1037366.5824689681, 513211.41345135786 1037648.7284465907, 513498.71607517835 1037924.4646729267, 513787.0564340284 1038203.5424125592, 514075.74403187627 1038482.4124681376, 514362.7701249261 1038759.8689970386, 514648.310016166 1039037.0397405953, 514935.03108283784 1039315.3740371238, 515221.2311253169 1039595.9105070519, 515504.63198803476 1039865.0272269278, 515792.81101791904 1040145.4141629895, 516056.84013916063 1040407.9488739547, 516323.0892118847 1040656.6553598398, 516592.11936496396 1040914.7183645224, 516871.93181259674 1041186.3648658047, 517163.2863036383 1041465.4040826799, 517450.56432009646 1041742.8627560845, 517735.76403738884 1042018.7196042454, 518023.0313802273 1042301.3017169482, 518325.95717974956 1042590.3171223531, 518603.652040983 1042854.3914408375, 518896.27672393277 1043133.4008776878, 519180.28074194957 1043409.9760234808, 519471.23782303545 1043691.9964928401, 519752.261470568 1043963.0023478509, 520001.9657667333 1044205.6352457836, 520247.9927364523 1044462.7513498197, 520529.8975523851 1044768.877735678, 520789.1460371866 1045044.5677482046, 521047.51018327783 1045324.6484015712, 521285.2685974915 1045580.7388420316, 521558.93263602816 1045871.5007960243, 522007.3037495371 1046353.5355465685, 522444.6057893021 1046823.6951835803, 522505.6273901738 1047194.9169079603, 522568.11835167283 1047585.1451062365, 522629.70925177966 1047973.0401450951, 522688.9519456918 1048357.4070993762, 522752.31540893496 1048750.2677850698, 522815.95883884875 1049149.85095845, 522876.66749937227 1049535.6677456042, 522940.6093048415 1049945.4784200462, 523001.9024540407 1050322.2299678202, 523069.95112905646 1050742.2704650878, 523125.3853700673 1051092.9817356656, 523190.19732587464 1051488.4429721818, 523251.1958909723 1051871.6187555704, 523315.7159088388 1052273.2163910097, 523381.69741575996 1052687.3859577975, 523444.1556776302 1053081.6525649335, 523508.0846442626 1053473.587452422, 523572.4775157576 1053876.1588404835, 523637.1094188286 1054280.2563478088, 523696.9293847055 1054654.9196473176, 523757.32955536945 1055029.8709639977, 523815.08948835323 1055395.4562690288, 523876.6681356335 1055777.1308482515, 523938.8230284622 1056165.2296154485, 523992.4783439973 1056490.745418055, 523970.18942949566 1056838.137552264, 523952.6317479055 1057131.7224667452, 523926.1658573787 1057560.4079636044, 523904.14312511624 1057939.6643048036, 523880.3551057774 1058317.1616795214, 523853.3135804581 1058738.5168572178, 523831.2753856659 1059144.0870923388, 523806.8906743745 1059530.053359651, 523783.98239883396 1059924.5007173507, 523760.4839956554 1060315.719386835, 523736.40313367406 1060708.983164257, 523710.5432504858 1061105.164736482, 523690.875709951 1061496.0875497998, 523663.82808070455 1061915.3648964367, 523637.6794418389 1062319.1421443024, 523614.4665313762 1062731.3903578117, 523591.2590023311 1063118.1983922992, 523568.0626502823 1063505.293976303, 523544.5814269888 1063874.8432970934, 523521.3695621245 1064287.9542419226, 523496.09596881253 1064700.179494298, 523467.87365801085 1065126.4443617857, 523443.49152478814 1065535.7404703705, 523466.85778068186 1065821.3918818547, 523493.98435725254 1066198.5468117949, 523524.6327542597 1066592.0782910243, 523554.6895823519 1067000.5132819538, 523585.3482736515 1067375.3268546418, 523614.23913766217 1067768.8465305243, 523643.1214699052 1068157.39102324, 523673.1846081449 1068551.1991354, 523703.5352206972 1068940.3197139115, 523731.5439411789 1069319.200866689, 523763.9354899024 1069739.8884854342, 523795.73547706765 1070175.1921930576, 523819.0888388277 1070471.038477683, 523850.01037839276 1070888.2096527503, 523878.0058050501 1071282.5590285466, 523909.53333883814 1071676.0483970086, 523941.3410210769 1072076.2381474862, 523973.1506178548 1072489.2974878268, 524004.3759082714 1072888.6136773322, 524030.9161280818 1073254.5923967247, 524057.1658020755 1073610.9299837095, 524079.2750493155 1073991.223879617, 524118.81603146624 1074722.8636695412, 524138.59823814646 1075069.534273946, 524218.1278180111 1075379.7028900431, 524323.1945109018 1075767.934592874, 524422.6831266095 1076145.3389753134, 524520.1128184985 1076514.8371571107, 524619.8828266143 1076891.656512808, 524716.1387453441 1077255.305899784, 524822.0743128272 1077656.3765558412, 524913.9164714321 1078004.5228421052, 525011.6331008427 1078372.5526132719, 525108.1681542947 1078733.2737562626, 525208.2202694803 1079112.4063719593, 525309.1640091451 1079483.6347453757, 525407.1670049415 1079853.9880506296, 525505.7474035122 1080226.9735308546, 525604.6216411828 1080600.2470622226, 525702.6168546599 1080972.9233289466, 525800.3033433214 1081345.01377739, 525899.4691107932 1081715.9336730612, 525997.4577222896 1082089.197065792, 526094.2695956234 1082448.7059577606, 526021.0983108786 1082763.6818509537, 525937.0052553457 1083141.770737068, 525852.6236820109 1083511.3794520746, 525768.5395947722 1083881.2760636841, 525685.9184394624 1084247.0720232718, 525596.5245776745 1084640.6259190429, 525528.0864559164 1084941.5647068454, 525456.9720190817 1085260.899516676, 525289.103589931 1086019.645826087, 525211.2174066941 1086369.6578546884, 525112.4101256749 1086769.0223078972, 524958.9176108902 1087158.4213259895, 524804.8347789772 1087549.8549565123, 524648.3927911865 1087948.5958928287, 524505.8125060314 1088316.068372725, 524365.2810126558 1088673.6141818203, 524226.2318322182 1089032.0239069161, 524077.62050041993 1089412.9275407738, 523936.95978358196 1089762.5696416558, 523785.0531231543 1090161.7816256594, 523664.47782005166 1090470.3303397617, 523534.56224644434 1090814.4196018141, 523383.7562236539 1091185.9599565344, 523242.6619010504 1091548.440896671, 523103.35176377534 1091902.4543540422, 522967.8511935542 1092252.3688354408, 522821.7710531977 1092623.6049268693, 522692.547534345 1092954.6069491326, 522585.8416581505 1093237.5613765265, 522445.6450526203 1093609.3775663231, 522292.7845284858 1094006.3066179832, 522160.83999768423 1094356.5027350313, 522027.7136006717 1094707.2735599994, 521889.59184240253 1095074.4052984256, 521755.29841176514 1095423.7170058114, 521616.87554769445 1095789.9651184883, 521461.9789961245 1096193.298169572, 521325.9221723131 1096553.6999970893, 521189.2851160964 1096917.3083573729, 521052.64432190655 1097273.0229998804, 520909.24148915225 1097649.7745554403, 520778.7965421515 1097991.4632853053, 520648.0543711989 1098339.587136934, 520509.22360158444 1098709.554305459, 520390.39739326923 1099026.1751772952, 520265.26487013383 1099352.6773355766, 520129.82552002254 1099708.6615836371, 520038.8483893989 1099943.7472557952, 519901.3470653858 1100309.9583984776, 519755.015924156 1100692.517663572, 519606.33585946565 1101086.7518101346, 519471.8533245017 1101439.864464331, 519326.0680269324 1101822.6469475802, 519190.63791127666 1102174.5329229273, 519054.6370494335 1102532.8428846884, 518915.6906442137 1102890.8422625205, 518777.324642719 1103254.9787910248, 518637.8001883564 1103617.9543543456, 518501.20645280986 1103977.7035092295, 518373.15331407683 1104315.5548220698, 518227.5472302948 1104518.1670072963, 518258.3825149604 1104573.088603075, 518304.7715398867 1104667.7326628654, 518345.634355302 1104701.9176177366) | line | [10 empty] | 6 |  |  |  | 873 | 874 | 1 | FALSE | FALSE | 2 | TRUE | FALSE | 873 |  | 506600.6683 | 1021872.7096 |  |  | 873 | 506600.6683 | 1021872.7096 | 874 | 518345.6344 | 1104701.9176
VN | 549005378 | LINEVN0768a | 220 | 50.439 | [5 empty] | 50 | 6 cables - 2 systems | LINESTRING (576906.967583366 1033174.11976317, 576900.1779690075 1033402.4284636991, 576890.6194497489 1033764.2421397615, 576879.9977449863 1034069.7195257174, 576871.9675274144 1034331.0081901609, 576917.5758201639 1034655.327579799, 576967.9664022689 1035009.4878322025, 577015.6039531578 1035344.9236739218, 577073.3116578037 1035723.5343950444, 577127.3353930935 1036104.1503407918, 577181.2169747802 1036483.7932355512, 577237.8716503158 1036865.2552222739, 577294.5466583502 1037246.828060407, 577351.2866497331 1037628.1469655017, 577400.0407082962 1037955.714026523, 577445.644713404 1038271.2119648104, 577590.787269219 1038589.5529331071, 577745.5866381912 1038936.5844897154, 577901.8590595091 1039281.2758765679, 578057.2441931723 1039628.8853746712, 578214.0925688337 1039973.5686901477, 578368.8764336875 1040322.3397445467, 578526.0256374174 1040667.3129756036, 578681.3999660052 1041014.3290105689, 578845.5631980925 1041378.6237283817, 578944.6562583452 1041595.3314461947, 579104.4156462224 1041952.2990686486, 579264.474334448 1042306.3381986545, 579423.3520364221 1042656.5612239272, 579526.5328059597 1042889.3562515746, 579677.4925879462 1043222.3156572012, 579826.6942248007 1043554.675186004, 579982.3258938934 1043903.1367465447, 580148.8194338164 1044269.169234645, 580294.5079791405 1044586.8847100969, 580625.0222378612 1044665.9834149423, 580990.2650613467 1044753.0531356098, 581355.2247815144 1044838.367819887, 581720.6047306563 1044926.7608387755, 582084.5312964253 1045011.3507758395, 582456.8309785132 1045101.966259366, 582830.6040594591 1045190.8306374166, 583203.0501771065 1045278.380143446, 583571.9788530986 1045362.2658731068, 583941.4729733292 1045453.0229246673, 584309.6459264925 1045539.8444864318, 584679.8817201519 1045626.5194956174, 585047.1687638806 1045715.5357623878, 585416.3817403902 1045801.7846832976, 585789.8476080537 1045890.3798784275, 586156.8356307208 1045978.6657375328, 586503.823981385 1046060.3753121627, 586888.1716376282 1046150.8749137083, 587243.2409736346 1046235.7832027305, 587536.0766006666 1046429.9733439295, 587851.3831585741 1046642.4839426664, 588186.5362184824 1046868.5107954021, 588513.4690312004 1047087.2021039561, 588835.3868393771 1047303.5407852074, 589170.5307457867 1047528.6927493927, 589502.1415245802 1047751.4956276993, 589803.1808578535 1047953.464508233, 589984.4388094646 1048193.3228542566, 590203.6933986733 1048486.5123100368, 590424.5668774502 1048776.047277787, 590638.382683613 1049063.8089992085, 590862.4742391581 1049363.5827170087, 591089.0593643486 1049665.7081913713, 591316.8160620898 1049967.5396394993, 591542.508888694 1050267.9083047325, 591768.495155772 1050567.9808313227, 591993.2929897024 1050867.753645565, 592196.6793641296 1051137.0578458158, 592501.9808281228 1051266.7922162514, 592883.7323552018 1051432.9945679144, 593181.6596632118 1051560.0741478193, 593461.7950487735 1051681.4180466528, 593805.1717321854 1051826.903290933, 594143.1027108873 1051971.9471701188, 594471.9112484702 1052111.9847947818, 594800.1197183415 1052254.0806553396, 595130.0508830625 1052395.531511627, 595463.0170030755 1052538.2978512277, 595793.731988441 1052680.541979583, 596125.0271616762 1052822.514257842, 596454.4105882678 1052964.3300079887, 596841.716972675 1053130.8659028185, 597185.2085135417 1053277.987784761, 597421.6822272146 1053368.0919176529, 597681.4007646516 1053463.2332292793, 598026.992432604 1053593.992727394, 598379.6365575708 1053725.9680743108, 598697.8795778969 1053845.0751188751, 598947.3103752427 1054044.4705200447, 599234.9229853426 1054278.0356055705, 599465.8206791219 1054469.049223526, 599754.6193200753 1054699.9903482916, 600043.9783216636 1054933.5671915014, 600328.349113561 1055163.6281970276, 600617.1124860056 1055399.8402562335, 600904.116928623 1055631.6603854524, 601193.1774509072 1055864.948137372, 601487.9723668629 1056099.1273729953, 601772.4667499146 1056329.9201228959, 602059.606313023 1056563.4979455543, 602225.7195368472 1056698.1844742533, 602382.5432802333 1056947.646133142, 602562.7750619603 1057245.7921481696, 602757.4743289419 1057558.2318298267, 602949.7779482407 1057870.5557858953, 603140.3070617407 1058180.3882912113, 603351.019492939 1058525.0423253058, 603559.9935750389 1058861.7870387346, 603776.8562744478 1059213.914010199, 603998.1185824357 1059572.921584034, 604150.6374885885 1059822.3593217225, 604333.9840178947 1059785.1370144628, 604580.5030480643 1059735.374235362, 604613.9551711597 1059794.3155857248) | line | [10 empty] | 6 | 2 |  |  | 859 | 875 | 1 | FALSE | FALSE | 2 | TRUE | FALSE | 859 |  | 576906.9676 | 1033174.1198 |  |  | 859 | 576906.9676 | 1033174.1198 | 875 | 604613.9552 | 1059794.3156
VN | 549005378 | LINEVN0768b | 220 | 50.439 | [5 empty] | 50 | 6 cables - 2 systems | LINESTRING (576906.967583366 1033174.11976317, 576900.1779690075 1033402.4284636991, 576890.6194497489 1033764.2421397615, 576879.9977449863 1034069.7195257174, 576871.9675274144 1034331.0081901609, 576917.5758201639 1034655.327579799, 576967.9664022689 1035009.4878322025, 577015.6039531578 1035344.9236739218, 577073.3116578037 1035723.5343950444, 577127.3353930935 1036104.1503407918, 577181.2169747802 1036483.7932355512, 577237.8716503158 1036865.2552222739, 577294.5466583502 1037246.828060407, 577351.2866497331 1037628.1469655017, 577400.0407082962 1037955.714026523, 577445.644713404 1038271.2119648104, 577590.787269219 1038589.5529331071, 577745.5866381912 1038936.5844897154, 577901.8590595091 1039281.2758765679, 578057.2441931723 1039628.8853746712, 578214.0925688337 1039973.5686901477, 578368.8764336875 1040322.3397445467, 578526.0256374174 1040667.3129756036, 578681.3999660052 1041014.3290105689, 578845.5631980925 1041378.6237283817, 578944.6562583452 1041595.3314461947, 579104.4156462224 1041952.2990686486, 579264.474334448 1042306.3381986545, 579423.3520364221 1042656.5612239272, 579526.5328059597 1042889.3562515746, 579677.4925879462 1043222.3156572012, 579826.6942248007 1043554.675186004, 579982.3258938934 1043903.1367465447, 580148.8194338164 1044269.169234645, 580294.5079791405 1044586.8847100969, 580625.0222378612 1044665.9834149423, 580990.2650613467 1044753.0531356098, 581355.2247815144 1044838.367819887, 581720.6047306563 1044926.7608387755, 582084.5312964253 1045011.3507758395, 582456.8309785132 1045101.966259366, 582830.6040594591 1045190.8306374166, 583203.0501771065 1045278.380143446, 583571.9788530986 1045362.2658731068, 583941.4729733292 1045453.0229246673, 584309.6459264925 1045539.8444864318, 584679.8817201519 1045626.5194956174, 585047.1687638806 1045715.5357623878, 585416.3817403902 1045801.7846832976, 585789.8476080537 1045890.3798784275, 586156.8356307208 1045978.6657375328, 586503.823981385 1046060.3753121627, 586888.1716376282 1046150.8749137083, 587243.2409736346 1046235.7832027305, 587536.0766006666 1046429.9733439295, 587851.3831585741 1046642.4839426664, 588186.5362184824 1046868.5107954021, 588513.4690312004 1047087.2021039561, 588835.3868393771 1047303.5407852074, 589170.5307457867 1047528.6927493927, 589502.1415245802 1047751.4956276993, 589803.1808578535 1047953.464508233, 589984.4388094646 1048193.3228542566, 590203.6933986733 1048486.5123100368, 590424.5668774502 1048776.047277787, 590638.382683613 1049063.8089992085, 590862.4742391581 1049363.5827170087, 591089.0593643486 1049665.7081913713, 591316.8160620898 1049967.5396394993, 591542.508888694 1050267.9083047325, 591768.495155772 1050567.9808313227, 591993.2929897024 1050867.753645565, 592196.6793641296 1051137.0578458158, 592501.9808281228 1051266.7922162514, 592883.7323552018 1051432.9945679144, 593181.6596632118 1051560.0741478193, 593461.7950487735 1051681.4180466528, 593805.1717321854 1051826.903290933, 594143.1027108873 1051971.9471701188, 594471.9112484702 1052111.9847947818, 594800.1197183415 1052254.0806553396, 595130.0508830625 1052395.531511627, 595463.0170030755 1052538.2978512277, 595793.731988441 1052680.541979583, 596125.0271616762 1052822.514257842, 596454.4105882678 1052964.3300079887, 596841.716972675 1053130.8659028185, 597185.2085135417 1053277.987784761, 597421.6822272146 1053368.0919176529, 597681.4007646516 1053463.2332292793, 598026.992432604 1053593.992727394, 598379.6365575708 1053725.9680743108, 598697.8795778969 1053845.0751188751, 598947.3103752427 1054044.4705200447, 599234.9229853426 1054278.0356055705, 599465.8206791219 1054469.049223526, 599754.6193200753 1054699.9903482916, 600043.9783216636 1054933.5671915014, 600328.349113561 1055163.6281970276, 600617.1124860056 1055399.8402562335, 600904.116928623 1055631.6603854524, 601193.1774509072 1055864.948137372, 601487.9723668629 1056099.1273729953, 601772.4667499146 1056329.9201228959, 602059.606313023 1056563.4979455543, 602225.7195368472 1056698.1844742533, 602382.5432802333 1056947.646133142, 602562.7750619603 1057245.7921481696, 602757.4743289419 1057558.2318298267, 602949.7779482407 1057870.5557858953, 603140.3070617407 1058180.3882912113, 603351.019492939 1058525.0423253058, 603559.9935750389 1058861.7870387346, 603776.8562744478 1059213.914010199, 603998.1185824357 1059572.921584034, 604150.6374885885 1059822.3593217225, 604333.9840178947 1059785.1370144628, 604580.5030480643 1059735.374235362, 604613.9551711597 1059794.3155857248) | line | [10 empty] | 6 | 2 |  |  | 859 | 875 | 1 | FALSE | FALSE | 2 | TRUE | FALSE | 859 |  | 576906.9676 | 1033174.1198 |  |  | 859 | 576906.9676 | 1033174.1198 | 875 | 604613.9552 | 1059794.3156
VN | 549038674 | LINEVN0769a | 220 | 8.1845 | [5 empty] | 50 | 6 cables - 2 systems | LINESTRING (918039.2967802992 1267222.900781427, 917952.9007834923 1267479.593869729, 917861.4400884921 1267742.3369339237, 917716.9682016589 1268199.5676098233, 917600.5128524239 1268556.6538088555, 917499.3733065042 1268864.4165289486, 917389.0883807957 1269198.2669898835, 917296.2083079704 1269480.2064418213, 917192.2253959274 1269803.9332792722, 917106.7299728433 1270060.0379694013, 917254.0912886877 1270378.0703720003, 917412.4664209334 1270727.4252587704, 917576.4426388892 1271073.6428747547, 917746.0421112056 1271438.8660289883, 917932.1273345649 1271841.303854342, 918023.617338487 1272038.2807746439, 918211.0172284062 1272452.0997471751, 918408.2688573243 1272874.1986702231, 918600.0023915045 1273291.5613485205, 918693.7728751597 1273492.929124018, 918733.4860971242 1273526.230566867) | line | [10 empty] | 6 | 2 |  |  | 876 | 877 | 1 | FALSE | FALSE | 2 | TRUE | TRUE | 876 | 877 | 918039.2968 | 1267222.9008 | 918733.4861 | 1273526.2306 | 876 | 918039.2968 | 1267222.9008 | 877 | 918733.4861 | 1273526.2306
VN | 549038674 | LINEVN0769b | 220 | 8.1845 | [5 empty] | 50 | 6 cables - 2 systems | LINESTRING (918039.2967802992 1267222.900781427, 917952.9007834923 1267479.593869729, 917861.4400884921 1267742.3369339237, 917716.9682016589 1268199.5676098233, 917600.5128524239 1268556.6538088555, 917499.3733065042 1268864.4165289486, 917389.0883807957 1269198.2669898835, 917296.2083079704 1269480.2064418213, 917192.2253959274 1269803.9332792722, 917106.7299728433 1270060.0379694013, 917254.0912886877 1270378.0703720003, 917412.4664209334 1270727.4252587704, 917576.4426388892 1271073.6428747547, 917746.0421112056 1271438.8660289883, 917932.1273345649 1271841.303854342, 918023.617338487 1272038.2807746439, 918211.0172284062 1272452.0997471751, 918408.2688573243 1272874.1986702231, 918600.0023915045 1273291.5613485205, 918693.7728751597 1273492.929124018, 918733.4860971242 1273526.230566867) | line | [10 empty] | 6 | 2 |  |  | 876 | 877 | 1 | FALSE | FALSE | 2 | TRUE | TRUE | 876 | 877 | 918039.2968 | 1267222.9008 | 918733.4861 | 1273526.2306 | 876 | 918039.2968 | 1267222.9008 | 877 | 918733.4861 | 1273526.2306
VN | 549039425 | LINEVN0770a | 220 | 24.7786 | [5 empty] | 50 | 6 cables - 2 systems | LINESTRING (932075.0753798007 1294359.589141651, 931668.20305508 1294454.0430108937, 931198.8184199652 1294577.0214118136, 930788.2498282737 1294685.6983594538, 930425.0326621587 1294781.064460511, 930138.1806506182 1294969.4973847696, 929662.9429683557 1295282.5238619093, 928936.037302129 1295762.6378059052, 928683.5119198647 1295927.9702440083, 928548.0812879541 1296017.2038263662, 928387.0684650962 1296322.9576703308, 928160.8720806201 1296743.662261035, 927839.1307013049 1297336.530105132, 927656.7322361488 1297664.1086666053, 927558.6843339457 1297846.4231776686, 927612.1977241153 1298022.1127818064, 927691.4706614758 1299040.5782983508, 927743.9726813813 1299540.808576559, 927844.8802605304 1300434.6665762202, 927879.6977277594 1300731.4541217042, 927916.4326610034 1301080.0964023203, 927944.3446289152 1301304.8878731346, 927749.940746445 1301590.9160148737, 927426.9539643957 1302085.5736914272, 927086.0498978801 1302605.5847132942, 926874.23983691 1302922.2049746066, 926792.8584019801 1303044.175869501, 926331.7593158366 1303719.0782939123, 926056.9909258804 1304119.7879994477, 925873.9948344568 1304387.898400456, 925725.1081777981 1304604.0922007335, 925451.4731963612 1305008.2982569917, 925342.720823728 1305161.9084157005, 925059.5664101787 1305576.733128187, 925032.431917089 1306158.6796052363, 925014.2527629437 1306560.0129774027, 924994.9580154277 1306956.6757367665, 924968.7575649963 1307407.650885813, 924949.4224649033 1307828.1645834972, 924935.8565084464 1308086.962464558, 924916.2773287044 1308483.310781766, 924898.5106024387 1308769.9803285666, 924736.447237391 1309176.8431438722, 924564.3525688318 1309610.3209788003, 924404.6702100509 1310015.1767069746, 924317.5839280761 1310359.0549523507, 924208.7757946469 1310811.435534864, 924126.2416254475 1311143.7279207548, 924056.8539465005 1311415.6881850157) | line | [10 empty] | 6 | 2 |  |  | 878 | 879 | 1 | FALSE | FALSE | 2 | TRUE | TRUE | 878 | 879 | 932075.0754 | 1294359.5891 | 924056.8539 | 1311415.6882 | 878 | 932075.0754 | 1294359.5891 | 879 | 924056.8539 | 1311415.6882
VN | 549039425 | LINEVN0770b | 220 | 24.7786 | [5 empty] | 50 | 6 cables - 2 systems | LINESTRING (932075.0753798007 1294359.589141651, 931668.20305508 1294454.0430108937, 931198.8184199652 1294577.0214118136, 930788.2498282737 1294685.6983594538, 930425.0326621587 1294781.064460511, 930138.1806506182 1294969.4973847696, 929662.9429683557 1295282.5238619093, 928936.037302129 1295762.6378059052, 928683.5119198647 1295927.9702440083, 928548.0812879541 1296017.2038263662, 928387.0684650962 1296322.9576703308, 928160.8720806201 1296743.662261035, 927839.1307013049 1297336.530105132, 927656.7322361488 1297664.1086666053, 927558.6843339457 1297846.4231776686, 927612.1977241153 1298022.1127818064, 927691.4706614758 1299040.5782983508, 927743.9726813813 1299540.808576559, 927844.8802605304 1300434.6665762202, 927879.6977277594 1300731.4541217042, 927916.4326610034 1301080.0964023203, 927944.3446289152 1301304.8878731346, 927749.940746445 1301590.9160148737, 927426.9539643957 1302085.5736914272, 927086.0498978801 1302605.5847132942, 926874.23983691 1302922.2049746066, 926792.8584019801 1303044.175869501, 926331.7593158366 1303719.0782939123, 926056.9909258804 1304119.7879994477, 925873.9948344568 1304387.898400456, 925725.1081777981 1304604.0922007335, 925451.4731963612 1305008.2982569917, 925342.720823728 1305161.9084157005, 925059.5664101787 1305576.733128187, 925032.431917089 1306158.6796052363, 925014.2527629437 1306560.0129774027, 924994.9580154277 1306956.6757367665, 924968.7575649963 1307407.650885813, 924949.4224649033 1307828.1645834972, 924935.8565084464 1308086.962464558, 924916.2773287044 1308483.310781766, 924898.5106024387 1308769.9803285666, 924736.447237391 1309176.8431438722, 924564.3525688318 1309610.3209788003, 924404.6702100509 1310015.1767069746, 924317.5839280761 1310359.0549523507, 924208.7757946469 1310811.435534864, 924126.2416254475 1311143.7279207548, 924056.8539465005 1311415.6881850157) | line | [10 empty] | 6 | 2 |  |  | 878 | 879 | 1 | FALSE | FALSE | 2 | TRUE | TRUE | 878 | 879 | 932075.0754 | 1294359.5891 | 924056.8539 | 1311415.6882 | 878 | 932075.0754 | 1294359.5891 | 879 | 924056.8539 | 1311415.6882
VN | 549138712 | LINEVN0771 | 220 | 28.4504 | [5 empty] | 50 |  | LINESTRING (924056.8539465005 1311415.6881850157, 923913.5118132445 1311404.955320081, 923539.8782785246 1311382.0031231593, 923211.6326765933 1311359.676396855, 922794.1040069148 1311334.9589033225, 922497.1360168975 1311315.990045556, 922136.7202456961 1311291.2000707956, 921732.3869042612 1311264.6415769085, 921421.6755933415 1311244.9166415145, 921152.501299218 1311228.6740830168, 920770.3907295238 1311205.0522588512, 920357.2599063253 1311181.0065146445, 919987.428710389 1311159.3157199854, 919606.1983721144 1311135.4330093137, 919223.4893269795 1311113.563003262, 918882.360919317 1311091.9936797996, 918496.4308510511 1311069.512436222, 918137.1763993676 1311045.9512224006, 917824.1179325971 1311026.8083039352, 917474.1703552695 1311007.7385368906, 917066.6086038386 1310983.527222043, 916680.7152347588 1310958.7429277506, 916362.9573222509 1310941.0140272216, 916151.8167061456 1310856.945135823, 915860.5802774366 1310741.5389614783, 915560.9341429741 1310619.9039349102, 915215.2701009015 1310480.7661269456, 914897.8469286885 1310352.7903435808, 914551.0870181359 1310215.2761751749, 914155.1257762103 1310058.2465031694, 913812.9547160133 1309922.5563235867, 913488.5302307114 1309791.8773553215, 913164.1306072881 1309660.0394587717, 912931.4302999398 1309566.9844388107, 912614.2420469536 1309442.521536731, 912289.5277751931 1309310.990310478, 911974.40475864 1309184.5246543828, 911614.4483276067 1309039.1387617206, 911308.308673996 1308919.7847517338, 910943.398294773 1308772.3028596197, 910637.8916343702 1308649.4750667263, 910308.2359432639 1308514.4019605732, 910048.132468878 1308411.6858393175, 909788.2612871609 1308509.1545148464, 909443.0266393116 1308640.3734308104, 909095.1739671468 1308770.1195231036, 908750.8361905549 1308900.1928314571, 908421.5116089919 1309024.6637138752, 908054.223512952 1309163.7436303012, 907710.809048099 1309291.8102788806, 907375.611002794 1309418.8151797869, 907044.8237397409 1309544.4301874905, 906802.6255172326 1309635.749406598, 906495.1040796859 1309751.7842568539, 906116.0862066448 1309893.9276578624, 905735.2888012135 1310038.0898452755, 905563.2950116327 1310102.8934862672, 905331.8504509937 1310190.0986409811, 905068.3626601293 1310287.6714793493, 904818.6407513643 1310363.1894978208, 904496.8936699445 1310460.434240353, 904135.034234145 1310569.215946498, 903769.5513814195 1310675.7811423875, 903426.6263084027 1310781.3305084377, 903071.6843283126 1310887.8982545007, 902712.1611981032 1310998.619384673, 902440.6922716298 1311080.6908789293, 902177.2221863463 1311156.4765226482, 901958.5559216054 1311221.0664727585, 901720.4990827646 1311201.9191630257, 901437.6958575367 1311167.500965571, 901409.4683956716 1311065.8949621746) | line |  | Đường dây 220kV Đa Nhim - Tháp Chàm | [8 empty] | 3 |  |  |  | 879 | 880 | 1 | FALSE | FALSE | 1 | TRUE | FALSE | 879 |  | 924056.8539 | 1311415.6882 |  |  | 879 | 924056.8539 | 1311415.6882 | 880 | 901409.4684 | 1311065.895
VN | 549138718 | LINEVN0772 | 220 | 58.7668 | [5 empty] | 50 |  | LINESTRING (924056.8539465005 1311415.6881850157, 924159.6002917727 1311418.8616875734, 924412.2820285211 1311630.7122437127, 924668.0067995575 1311845.6676468134, 924879.8144327482 1312027.271689198, 925164.980199382 1312261.5537550352, 925446.4423515041 1312498.8471693916, 925722.8437702486 1312730.820117013, 925952.9109299683 1312925.2052813855, 926152.0106742803 1313094.1316253592, 926327.5218927772 1313336.479450717, 926694.4206027617 1313920.47056824, 926840.6782994805 1314139.2813123274, 926945.3318649498 1314277.2060636654, 927213.49996166 1314696.4464285222, 927351.420160946 1314904.3713063512, 927490.404813648 1315118.718934435, 927774.8290273619 1315547.4871212565, 927982.6156808317 1315866.0902777754, 928245.4385097625 1316268.0830132214, 928383.3933435197 1316471.6398993242, 928596.3094682288 1316799.324499062, 928659.3714222298 1316895.0630085263, 928870.6170367873 1317008.8952462273, 929229.6145186727 1317203.521354582, 929586.5028884489 1317401.903000233, 929876.735761944 1317561.6682744499, 930258.5298456349 1317522.0048808665, 930443.5056886488 1317506.0144227182, 931397.2009590727 1317400.8950923854, 931793.950358536 1317359.711454885, 932248.1653855261 1317314.1215371406, 932695.1242922139 1317263.2022997, 932962.8554848393 1317235.8950669004, 933208.8848892554 1317210.9064075958, 933571.0481548399 1317173.0290249174, 933913.8529672164 1317137.79335432, 934267.5231896897 1317100.9768658685, 934416.9198000027 1317085.9505634438, 934613.0511725901 1317161.5041175943, 934758.4542000662 1317219.3264996314, 935131.3662199602 1317367.6130210578, 935492.0422932396 1317511.0514483969, 935773.3064036341 1317621.8703688295, 936070.2923241013 1317739.3262839208, 936208.0646396277 1317789.321304523, 936510.8315835493 1317911.5217109474, 936880.5105041947 1318003.2663997763, 937260.603591546 1318103.3144209464, 937478.2715249164 1318157.3759847882, 938057.687193616 1318303.374246552, 938719.0517175434 1318068.8652043694, 939090.2423790533 1317935.463990022, 939817.9129700877 1317673.712405862, 940086.9638666377 1317577.6788065669, 940441.0960857468 1317450.3051454003, 940729.3007361592 1317345.3869417512, 941026.0833975174 1317235.6516370487, 941399.630158144 1317102.893477064, 941812.9094305759 1316947.1395282322, 942210.400198403 1316809.7941259884, 942315.668584697 1316660.6109623522, 942490.5267602657 1316418.3048190214, 942864.0099272494 1315910.4829795323, 943029.2266490469 1315867.3581487925, 943628.2716284594 1315737.9052692535, 943740.5126313277 1315712.7764134973, 943933.4821618069 1315674.5740356846, 944162.909836553 1315626.7301922946, 944274.8788862028 1315600.1467638884, 944691.951042236 1316087.118114546, 944947.0226942729 1316377.0488565115, 945174.7268980762 1316645.4732979797, 945378.0258752457 1316880.372326417, 945582.7095363024 1317121.1144346406, 945800.378789363 1317373.9790517036, 946056.3661917604 1317669.8935834996, 946327.6693093455 1317989.3079906928, 946489.6454513757 1318176.173167254, 946759.1403322876 1318488.0071852182, 946974.1841650193 1318739.0857833275, 947184.9479786509 1318982.543000308, 947357.1768646538 1319217.2839684668, 947632.8865214002 1319602.8157501144, 947756.5295307555 1319776.021562821, 948105.1981559435 1320236.8337451846, 948293.9120473992 1320494.8121809454, 948391.4913048295 1320618.4565662823, 948567.2624691508 1320722.1769138572, 948606.564020905 1320911.0654919115, 948968.9169024013 1321073.9495048467, 949116.3931170237 1321376.6903051573, 949379.96099396 1321586.3162432595, 949486.0883142187 1321661.8009963552, 949601.4084129983 1321743.8203411512, 949984.83712143 1321755.5030867832, 950153.4491711084 1321758.8950191564, 950487.9480932901 1321772.7698153525, 950809.3280700217 1321782.8047440853, 951147.3915727984 1321792.8044386127, 951566.1690023001 1321986.5955412434, 951885.6653951104 1322141.365796407, 952091.2278380195 1322239.8728526644, 952416.1319676938 1322405.0648062644, 952825.1549388824 1322603.5224027706, 952969.9998560811 1322669.4274277273, 953210.1856159947 1322781.8471780526, 953432.5569481635 1322891.096577126, 953559.083700383 1323180.901366874, 953678.4258508973 1323461.8626864671, 953765.9602413898 1323657.5288855978, 953941.6490200772 1324075.5042237034, 954062.5612074117 1324339.3192862368, 954182.1638984149 1324620.9996405514, 954287.2318175831 1324857.2257287581, 954383.7201948962 1325080.229117346, 954486.4351303522 1325316.5656964593, 954295.4904675169 1325551.5146570974, 954134.6855835902 1325749.1003288475, 953913.5939169214 1326022.4330836718, 953700.8383442166 1326286.8669321188, 953472.3518769755 1326565.3217517661, 953259.2999850288 1326830.328160028, 953006.8746702455 1327143.3248095799, 952741.0780589588 1327470.3671276295, 952582.0776321493 1327666.0743757323, 952401.8601316779 1327889.9779442989, 952267.3368495251 1328055.2101336012, 952046.5732444923 1328327.6630842178, 951841.4523613941 1328582.8787705707, 951538.264651846 1328953.9960088285, 951579.9562617119 1329237.6630804366, 951625.7609889572 1329588.712685108, 951672.0865573457 1329943.418305147, 951717.6785866781 1330298.102335752, 951765.6405110848 1330651.0709097674, 951813.7343463292 1331013.931670742, 951862.5602177152 1331386.682617737, 951903.259292051 1331677.2895429346, 951958.1221924119 1332056.8182830806, 952005.1039982617 1332415.2851781547, 952044.2511288123 1332691.900347899, 952084.2895316569 1333005.4604079258, 952128.9340026355 1333344.103025002, 952178.1773154112 1333727.0199851217, 952208.9963746448 1333953.463607112, 952133.7597604641 1334196.507070627) | line | [10 empty] | 3 | 1 |  |  | 879 | 881 | 1 | FALSE | FALSE | 1 | TRUE | TRUE | 879 | 881 | 924056.8539 | 1311415.6882 | 952133.7598 | 1334196.5071 | 879 | 924056.8539 | 1311415.6882 | 881 | 952133.7598 | 1334196.5071
VN | 549153423 | LINEVN0773a | 220 | 56.9879 | [5 empty] | 50 | 6 cables - 2 systems | LINESTRING (951985.1803142448 1394204.0095280288, 951866.4363188564 1394278.323806597, 951738.1046558658 1394034.9488977906, 951564.8384298484 1393926.2661804217, 951240.0490030514 1393720.1256470333, 951027.3524198639 1393579.8238408335, 950964.4235789918 1393544.669562736, 950689.0613406856 1393371.6828394013, 950372.3813182076 1393169.3099143622, 950094.1503746668 1392992.0729138092, 949782.9208460359 1392795.1725424537, 949571.5511284356 1392657.0137440392, 949271.4115899731 1392618.9212774464, 948852.5785861593 1392567.7809245123, 948468.9032450311 1392519.3829487208, 948100.0873126416 1392473.5406685795, 947733.033813961 1392427.154580484, 947350.8323553371 1392377.9199583437, 946962.3703731555 1392330.6883889185, 946611.139599331 1392287.9910644868, 946395.7107104022 1392072.1570435655, 946139.748289199 1391814.0400163012, 945885.7672542199 1391559.8713803242, 945631.3618554266 1391304.691019017, 945381.5848102176 1391052.0477580405, 945120.0014663171 1390788.6256343613, 944883.1258343427 1390551.1352526764, 944603.8240100315 1390270.1726183542, 944351.5326513851 1390018.3701805717, 944118.4401551832 1389781.2262929596, 943888.2752670394 1389552.4126230762, 943672.6929985017 1389334.7037448697, 943607.4389171959 1389040.078227063, 943526.0787242607 1388681.0576908826, 943447.6783524887 1388329.035165218, 943368.4348356382 1387974.9717325312, 943288.1667002909 1387620.7382229813, 943208.3756017429 1387263.6084171848, 943135.4246598845 1386935.9087982238, 943062.1521040659 1386610.511012513, 942979.9041120547 1386241.1399580797, 942924.9151671176 1385999.0518403787, 942863.4438868687 1385722.3079969012, 942786.6350511654 1385378.998635882, 942712.2316120365 1385031.3702980923, 942952.6642934901 1384843.4689339316, 943185.3305664561 1384667.0563013954, 943505.310319829 1384417.9560053598, 943817.3097597965 1384175.995955249, 944151.1247240838 1383921.3034093797, 944192.3441254722 1383617.3929310788, 944240.4750429892 1383263.0565831682, 944290.763497941 1382900.9040619286, 944337.4776456053 1382562.7982935929, 944387.7853178208 1382200.069141275, 944440.2450553987 1381811.5191478531, 944494.5080174105 1381428.939109157, 944539.632474552 1381108.357995356, 944709.8294920316 1380854.3070134213, 944919.5515921649 1380538.4372997202, 945088.8586463125 1380285.237457371, 945297.6492619156 1379973.6994577635, 945532.4487488798 1379624.2254160345, 945658.4874042957 1379429.582663272, 945876.063829755 1379098.7234052916, 945986.7110376798 1378935.7837637484, 946224.9434885941 1378630.2000133717, 946442.424240836 1378362.6228240689, 946465.912571799 1378261.3534544723, 946483.7804282416 1378183.223975891, 946523.0106962365 1378008.1382019552, 946848.5320237938 1377823.2537410597, 947193.8504595482 1377624.7306129376, 947496.9533814215 1377453.4399667152, 947828.9936958936 1377263.7185093071, 948140.8243345767 1377086.0259538318, 948497.1329093571 1376886.3745191488, 948845.5976703048 1376684.863418458, 949125.5795065248 1376526.140943528, 949441.4214049557 1375932.1975413747, 949530.0333885921 1375759.3173452376, 949566.9996643416 1375693.9562935063, 949614.7208937737 1375604.8140556633, 949929.4462728977 1375017.0722050609, 950082.693714466 1374730.1774704673, 950232.6417235897 1374448.1651199826, 950363.2858552786 1374205.0570399906, 950642.3653473404 1374078.4110850878, 951010.9610624053 1373910.1633086577, 951379.51207186 1373745.8429854945, 951656.386246742 1373780.357974649, 951972.5427019624 1373826.5314238816, 952337.8651626852 1373878.8533506796, 952583.0281631853 1373913.171301558, 952896.2966309024 1373957.281614907, 953190.3502298405 1373995.8617827136, 953387.8069877084 1374024.8065449419, 953907.6259634447 1373721.8563526433, 954325.1437104456 1373475.5413648128, 954662.5915646305 1373282.8811239295, 955014.8549584066 1373078.5363119747, 955471.2638400615 1372813.382314291, 955625.5102364647 1372727.5006581764, 955685.2851859299 1372598.30077128, 955786.9226777628 1372372.1625434556, 955914.1413746795 1372089.9219101947, 956150.5436320119 1371576.127974084, 956080.0218736964 1371207.5432838474, 955980.1677038695 1370751.9245035416, 955929.8901440809 1370509.1526036724, 955999.2438589012 1370057.9199347673, 956035.563982576 1369830.732564354, 956112.8668603677 1369301.4651058386, 956164.6729889615 1368980.6830133155, 956207.4767030438 1368712.6157766504, 956100.1423532602 1368452.6620297695, 955896.2263632999 1368068.442471201, 955879.2304856001 1367921.6054723428, 955834.7253387347 1367440.0825963845, 955795.6402957723 1367022.2674853038, 955757.0773148746 1366552.7362452182, 955587.5961442145 1366339.4396246762, 955384.4145310058 1366074.4925543726, 955091.4290645432 1365699.175972413, 954758.535054306 1365069.8884576245, 954580.2418713772 1364726.8731031776, 953971.484275992 1364327.7675634057, 953543.4982889486 1364236.0292972557, 953247.744838492 1364058.0053576273, 952900.1780599102 1363941.9814332728, 952580.0001206718 1363723.0189706692, 952317.5872543408 1363541.5666363908, 952181.3501082158 1363284.4922023234, 951967.6482184554 1362882.8284993388, 951818.244288448 1362597.5145835564, 951738.7142720466 1362445.4759125547, 951533.0175728574 1362310.969334686, 951297.4867750057 1362157.5441094365, 951099.5861250694 1362019.9580800373, 951110.9498226484 1361975.2412404558) | line | [10 empty] | 6 | 2 |  |  | 882 | 883 | 1 | FALSE | FALSE | 2 | FALSE | FALSE | [6 empty] | 882 | 951985.1803 | 1394204.0095 | 883 | 951110.9498 | 1361975.2412
VN | 549153423 | LINEVN0773b | 220 | 56.9879 | [5 empty] | 50 | 6 cables - 2 systems | LINESTRING (951985.1803142448 1394204.0095280288, 951866.4363188564 1394278.323806597, 951738.1046558658 1394034.9488977906, 951564.8384298484 1393926.2661804217, 951240.0490030514 1393720.1256470333, 951027.3524198639 1393579.8238408335, 950964.4235789918 1393544.669562736, 950689.0613406856 1393371.6828394013, 950372.3813182076 1393169.3099143622, 950094.1503746668 1392992.0729138092, 949782.9208460359 1392795.1725424537, 949571.5511284356 1392657.0137440392, 949271.4115899731 1392618.9212774464, 948852.5785861593 1392567.7809245123, 948468.9032450311 1392519.3829487208, 948100.0873126416 1392473.5406685795, 947733.033813961 1392427.154580484, 947350.8323553371 1392377.9199583437, 946962.3703731555 1392330.6883889185, 946611.139599331 1392287.9910644868, 946395.7107104022 1392072.1570435655, 946139.748289199 1391814.0400163012, 945885.7672542199 1391559.8713803242, 945631.3618554266 1391304.691019017, 945381.5848102176 1391052.0477580405, 945120.0014663171 1390788.6256343613, 944883.1258343427 1390551.1352526764, 944603.8240100315 1390270.1726183542, 944351.5326513851 1390018.3701805717, 944118.4401551832 1389781.2262929596, 943888.2752670394 1389552.4126230762, 943672.6929985017 1389334.7037448697, 943607.4389171959 1389040.078227063, 943526.0787242607 1388681.0576908826, 943447.6783524887 1388329.035165218, 943368.4348356382 1387974.9717325312, 943288.1667002909 1387620.7382229813, 943208.3756017429 1387263.6084171848, 943135.4246598845 1386935.9087982238, 943062.1521040659 1386610.511012513, 942979.9041120547 1386241.1399580797, 942924.9151671176 1385999.0518403787, 942863.4438868687 1385722.3079969012, 942786.6350511654 1385378.998635882, 942712.2316120365 1385031.3702980923, 942952.6642934901 1384843.4689339316, 943185.3305664561 1384667.0563013954, 943505.310319829 1384417.9560053598, 943817.3097597965 1384175.995955249, 944151.1247240838 1383921.3034093797, 944192.3441254722 1383617.3929310788, 944240.4750429892 1383263.0565831682, 944290.763497941 1382900.9040619286, 944337.4776456053 1382562.7982935929, 944387.7853178208 1382200.069141275, 944440.2450553987 1381811.5191478531, 944494.5080174105 1381428.939109157, 944539.632474552 1381108.357995356, 944709.8294920316 1380854.3070134213, 944919.5515921649 1380538.4372997202, 945088.8586463125 1380285.237457371, 945297.6492619156 1379973.6994577635, 945532.4487488798 1379624.2254160345, 945658.4874042957 1379429.582663272, 945876.063829755 1379098.7234052916, 945986.7110376798 1378935.7837637484, 946224.9434885941 1378630.2000133717, 946442.424240836 1378362.6228240689, 946465.912571799 1378261.3534544723, 946483.7804282416 1378183.223975891, 946523.0106962365 1378008.1382019552, 946848.5320237938 1377823.2537410597, 947193.8504595482 1377624.7306129376, 947496.9533814215 1377453.4399667152, 947828.9936958936 1377263.7185093071, 948140.8243345767 1377086.0259538318, 948497.1329093571 1376886.3745191488, 948845.5976703048 1376684.863418458, 949125.5795065248 1376526.140943528, 949441.4214049557 1375932.1975413747, 949530.0333885921 1375759.3173452376, 949566.9996643416 1375693.9562935063, 949614.7208937737 1375604.8140556633, 949929.4462728977 1375017.0722050609, 950082.693714466 1374730.1774704673, 950232.6417235897 1374448.1651199826, 950363.2858552786 1374205.0570399906, 950642.3653473404 1374078.4110850878, 951010.9610624053 1373910.1633086577, 951379.51207186 1373745.8429854945, 951656.386246742 1373780.357974649, 951972.5427019624 1373826.5314238816, 952337.8651626852 1373878.8533506796, 952583.0281631853 1373913.171301558, 952896.2966309024 1373957.281614907, 953190.3502298405 1373995.8617827136, 953387.8069877084 1374024.8065449419, 953907.6259634447 1373721.8563526433, 954325.1437104456 1373475.5413648128, 954662.5915646305 1373282.8811239295, 955014.8549584066 1373078.5363119747, 955471.2638400615 1372813.382314291, 955625.5102364647 1372727.5006581764, 955685.2851859299 1372598.30077128, 955786.9226777628 1372372.1625434556, 955914.1413746795 1372089.9219101947, 956150.5436320119 1371576.127974084, 956080.0218736964 1371207.5432838474, 955980.1677038695 1370751.9245035416, 955929.8901440809 1370509.1526036724, 955999.2438589012 1370057.9199347673, 956035.563982576 1369830.732564354, 956112.8668603677 1369301.4651058386, 956164.6729889615 1368980.6830133155, 956207.4767030438 1368712.6157766504, 956100.1423532602 1368452.6620297695, 955896.2263632999 1368068.442471201, 955879.2304856001 1367921.6054723428, 955834.7253387347 1367440.0825963845, 955795.6402957723 1367022.2674853038, 955757.0773148746 1366552.7362452182, 955587.5961442145 1366339.4396246762, 955384.4145310058 1366074.4925543726, 955091.4290645432 1365699.175972413, 954758.535054306 1365069.8884576245, 954580.2418713772 1364726.8731031776, 953971.484275992 1364327.7675634057, 953543.4982889486 1364236.0292972557, 953247.744838492 1364058.0053576273, 952900.1780599102 1363941.9814332728, 952580.0001206718 1363723.0189706692, 952317.5872543408 1363541.5666363908, 952181.3501082158 1363284.4922023234, 951967.6482184554 1362882.8284993388, 951818.244288448 1362597.5145835564, 951738.7142720466 1362445.4759125547, 951533.0175728574 1362310.969334686, 951297.4867750057 1362157.5441094365, 951099.5861250694 1362019.9580800373, 951110.9498226484 1361975.2412404558) | line | [10 empty] | 6 | 2 |  |  | 882 | 883 | 1 | FALSE | FALSE | 2 | FALSE | FALSE | [6 empty] | 882 | 951985.1803 | 1394204.0095 | 883 | 951110.9498 | 1361975.2412
VN | 549193694 | LINEVN0774 | 220 | 176.2266 | [5 empty] | 50 |  | LINESTRING (851990.809377838 1435033.8249854716, 852004.1354966288 1435105.8583737207, 852117.987254817 1435278.9357341977, 852286.1786017227 1435526.0095706184, 852635.6507458196 1435539.4314665538, 852819.9937160274 1435547.5735751083, 852976.2698036712 1435471.0996957258, 853223.4701366313 1435348.0242967533, 853641.6113843855 1435141.4336923363, 853987.6497692013 1434968.6624088024, 854126.6354228968 1434900.9444584341, 854276.7937153094 1434825.2729040238, 854716.3698633038 1434607.3824365858, 855070.6113913644 1434432.4001936438, 855520.7696355684 1434208.86175195, 855889.988941435 1434025.8273066564, 856113.8920683835 1433915.6423238611, 856572.4365485068 1433686.9961098563, 856876.8402665518 1433538.0299512693, 857107.2162393844 1433422.8610540917, 857436.4472661989 1433258.2906313622, 857683.676039976 1433136.6852900123, 857992.8030520383 1432984.0119411726, 858352.0998461808 1432805.0720385737, 858588.1868012059 1432688.8229831667, 858847.4671611637 1432560.4247551253, 859262.4535018639 1432357.733613734, 859561.090225351 1432206.2445405691, 860069.4031157861 1431954.8247567741, 860444.9089376866 1431770.1668094685, 860733.3003731724 1431628.9777576865, 861684.9679927916 1431161.0776869685, 862232.9021116056 1430892.091861348, 862510.1062865339 1430755.5450230215, 862723.0659465436 1430650.3082655482, 863053.3594624794 1430488.6813195052, 863361.6430230497 1430338.6335399095, 863629.7448535097 1430208.6335896372, 864001.0684506949 1430029.883179943, 864336.0825464047 1429865.1390394398, 864796.6626388889 1429638.6254265811, 865051.576005144 1429514.5332088033, 865373.9747760284 1429357.4535908778, 865833.9769973684 1429131.8091873915, 866141.1118131945 1428982.6332704085, 866565.8969420649 1428776.795655976, 866907.4039016203 1428608.681566366, 867261.4860069181 1428437.5460958362, 867551.0070522128 1428299.4487807478, 867849.6638722927 1428154.517461982, 868053.8165584949 1427815.7247071746, 868231.6878061912 1427525.1065460206, 868433.2521411082 1427195.2532858409, 868702.5059627087 1426751.4383285842, 868910.1983575887 1426410.9431864568, 869058.1690184363 1426166.6908978387, 869288.78412582 1425791.4374959313, 869442.909965155 1425534.228105567, 869671.9493504432 1425156.339937147, 869881.7589621481 1424811.7973594537, 870078.1590792551 1424478.8090661627, 870274.2708593038 1424266.1712504881, 870495.1603391515 1424020.550535866, 870777.6460460266 1423704.1937744464, 870995.8980917339 1423460.5559619067, 871253.686320675 1423171.2476512745, 871512.0590422028 1422882.5131047599, 871702.2397763944 1422667.9063203281, 872332.7072232103 1421959.5576354137, 872565.6295745817 1421700.3224751886, 872822.7250113633 1421410.6896911424, 873857.4585933543 1420260.6507063443, 874103.105511494 1419989.26037795, 874279.2142704182 1419794.8796546431, 874493.0294738215 1419789.0416946965, 874866.0749428455 1419783.0211056843, 875194.4741464083 1419778.4345720103, 875901.8000892539 1419765.0321512818, 876331.1958353759 1419753.7050076174, 876771.9130690707 1419746.3034691587, 877264.6579114341 1419730.6246120194, 877648.2277914782 1419723.0539559587, 878018.0413973045 1419719.058561426, 878492.4385459629 1419701.9898824329, 878918.6365901133 1419690.9464624568, 879246.5527508347 1419680.616821154, 879763.1728388404 1419668.484039854, 880114.96871827 1419660.5156878175, 880486.3308728087 1419651.3550301932, 880936.4547335666 1419639.8025848675, 881325.8790930915 1419589.1735028322, 881832.1776767401 1419522.4707963185, 882230.6500500462 1419471.4005344764, 882536.5324402207 1419431.535324665, 883048.9749359097 1419364.061510489, 883304.0288284081 1419330.7550518783, 883632.7397938089 1419284.5433137938, 883991.5081801701 1419238.159866109, 884350.2480812531 1419193.2427881532, 884807.555213144 1419128.5212386877, 885109.9602861017 1419088.0469074242, 885490.9318855174 1419039.2496266486, 885888.8459582645 1418988.9398274126, 886280.7017679429 1418935.0393852943, 886622.2626090662 1418888.0619437941, 886987.5335844962 1418836.8840105773, 887270.8367586688 1418828.6207914106, 887715.8631706529 1418810.1433839751, 887994.5369279832 1418799.5185814977, 888403.3497662216 1418784.0184993192, 888930.6357681407 1418765.2485296936, 889344.417679836 1418750.1299296655, 889614.023782198 1418741.4225111455, 890133.4548557498 1418721.9781131682, 890548.1168445058 1418706.6009667818, 890989.0459612862 1418690.1446765377, 891399.4692308092 1418675.7289727922, 891905.4959809105 1418656.1404012828, 892858.1104943854 1418622.3840420924, 893188.1462052346 1418611.3659487888, 893425.2425246906 1418593.2406447604, 893770.9458227374 1418567.091164146, 894049.8004026515 1418545.2138762309, 894427.9093969828 1418517.7769076524, 894825.5539863701 1418490.9191327218, 895244.8005430112 1418462.3324233238, 895909.0880100606 1418411.4258297505, 896269.4079391991 1418384.6366784966, 896612.9288646064 1418359.3539963164, 897004.9249085843 1418330.7060347043, 897556.7836339705 1418289.835522289, 897939.711134722 1418263.8195458755, 898101.6148261607 1418251.7677615543, 898359.2177452731 1418043.8514529155, 898687.0427940714 1417779.54436555, 898964.2774168174 1417556.0970679098, 899195.8126931177 1417366.6524759806, 899666.8503617917 1416981.9179975477, 899905.2833449872 1416789.9484674858, 900165.2581901364 1416580.9002476549, 900356.3913316538 1416423.7747117956, 900583.7567330269 1416241.3578599673, 900997.2660921642 1415904.6398662182, 901451.507507755 1415535.1736146356, 901761.481854032 1415279.1524783326, 901952.8958059851 1415123.4773353015, 902231.5909291371 1414903.6808595296, 902593.7563577492 1414609.7031027607, 902891.7284539999 1414368.4438143726, 903129.0571428329 1414175.5865672047, 903378.3349814217 1413974.213593988, 903689.1032478327 1413807.922844207, 903906.7276860066 1413697.2579525285, 904103.3232651763 1413589.1956406536, 904569.4933368736 1413339.336686799, 904963.0457180183 1413129.3084974117, 905275.395400619 1412965.800845521, 905443.5927546404 1412683.092608049, 905653.7831943879 1412330.1083160979, 905794.1954930926 1412092.5140959371, 906021.1954804743 1411708.1659978342, 906264.7487731731 1411299.5429162937, 906492.5090998515 1410913.7431499225, 906671.9360288128 1410611.8921380797, 906822.9493572924 1410358.34868364, 906987.9116457559 1410079.196043935, 907269.8482443702 1409782.1494999107, 907576.5426922182 1409458.653579233, 907856.3029270673 1409161.7219528586, 908337.4064080187 1408654.433712474, 908696.8797911666 1408274.7091701783, 908966.8556027294 1407990.0968399395, 909217.413252119 1407726.6599298525, 909444.4577370207 1407485.3474207164, 909601.0721540865 1407320.8805947287, 909774.2889274214 1407199.4222385131, 910140.9191360931 1406942.459529799, 910372.307840295 1406785.1639594259, 910895.3125254696 1406422.4325816538, 911135.8731583909 1406256.8622210938, 911396.8284945143 1406073.3253403867, 911696.9922374291 1405863.673095549, 911823.3097603625 1405847.5240266828, 912203.9541799848 1405783.9100469125, 912724.8661815305 1405708.270862255, 913007.2283048147 1405659.3145122891, 913408.269474972 1405598.3179758787, 914206.9596309527 1405490.2219950752, 914542.4786766974 1405439.7410227398, 914854.6167783566 1405202.0153762938, 914837.4557788091 1405068.3454594933, 914824.9888677015 1404913.5867440565, 914803.1098826486 1404444.440079966, 914772.79099995 1403962.8458952354, 914755.2048699679 1403579.1691748076, 914843.6906146735 1403366.5604947435, 914995.3287873291 1403017.9775061803, 915054.800204435 1402873.9695430088, 915028.0831839067 1402425.466358327, 914995.2336530547 1402006.875879076, 914959.6352845065 1401606.3776259457, 914921.0246056027 1401172.7528418645, 914893.0982869428 1400826.3089884748, 914872.6469526914 1400607.308008524, 914835.5341151613 1400230.1080870985, 914798.7512355109 1399809.988784482, 915165.0614480127 1399544.9872992167, 915376.5308032592 1399387.8035009329, 915686.0786540378 1399172.0168019587, 915920.9160272899 1399004.1602401042, 915974.0549133822 1398854.5275485984, 916111.2792361176 1398494.2139753622, 916282.4169787248 1398051.7154012623, 916415.785982979 1397676.2494058653, 916535.4596923748 1397368.7557188482, 916679.2679022804 1396989.086109423, 917163.30186157 1396713.0263306003, 917233.7536611322 1396667.6411812927, 917871.6527430813 1396313.3338037196, 918036.9277859794 1395923.9484371557, 918298.1337015056 1395325.3293641293, 918373.7096058442 1395109.8565817347, 918563.0318517524 1394744.1758533434, 919074.2621349724 1394638.8174875895, 919444.0773068066 1394559.6731530386, 919721.1870774955 1394499.6294972475, 919842.8510808764 1394387.535275689, 920208.9010148768 1394069.2694013813, 920399.6296734206 1393896.9669607729, 920762.9469271991 1393576.624745839, 921149.2128516575 1393245.1624469068, 921256.3647492728 1393147.0663357563, 921783.4211033825 1392695.2311952438, 922361.5564403629 1392187.5610548754, 922690.6302077584 1391677.3552130759, 923002.2044619826 1391442.5711858964, 923499.4438398702 1391193.6894622638, 924281.373091761 1390969.9387017533, 924523.1822124016 1390773.5788548929, 924606.5248997512 1390707.4903165204, 924681.5502558129 1390650.85518426, 924760.8307055804 1390661.8967457728, 925311.6722227831 1390738.855955419, 925573.9048902163 1390702.4191076036, 925912.2016412918 1390656.9521048295, 926237.9484604447 1390650.7842660248, 926609.2461687918 1390645.2879841025, 927066.7411959164 1390637.0146560008, 927525.1161551469 1390629.0609287703, 927956.3247692757 1390621.8720266824, 928419.0943346827 1390613.122385176, 928838.8962106332 1390606.6403784833, 929244.7148981701 1390598.2143883822, 929617.4894201518 1390592.4903823186, 930087.5562013943 1390585.0406482688, 930543.6206706756 1390576.2239352074, 930935.6756399669 1390570.5186373582, 931342.075473683 1390563.2833841785, 931674.8578456315 1390556.406560924, 932080.6689966836 1390549.4720074001, 932410.1654804691 1390509.4648986044, 932880.3808279564 1390454.462540546, 933273.0762637195 1390407.2949623107, 933617.1761398644 1390367.8098467283, 934021.0025100657 1390318.7805947207, 934366.873350424 1390278.4659414957, 934747.6322185979 1390229.971796045, 935121.9153618118 1390184.277138514, 935491.1743775588 1390142.5899892305, 935787.3138529547 1390107.6205615238, 936152.530047844 1390063.551740018, 936495.782365788 1390023.7972100866, 936859.268379921 1389978.5462655884, 937268.989211326 1389928.2076974427, 937621.5712969041 1389889.1844588977, 937942.3029240188 1389851.4185757188, 938225.042611585 1389814.8150595482, 938392.6994242771 1389577.6385268366, 938600.9665063513 1389282.4395678143, 938772.6505164073 1389040.0924237159, 938984.9836231428 1388737.9941140458, 939171.9852375968 1388468.0118652696, 939352.0112154977 1388215.6160361767, 939558.0267588285 1387925.6048714172, 939767.4383955814 1387624.6042911697, 939975.8852642509 1387328.522355268, 940252.7317488913 1386945.533053224, 940510.4416261144 1386572.1170676122, 940757.93971031 1386226.403962192, 940948.9779754663 1385962.8372723295, 941231.0021708282 1385576.1372028948, 941472.0308549644 1385244.105638611, 941732.191849198 1384884.4865081816, 941928.4208293847 1384615.9118782904, 942158.8479880807 1384299.826434237, 942397.2268077494 1383969.9058843444, 942611.2170452324 1383678.3792580236, 942816.0358405097 1383394.106311391, 943027.9641977998 1383103.2578936706, 943262.4785682615 1382779.2321575468, 943487.3734207675 1382473.1848169297, 943694.6187569473 1382183.7172273158, 943929.5643594433 1381860.8407224633, 944108.4089093958 1381614.184201222, 944318.60232489 1381323.5874181725, 944490.5665514825 1381087.5679592306, 944696.3446496228 1380780.6394233534, 944906.672977017 1380463.614763592, 945112.1622193786 1380157.5355965255, 945259.078516565 1379935.6424153654, 945526.4727015474 1379538.4665211686, 945729.0473010282 1379232.0543312463, 945932.1888755766 1378927.9680763974, 946109.9435559127 1378658.6235510972, 946603.1105305621 1378139.1803101457, 947026.8173376835 1377879.7380741048, 947402.9922415602 1377651.2056166625, 947623.6622646735 1377518.708194958, 947940.2747031617 1377324.6912491447, 948254.9268815692 1377135.1361868905, 948563.4169422691 1376946.9399748174, 948858.7816007875 1376767.1122878625, 949154.4176682398 1376589.0312744088, 949455.653148673 1376407.8348767033, 949583.812225787 1376117.0812617212, 949674.093430976 1375912.5734729192, 949707.0509070922 1375842.2275565737, 950119.3569572998 1374910.2380054605, 950270.4612743829 1374572.7745857679, 950414.3390954083 1374248.8469107975, 950689.2425800525 1374127.9352000568, 951112.2078554993 1373941.6526614036, 951429.0478292261 1373803.1045508182, 951723.0659174733 1373843.852427864, 952132.6949111924 1373904.257645686, 952446.5875835877 1373945.3235500166, 952888.4990564899 1374007.1202976706, 953205.0936211295 1374053.1712985174, 953396.6277643021 1374077.5109720887, 953572.1400290569 1373976.565835913, 953846.2045838966 1373817.612451555, 954096.3676426122 1373672.811114888, 954370.8564557174 1373515.0426785669, 954716.3434380977 1373313.6388500894, 955033.0707793958 1373128.3514464323, 955458.4789825132 1372883.478739047, 955756.7537979765 1372710.6795904783, 955855.711308044 1372459.5183201202, 955991.0734345424 1372114.803282151, 956066.757241118 1371922.2305134775, 956212.8524958704 1371555.0308192335, 956163.0116233039 1371303.5489359193, 956141.4276697161 1371188.460644492, 956116.2608266865 1371059.9551927608, 956036.6388403056 1370711.852044997, 955990.5301180792 1370483.3711498606, 956067.0904785625 1370038.3608119814, 956104.4933732732 1369835.2955032366, 956204.558243003 1369233.7698728815, 956252.8388805841 1368971.022047693, 956291.8389723226 1368739.7957153067, 956332.6255031726 1368506.5681839078, 956227.3066298063 1368230.6677720768, 955953.8530303746 1367544.0779416545, 955941.5584739789 1366965.8625225078, 955934.3388565525 1366586.3109525244, 955828.4146143664 1366460.2924531132, 955423.4488051017 1365972.2517244793, 955186.0024979447 1365681.1263851444, 955108.4816056697 1365506.2377209654, 954926.0428242497 1365100.9731030483, 954722.3966027723 1364639.4546512093, 954421.139895421 1364427.4564473263, 954000.014412671 1364241.6280846656, 953492.7963427734 1364165.5231973683, 953264.8846634424 1364118.3214005388, 952899.2561133688 1363963.4657297828, 952524.1020192113 1363707.6283012768, 952302.055758925 1363553.2450710614, 952158.0959430858 1363284.431654223, 951925.7136132587 1362843.5406476741, 951809.2361514061 1362612.4873513083, 951741.7662735668 1362475.1594311215, 951520.8030895297 1362325.3050226527, 951318.8105041718 1362197.2440355897, 951175.0629579064 1362096.515596633, 951080.6978526784 1362030.8537158968, 951086.2741442489 1361963.3853469216) | line | [10 empty] | 3 |  |  |  | 884 | 885 | 1 | FALSE | FALSE | 1 | FALSE | FALSE | [6 empty] | 884 | 851990.8094 | 1435033.825 | 885 | 951086.2741 | 1361963.3853
VN | 549197474 | LINEVN0775a | 220 | 28.2258 | [5 empty] | 50 | 6 cables - 2 systems | LINESTRING (944697.7442434913 1448548.8960292807, 944413.2918116563 1448405.9195377652, 944093.873610698 1448436.0943390613, 943764.7784701264 1448469.2981068122, 943318.1329487851 1448507.5577239206, 943048.9020963355 1448535.0734022332, 942933.2172542454 1448549.7142635328, 942440.3591992622 1448597.0864990437, 942060.4061655067 1448639.9219923264, 941706.5326145154 1448674.4790205264, 941193.0160494522 1448720.386492776, 940744.8346866324 1448672.9159178974, 940647.6117957507 1448664.4029029226, 939886.8826297654 1448584.123839356, 939615.4075713952 1448552.555318594, 939358.6904900167 1448527.8667973792, 939168.691000632 1448505.4237214162, 938591.8892462506 1448444.9231908424, 937966.6052287361 1448499.5362543734, 937707.5737544029 1448519.2939820078, 937375.2988031999 1448544.1168790064, 936905.1619614018 1448577.3242216152, 936522.3962021982 1448606.430417696, 936168.2188928472 1448633.9562857205, 935756.2672293799 1448665.790321062, 935383.1383127966 1448694.188792222, 935000.6810163202 1448722.3000256903, 934643.6031047241 1448749.6654567383, 934310.6035541868 1448775.3766656476, 933971.511776112 1448799.5541520375, 933587.7250085067 1448996.2338299963, 933300.6449494427 1449141.1445249773, 932985.9522231026 1449300.6868002696, 932655.7189521313 1449466.061288909, 932418.2750107263 1449588.5924664654, 932098.008454321 1449750.9471745724, 931749.8349826555 1449926.766190125, 931446.0692251795 1450078.3669742558, 931123.4827264344 1450241.269435456, 930841.4476140707 1450382.5081164895, 930598.2185022926 1450503.7951514386, 930270.900142347 1450671.263873444, 929968.0007654936 1450824.3417587548, 929650.9698748309 1450987.044047288, 929326.3853542618 1451148.765772591, 928880.6540129734 1451378.9615662761, 928519.9063768494 1451560.9637278307, 928284.488048909 1451482.5657860378, 927822.601995328 1451329.9741772444, 927441.89452986 1451205.0080867063, 927045.864192043 1451071.6951457602, 926644.5620485767 1450939.7590866622, 926235.7086333658 1450806.2604231567, 925821.3216568099 1450672.106612641, 925535.7213732417 1450577.316208604, 925263.4305951874 1450488.8215039643, 925142.6893561544 1450306.819968439, 924898.3805014833 1449935.5378707815, 924650.9644949809 1449558.1264245142, 924349.2830884829 1448872.601504054, 924268.836430708 1448712.6580149243, 924294.4604012314 1448507.4228341677, 924317.506954581 1448336.04462706, 924394.2576608154 1447745.6984359112, 924421.279681336 1447619.407404644, 924437.4362494585 1447592.1450416013) | line | [10 empty] | 6 | 2 |  |  | 886 | 887 | 1 | FALSE | FALSE | 2 | TRUE | FALSE | 886 |  | 944697.7442 | 1448548.896 |  |  | 886 | 944697.7442 | 1448548.896 | 887 | 924437.4362 | 1447592.145
VN | 549197474 | LINEVN0775b | 220 | 28.2258 | [5 empty] | 50 | 6 cables - 2 systems | LINESTRING (944697.7442434913 1448548.8960292807, 944413.2918116563 1448405.9195377652, 944093.873610698 1448436.0943390613, 943764.7784701264 1448469.2981068122, 943318.1329487851 1448507.5577239206, 943048.9020963355 1448535.0734022332, 942933.2172542454 1448549.7142635328, 942440.3591992622 1448597.0864990437, 942060.4061655067 1448639.9219923264, 941706.5326145154 1448674.4790205264, 941193.0160494522 1448720.386492776, 940744.8346866324 1448672.9159178974, 940647.6117957507 1448664.4029029226, 939886.8826297654 1448584.123839356, 939615.4075713952 1448552.555318594, 939358.6904900167 1448527.8667973792, 939168.691000632 1448505.4237214162, 938591.8892462506 1448444.9231908424, 937966.6052287361 1448499.5362543734, 937707.5737544029 1448519.2939820078, 937375.2988031999 1448544.1168790064, 936905.1619614018 1448577.3242216152, 936522.3962021982 1448606.430417696, 936168.2188928472 1448633.9562857205, 935756.2672293799 1448665.790321062, 935383.1383127966 1448694.188792222, 935000.6810163202 1448722.3000256903, 934643.6031047241 1448749.6654567383, 934310.6035541868 1448775.3766656476, 933971.511776112 1448799.5541520375, 933587.7250085067 1448996.2338299963, 933300.6449494427 1449141.1445249773, 932985.9522231026 1449300.6868002696, 932655.7189521313 1449466.061288909, 932418.2750107263 1449588.5924664654, 932098.008454321 1449750.9471745724, 931749.8349826555 1449926.766190125, 931446.0692251795 1450078.3669742558, 931123.4827264344 1450241.269435456, 930841.4476140707 1450382.5081164895, 930598.2185022926 1450503.7951514386, 930270.900142347 1450671.263873444, 929968.0007654936 1450824.3417587548, 929650.9698748309 1450987.044047288, 929326.3853542618 1451148.765772591, 928880.6540129734 1451378.9615662761, 928519.9063768494 1451560.9637278307, 928284.488048909 1451482.5657860378, 927822.601995328 1451329.9741772444, 927441.89452986 1451205.0080867063, 927045.864192043 1451071.6951457602, 926644.5620485767 1450939.7590866622, 926235.7086333658 1450806.2604231567, 925821.3216568099 1450672.106612641, 925535.7213732417 1450577.316208604, 925263.4305951874 1450488.8215039643, 925142.6893561544 1450306.819968439, 924898.3805014833 1449935.5378707815, 924650.9644949809 1449558.1264245142, 924349.2830884829 1448872.601504054, 924268.836430708 1448712.6580149243, 924294.4604012314 1448507.4228341677, 924317.506954581 1448336.04462706, 924394.2576608154 1447745.6984359112, 924421.279681336 1447619.407404644, 924437.4362494585 1447592.1450416013) | line | [10 empty] | 6 | 2 |  |  | 886 | 887 | 1 | FALSE | FALSE | 2 | TRUE | FALSE | 886 |  | 944697.7442 | 1448548.896 |  |  | 886 | 944697.7442 | 1448548.896 | 887 | 924437.4362 | 1447592.145
VN | 549221602 | LINEVN0776 | 110 | 29.7154 | [5 empty] | 50 |  | LINESTRING (964062.140661974 1458752.5515697005, 964079.3848053957 1458861.171013285, 964111.1910234432 1459055.9074282544, 964170.8268218667 1459421.5808042034, 964205.8321435514 1459663.72618896, 964236.0922035333 1459873.0757826928, 964153.7072341307 1459998.6722619776, 963975.5352687599 1460250.7901167623, 963784.2244808115 1460522.2466228388, 963588.4929726813 1460804.6179450129, 963478.894979122 1460963.197718927, 963305.1526345304 1461212.996112723, 963194.4120383417 1461375.0276287477, 963096.0427237112 1461511.929798275, 963015.4327703693 1461731.608863496, 962921.4834920727 1461989.9966618994, 962854.1810182208 1462176.799208707, 962727.6371499851 1462500.8149928267, 962643.6312486643 1462722.9529342435, 962523.6635616072 1463054.6655278455, 962443.4183464256 1463283.2326162474, 962376.5271578506 1463471.6272588137, 962293.7456152068 1463699.2747840944, 962232.160800786 1463871.5464628276, 962165.2184825123 1464076.441302144, 962084.6378389015 1464379.779444397, 962003.8296635281 1464649.9443383894, 961926.7697581812 1464922.7123674813, 961845.2075514571 1465202.7891903368, 961763.5766540123 1465478.6505549897, 961693.6338489167 1465718.9578534109, 961600.1586032182 1466031.3901794204, 961524.0621889562 1466318.6010495154, 961432.2406626082 1466613.1402174702, 961339.5382884075 1466918.6317065703, 961209.9255375918 1467351.4566896132, 961118.6107914349 1467674.4815334554, 961021.5870467594 1467990.8770871663, 960928.5806213896 1468306.187456372, 960879.6047571974 1468472.2284513887, 960829.9396899927 1468636.0175411038, 960805.8178038187 1468858.9052209007, 960779.0249902431 1469153.1083885324, 960750.3231293685 1469392.9292110754, 960730.9441304584 1469572.6705700455, 960670.4359531652 1470148.349579337, 960631.0901887582 1470558.7893053675, 960602.5419818647 1470601.5738578406, 960351.0276499412 1470973.4975525062, 960042.1799889077 1471419.276158894, 959753.6880703546 1471841.9366623217, 959458.1671525339 1471940.4019259878, 959009.122821047 1472089.1320935292, 958763.82119377 1472167.2435976241, 958599.273684297 1472222.543453769, 958389.5024543114 1472288.5642671594, 958173.1204871389 1472524.5825485135, 957869.5399438827 1472841.7132803306, 957698.2573893801 1473022.9527302713, 957397.8834829226 1473342.4905900601, 957141.6041066635 1473604.1603912334, 956801.1489322733 1474045.8876026792, 956411.9575674483 1474553.944963189, 956261.0802444231 1474759.4961331573, 956216.8300051091 1475213.7494270669, 956103.1577984254 1475974.633737242, 956039.1279619936 1476383.5298304702, 955966.08509342 1476792.405885479, 955948.454030779 1477156.6121765391, 955935.1489237028 1477431.5036886716, 955918.8377436046 1477723.5320952884, 955420.6261067599 1478334.4238430043, 955372.245137693 1478559.628845089, 955418.6323276365 1478675.5956339305, 955649.678733147 1479254.2645236056, 955938.303270784 1479982.4981999514, 956093.1901903247 1480379.4218706093) | line | [10 empty] | 3 |  |  |  | 888 | 889 | 1 | FALSE | FALSE | 1 | TRUE | FALSE | 888 |  | 964062.1407 | 1458752.5516 |  |  | 888 | 964062.1407 | 1458752.5516 | 889 | 956093.1902 | 1480379.4219
VN | 549221603 | LINEVN0777 | 220 | 57.4698 | [5 empty] | 50 |  | LINESTRING (956123.5867686146 1450694.531113224, 956052.4815494725 1450710.5904552012, 956165.1465524333 1450903.8019254871, 956254.4614670302 1450950.198653285, 956495.5996009815 1451079.6520258323, 956751.1184978774 1451221.3683358438, 957125.9224136756 1451429.2498979156, 957353.1776537459 1451769.9580041503, 957533.4214567007 1452044.6923256025, 957712.171090198 1452321.4333576309, 957883.19645786 1452580.8152766414, 958052.6956814625 1452843.4894295589, 958231.7994042523 1453115.896469606, 958453.930017468 1453464.7654082568, 958820.3471416392 1453536.5250445828, 959160.0342891058 1453602.6294068976, 959514.4289489745 1453669.2628925072, 959817.6234745423 1453729.8395223636, 960130.9151940364 1453787.8286297994, 960448.8156134604 1453849.6697229217, 960762.092153021 1453908.5426966797, 961098.8729980222 1453974.1814400447, 961351.4444391908 1454019.5735869356, 961497.2669552995 1454258.2739155206, 961665.2591649336 1454529.787196583, 961833.6178521619 1454797.3942589276, 961994.7455624244 1455061.1107528633, 962122.4891918423 1455264.6025303884, 962205.0963002454 1455516.7023330787, 962304.42006488 1455822.5378172202, 962406.4069534604 1456126.2349381286, 962507.3530164494 1456431.512530369, 962600.6935812517 1456720.4382227033, 962701.4013953316 1457038.7444287718, 962775.194187605 1457259.837781701, 962867.5005140458 1457540.0545941791, 962990.147479242 1457905.3577210389, 963090.9310079087 1458218.4355625536, 963195.6681808087 1458539.1117597101, 963283.5257099762 1458823.294163703, 963361.285246127 1459049.9494828386, 963462.77866129 1459372.3038467302, 963381.2065774688 1459669.374688261, 963295.3993597036 1460001.4279267048, 963174.1215413078 1460474.0496504374, 963064.3914862522 1460883.7666782327, 962993.9077766231 1461146.9462016746, 962892.2847471993 1461500.5755304939, 962782.8041053561 1461930.9446103629, 962724.7901841085 1462163.2400862123, 962595.4230717162 1462614.2514633301, 962420.2688578553 1463153.388604435, 962334.8741462983 1463376.2233198758, 962236.339037848 1463668.9097225526, 962092.6239273013 1464056.241972216, 962021.4142619715 1464336.3515828825, 961930.2312731046 1464651.153033214, 961832.0597750319 1464973.8086314632, 961748.3329020971 1465270.0504424355, 961638.2811347418 1465623.764729342, 961522.3195599422 1466016.4577119949, 961462.1946561232 1466227.1008033166, 961372.9150958362 1466541.478208172, 961271.0570784112 1466876.2011719795, 961142.9148843146 1467299.935606141, 961037.2644410247 1467669.3256578324, 960943.9353793577 1467981.891691656, 960844.1073847127 1468317.6347455238, 960758.4400764274 1468608.4510528287, 960727.1922663948 1468895.1371692105, 960695.4474870836 1469244.7698574888, 960658.7571529929 1469671.0353786096, 960594.8350106655 1470224.6542605832, 960575.35677735 1470495.5937385554, 960255.0174025815 1470845.9293193314, 960040.4489154052 1471076.4830900829, 959760.0267350439 1471375.9678651597, 959656.9579295325 1471492.037897996, 959055.1854046464 1471792.2671641991, 958585.1759791581 1472037.146530956, 958410.0600025425 1472125.070037416, 958050.7355890786 1472509.1863298106, 957739.0943120702 1472831.0050057636, 957427.4604865939 1473152.813989797, 957099.8618042282 1473489.1131335646, 956648.041212202 1473961.6666167732, 956416.8877726955 1474202.6293498396, 956248.9927211208 1474587.6562378595, 956180.684109546 1474751.0486314201, 956069.2992660045 1475436.733229857, 956028.6117975239 1475715.341558125, 956050.5976308357 1475982.2815578082, 956028.1160465506 1476156.7180704472, 955989.8693163954 1476385.4450333142, 955917.9459949613 1476814.1670044707, 955889.3399749158 1477453.5923257472, 955874.7490353487 1477669.823493703, 955404.9967385983 1478311.581933317, 955325.1128399462 1478582.41604306, 955352.820860354 1478692.1334952626, 955404.9404418746 1478924.6864602808, 955577.1273209894 1479419.1457141282, 955761.5784615821 1479961.9870236989, 955902.2764520363 1480371.697267412, 955941.3725681312 1480487.5318845876, 955714.827527017 1481094.4187102865, 955559.2271624745 1481527.714917341, 955492.3966381891 1481716.4110219704, 955397.15472859 1481991.284301729, 955396.4516509476 1482452.3726107455, 955397.1695622934 1482701.3759295486, 955394.2342091708 1483036.8442389546, 955392.8380178248 1483350.0389284294, 955397.3325623218 1483881.65324962, 955396.8144480665 1484057.570730184, 955392.844421406 1484538.963611711, 955387.010362892 1485001.518033255, 955386.240913131 1485362.88329177, 955386.4718453751 1485614.4516117794, 955389.037634406 1486104.8276024947, 955387.0873143144 1486440.9234871103, 955387.0352176105 1486854.0648164027, 955344.1568193778 1487055.2751997227, 955293.5607521723 1487307.407536305, 955223.8005739743 1487641.9699174555, 955093.2466768596 1488276.12805971, 955033.2899205475 1488561.0120223379, 954987.0875757965 1488803.803883418, 954998.8970186585 1489037.3169302444, 955011.6620577003 1489257.395496355, 955045.4534254267 1489968.1650655183, 955057.6301478047 1490188.8106838246, 955082.0757732649 1490615.0339094792, 955093.0055121284 1490801.8038841786, 955061.946816032 1491001.0190909414, 955040.5400199157 1491197.5049324147, 955022.3831896484 1491356.8649104366, 954951.4119999722 1491894.1882342538) | line | [10 empty] | 3 |  |  |  | 890 | 891 | 1 | FALSE | FALSE | 1 | FALSE | TRUE |  | 891 |  |  | 954951.412 | 1491894.1882 | 890 | 956123.5868 | 1450694.5311 | 891 | 954951.412 | 1491894.1882
VN | 549296363 | LINEVN0778 | 220 | 49.9879 | [5 empty] | 50 |  | LINESTRING (954951.4119999722 1491894.1882342538, 955415.0880733893 1492446.135366642, 955714.2829274801 1492721.1335271073, 955898.7194598475 1492881.2159137225, 955996.2355091883 1492974.727716961, 956069.0195362701 1492948.496841863, 956597.8931485813 1492773.312858965, 956998.8692368113 1492638.7553574888, 957091.8410564724 1492606.9407069546, 957342.516051528 1492774.25063231, 957448.2528480194 1492855.3241646138, 957646.8163887688 1493022.75127135, 957871.8901201244 1493205.3859827796, 957938.9708602743 1493451.2505995822, 957828.0056579639 1493742.0658304885, 957688.5032156438 1494050.3097696928, 957543.0284166201 1494367.7102550515, 957310.8599538506 1494749.8544461671, 957018.7156257709 1495251.2740990324, 956758.1657688359 1495693.6436437774, 956752.1266394838 1496010.5372079227, 956750.3650867755 1496400.3719869065, 956745.8370140949 1496629.3538353858, 956742.7180006494 1496945.987348165, 956741.4679054529 1497254.8462756462, 956736.5104443762 1497576.6491273271, 956731.9944929095 1497685.090938847, 956721.1137516693 1497946.2776178177, 956681.0118674876 1498145.7146596862, 956529.8952894333 1498757.644096062, 956503.9682887427 1498876.9279461177, 956438.6520646547 1499171.352931237, 956336.1413070108 1499614.353404598, 956221.3130320115 1499877.5509884588, 955993.0569718041 1500423.0543230136, 955846.1335781005 1500792.3984815516, 955721.5758559208 1501029.3902829525, 955586.2723810032 1501298.8766257407, 955354.5334002093 1501761.0054739818, 955313.7365365371 1501848.782890924, 955126.87772349 1502222.61658957, 955094.5415917034 1502444.7067148716, 955055.5040944022 1502716.9925765586, 954999.2235681454 1503095.9577906905, 954945.5279372999 1503459.6310700348, 954891.854975488 1503855.9729724403, 954655.6460681586 1504139.2986154822, 954477.4054669752 1504351.921489721, 954230.570611621 1504644.8900664025, 953905.3685202134 1505027.86153783, 953965.2357937335 1505649.1876033905, 953985.0549957675 1505765.031831316, 953634.3247820567 1506350.0350070875, 953525.7770033011 1506751.4934788998, 953464.9161275423 1506885.0099937008, 953301.1640267919 1507237.7797312662, 953161.4451767951 1507546.1415339115, 952970.9204427558 1507949.8913967982, 952723.13551049 1508469.443565753, 952683.1259217937 1508563.2765475991, 952661.9655586872 1509065.6033279237, 952643.7572030656 1509430.9670376037, 952626.4434941991 1509811.0721304445, 952607.8811028728 1510247.2320605274, 952587.4462781202 1510707.62215677, 952582.6425914889 1510859.2904522347, 952562.9631985046 1511368.8283154068, 952547.9408843049 1511666.5715265959, 952531.6573553492 1512037.4240495702, 952521.9773490771 1512345.3613158748, 952433.3151370609 1512764.0781156314, 952283.7487686345 1513493.0191536595, 952213.1319576455 1513843.250927522, 952150.3729865841 1514159.7859361784, 952153.2233344069 1514332.0891400483, 952155.4181724151 1514659.8577410632, 952154.6849377145 1515005.7838027733, 952129.1922177966 1515572.9374842178, 952108.9927416769 1515714.7809937806, 952079.9583453436 1515965.1204195886, 952043.3415963138 1516266.4816454172, 952011.2485767395 1516541.3298427304, 951939.9212989204 1516781.978581721, 951806.5383470659 1517213.7245493287, 951726.7051239407 1517491.2071104138, 951599.2331576875 1517901.07633845, 951480.3954848554 1518299.5286519437, 951412.3213824248 1518519.7070863615, 951166.2106262853 1518878.9682651807, 951003.9324757854 1519115.128538724, 950808.1175070275 1519408.2161136793, 950660.4461418139 1519624.3919275138, 950455.441219572 1519927.7224366236, 950254.3376866239 1520224.4561853858, 949810.3921008485 1520692.9679993175, 949703.213710425 1520804.0910266826, 949551.4279107335 1520973.6806286837, 949285.0481999174 1521262.9265769916, 948786.586235708 1521809.0678746332, 948771.4233920119 1522182.9542832517, 948755.6198018733 1522493.2594015698, 948430.8266445276 1523237.6684105978, 948242.1151106949 1523644.9357187867, 948252.9320725688 1524177.555065934, 948255.0410351167 1524688.1805762472, 948251.8933186298 1525136.3432758097, 948226.3173477494 1525658.7669418936, 948118.3632334021 1526102.9163551752, 948043.8980775857 1526392.5265912022, 947924.776562634 1526843.9784276641, 947517.630960753 1527512.0113260078, 947406.4721445874 1527603.1052318735, 947401.1075873392 1527796.8373122914, 947371.376992983 1528332.8463520536, 947504.8856274708 1528419.9295807316, 947511.4981010896 1528458.1654456407) | line | [10 empty] | 3 |  |  |  | 891 | 892 | 1 | FALSE | FALSE | 1 | TRUE | FALSE | 891 |  | 954951.412 | 1491894.1882 |  |  | 891 | 954951.412 | 1491894.1882 | 892 | 947511.4981 | 1528458.1654
VN | 549366201 | LINEVN0779a | 220 | 6.5105 | [5 empty] | 50 | 6 cables - 2 systems | LINESTRING (909422.2044271705 1547715.3282727806, 909329.6856178307 1548072.4446127973, 909138.0753540741 1548635.399263175, 909216.4771520379 1548988.4532911454, 909293.6803843714 1549361.4067527284, 909442.1583842684 1549698.1273112614, 909518.0049160025 1549856.5552336348, 909608.3893733717 1550031.6650115235, 909483.0272793019 1550263.8927091993, 909307.3237947817 1550595.1244683606, 909117.9160528027 1550965.9500284318, 908899.8224369218 1551388.798343666, 908527.0717913149 1551589.658322162, 908264.4045331036 1551732.8505104943, 908041.8418323891 1551854.7727979163, 907835.5011469906 1552070.4021388122, 907716.5121317119 1552195.7094775105) | line | [10 empty] | 6 |  |  |  | 893 | 894 | 1 | FALSE | FALSE | 2 | TRUE | FALSE | 893 |  | 909422.2044 | 1547715.3283 |  |  | 893 | 909422.2044 | 1547715.3283 | 894 | 907716.5121 | 1552195.7095
VN | 549366201 | LINEVN0779b | 220 | 6.5105 | [5 empty] | 50 | 6 cables - 2 systems | LINESTRING (909422.2044271705 1547715.3282727806, 909329.6856178307 1548072.4446127973, 909138.0753540741 1548635.399263175, 909216.4771520379 1548988.4532911454, 909293.6803843714 1549361.4067527284, 909442.1583842684 1549698.1273112614, 909518.0049160025 1549856.5552336348, 909608.3893733717 1550031.6650115235, 909483.0272793019 1550263.8927091993, 909307.3237947817 1550595.1244683606, 909117.9160528027 1550965.9500284318, 908899.8224369218 1551388.798343666, 908527.0717913149 1551589.658322162, 908264.4045331036 1551732.8505104943, 908041.8418323891 1551854.7727979163, 907835.5011469906 1552070.4021388122, 907716.5121317119 1552195.7094775105) | line | [10 empty] | 6 |  |  |  | 893 | 894 | 1 | FALSE | FALSE | 2 | TRUE | FALSE | 893 |  | 909422.2044 | 1547715.3283 |  |  | 893 | 909422.2044 | 1547715.3283 | 894 | 907716.5121 | 1552195.7095
VN | 549366202 | LINEVN0780 |  | 0.81036 | [6 empty] | multiple vlevels | LINESTRING (907718.1632372448 1546609.7288786687, 908148.439804608 1546609.649989002, 908393.4611342167 1546611.2476249551) | line | [14 empty] | 895 | 896 | 0 | FALSE | FALSE | 1 | FALSE | FALSE | [6 empty] | 895 | 907718.1632 | 1546609.7289 | 896 | 908393.4611 | 1546611.2476
VN | 549366203 | LINEVN0781 | 220 | 38.3321 | [5 empty] | 50 |  | LINESTRING (879904.7889950639 1547809.4559279627, 880142.2977693819 1547912.6388964222, 880661.491684882 1547798.0680841466, 880906.3850197667 1547743.747553979, 881242.357149048 1547674.3302307548, 881667.5371181248 1547578.2786578774, 881947.8939371777 1547384.9010863563, 882109.1265178551 1547277.7068263881, 882441.875651242 1547055.395995054, 882852.1047510338 1546777.135323831, 883104.4856963175 1546605.4652592042, 883130.0901965592 1546588.052285988, 883406.586394503 1546702.0651403596, 883743.5690860827 1546848.157929408, 884060.32343628 1546978.3731210185, 884352.8801200863 1547101.2711548498, 884804.1261710622 1547290.848573947, 885109.0764091129 1547418.9629811682, 885355.1322542602 1547521.307486342, 885604.8844463998 1547627.4559243869, 885784.4948339197 1547708.903414054, 885979.8074270622 1547652.4295849307, 886319.7388284489 1547553.724868712, 886926.1348000637 1547377.7118672293, 887262.8697411419 1547279.24646855, 887762.5849789308 1547133.6513087272, 888385.9490558691 1546950.998491004, 888593.0017332966 1546964.2332087278, 889101.4400596597 1546990.9767299243, 889485.6875879797 1547014.7008506113, 889713.6626362 1547027.110453057, 890610.6773127157 1547079.4238643784, 891033.6343000969 1547097.1240716984, 891380.4318799702 1547121.4582121046, 891734.8615630436 1547140.7276229376, 892256.6124786941 1547170.9192018714, 892551.483544266 1547193.322088449, 893191.3252598053 1547226.7836717989, 893481.5692009877 1547248.2621641501, 893639.3714534016 1547365.9503979422, 893910.8353334169 1547568.4365346988, 894201.476589933 1547782.6142709714, 894566.005327661 1548056.6814009438, 894828.8638656534 1548259.8132410352, 895060.7180273685 1548433.8672682822, 895260.8672008298 1548574.5426269656, 895550.7877362584 1548578.445377036, 895911.753501163 1548587.4842541188, 896271.0765174488 1548590.163739724, 896566.2267371485 1548725.3961040499, 896938.3350544884 1548895.2951595688, 897264.8368848725 1549048.3345912967, 897861.0582522552 1549328.6878117868, 898088.016458414 1549275.4428441864, 898500.9897353661 1549169.38432537, 898842.6717797422 1549093.0741155273, 899289.6924427362 1548982.071452002, 899657.359628361 1548897.232504741, 899919.0188898465 1548834.11478665, 900331.0230687512 1548735.4033653685, 900630.459316228 1548661.2016443107, 900822.3280479768 1548661.7565022227, 901174.191929782 1548660.1986329462, 901636.9465078943 1548658.0913408224, 902056.1305531147 1548658.034258623, 902466.4767442446 1548657.1246192846, 902732.1068246553 1548656.4043599446, 902972.233464895 1548653.2570689544, 903440.7463687193 1548655.162941388, 903648.150228533 1548647.6159380265, 904011.0168163354 1548288.42667613, 904286.8672906321 1548017.9836815225, 904548.1653233405 1547759.902828626, 904875.0014353767 1547451.4769340865, 905352.187453323 1546980.4225045387, 905896.7492957594 1546784.210558498, 906267.0083041181 1546650.7365078297, 906616.5531267214 1546651.0816699849, 907111.1341693216 1546660.3740694893, 907749.6944909123 1546671.6781435008, 908199.0916947225 1546966.1875424313, 908772.4871281688 1547294.4075994268, 909153.3356813723 1547534.7546599763, 909422.2044271705 1547715.3282727806) | line | [10 empty] | 3 | 1 |  |  | 897 | 893 | 1 | FALSE | FALSE | 1 | TRUE | TRUE | 897 | 893 | 879904.789 | 1547809.4559 | 909422.2044 | 1547715.3283 | 897 | 879904.789 | 1547809.4559 | 893 | 909422.2044 | 1547715.3283
VN | 549366204 | LINEVN0782 | 220 | 0.3663 | [5 empty] | 50 |  | LINESTRING (907704.138032629 1552280.0249710935, 907662.5751463674 1552283.1076112287, 907545.4883591903 1552271.7286395505, 907522.5615696451 1552344.6256991797, 907588.0751104099 1552367.8831587066) | line | [14 empty] | 898 | 899 | 1 | FALSE | FALSE | 1 | FALSE | FALSE | [6 empty] | 898 | 907704.138 | 1552280.025 | 899 | 907588.0751 | 1552367.8832
VN | 549366206 | LINEVN0783 | 110 | 46.9221 | [5 empty] | 50 |  | LINESTRING (943685.5616489081 1531388.3071953044, 943495.9662261532 1531445.710917445, 943158.2523037612 1531700.7055204469, 943073.142436387 1531842.4929816863, 942874.1368265655 1532169.7382775564, 942678.6206598878 1532505.4257392213, 942389.6659062662 1533002.9603294288, 942166.3821749357 1533382.9122742712, 942048.3996651962 1533586.7837024443, 941790.2648980662 1534034.2852541439, 941617.618349695 1534052.9899602602, 941332.2119770504 1534072.9527981726, 940859.0019037451 1534112.5115312792, 940489.1898557174 1534143.4398840864, 940084.3914905436 1534177.2923434116, 939661.259599804 1534213.4001568735, 939236.992500326 1534248.929743792, 938871.2080715789 1534279.3828810237, 938484.4448811885 1534314.1084164188, 938091.3032168753 1534347.57820571, 937667.0852646432 1534384.7737947297, 937282.5904216403 1534418.490268735, 936867.9703617238 1534451.6031263794, 936472.2055146864 1534486.5041694324, 936073.5706000973 1534519.6107409461, 935781.9473284422 1534547.6090499877, 935541.6631720363 1534564.058255325, 935333.9283789208 1534787.218482798, 935079.4938787138 1535057.5102887764, 934810.907264628 1535339.9710105972, 934621.8995430471 1535538.891406234, 934373.5567547695 1535688.0989274867, 934038.0473576866 1535892.8506379921, 933675.5037907484 1536114.5571180708, 933342.5929022327 1536318.8482968286, 933005.0240722422 1536524.8046814029, 932712.6583826516 1536703.2288997776, 932344.4878272652 1536932.635808164, 932015.540908788 1537128.0465009436, 931754.0942957907 1537282.4500140012, 931261.20691779 1537589.7684366757, 931068.5589224139 1537711.812744774, 930664.4059918724 1537958.2276701464, 930264.7062348444 1538199.2333038533, 929928.3042144699 1538408.1064697208, 929648.0229782928 1538579.227098473, 929276.1352704822 1538808.5890765663, 928585.2056774525 1539218.2375654087, 928519.3118642722 1539232.7284256513, 927923.5941850265 1539350.9913237784, 927522.2942663433 1539429.4790888026, 927118.6372761771 1539509.95090526, 926472.1835993764 1539632.7343488801, 925773.239003394 1539767.9449285197, 925019.6061194015 1539911.769889712, 924670.4155912765 1539978.430685547, 924277.8033069624 1540055.5654107688, 923519.3286928302 1540201.2450052125, 923256.197329697 1540252.9100021166, 922991.9713523507 1540282.3331453332, 922348.8546212681 1540355.767067961, 921976.8585030923 1540581.7143278476, 921644.9981380408 1540786.6843302897, 921239.3073431932 1541031.1309442723, 920817.4973316991 1541285.1284365815, 920497.5123368242 1541528.6679313122, 920319.6949334159 1541657.6518167024, 920160.3672224183 1541775.1107521444, 919685.9744241256 1542048.74625247, 919383.6372438245 1542227.3580319455, 918685.8189866031 1542632.9865048593, 918324.64336192 1542840.654984121, 917978.9886623423 1543041.0860495134, 917584.6287704785 1543272.1649305657, 916958.9014607575 1543624.1606012096, 916472.1911168627 1543911.1705913667, 916137.7677633982 1544101.3920850866, 915780.6799796192 1544310.3038307433, 915453.6432413065 1544493.7231740982, 915118.0047395164 1544688.5452015584, 914730.2387367177 1544910.5158935988, 914383.8422027107 1545106.6115537677, 914007.7519580398 1545326.472695025, 913753.9453823341 1545471.8390197535, 913437.4007085215 1545654.5695075486, 913094.4796382014 1545852.7504083985, 912961.2124987144 1545937.1164999655, 912722.5801688673 1546066.041283354, 912406.4265483269 1546247.0575919312, 912062.1992893539 1546444.1406385936, 911791.5502485114 1546599.1143605346, 911558.5472935556 1546734.288762243, 911250.2447517698 1546912.2597550356, 910567.8195380922 1547300.6169328073, 910040.7244621983 1547599.1439453044, 909898.4922666538 1547687.7442237635, 909749.9087619297 1547774.2261382919, 909642.3294724422 1547838.9972736563) | line | [10 empty] | 3 | 1 |  |  | 900 | 901 | 1 | FALSE | FALSE | 1 | TRUE | FALSE | 900 |  | 943685.5616 | 1531388.3072 |  |  | 900 | 943685.5616 | 1531388.3072 | 901 | 909642.3295 | 1547838.9973
VN | 549400046 | LINEVN0784a | 220 | 8.1672 | [5 empty] | 50 | 6 cables - 2 systems | LINESTRING (865933.7674419435 1719681.9971746819, 866264.1844521412 1719924.5987156555, 866588.9681326775 1720156.30169848, 866983.8038629012 1720440.0927558164, 867221.9452460941 1720611.426537968, 867410.8605754199 1720743.8784020513, 867652.6116451442 1720977.1184926499, 867927.3608777726 1721234.9931319105, 868195.0142683443 1721489.5117330756, 868403.0596468037 1721686.141958311, 868684.5555706191 1721954.964285804, 868952.4678353128 1722208.3917009663, 869185.6553003166 1722435.2009862876, 869340.5869493971 1722583.1612205498, 869456.9637261683 1722691.8387012153, 869470.7398388546 1722927.1469955978, 869490.3174756779 1723231.5401710074, 869505.1967520727 1723505.5064784964, 869524.9777493556 1723761.2239192692, 869480.1323694817 1724040.5198802769, 869431.8185319758 1724303.1491150337, 869487.1082101089 1724536.23646474, 869545.1644915068 1724776.8155007646, 869558.4464102115 1724828.2804981833) | line | [10 empty] | 6 |  |  |  | 424 | 902 | 1 | FALSE | FALSE | 2 | TRUE | FALSE | 424 |  | 865933.7674 | 1719681.9972 |  |  | 424 | 865933.7674 | 1719681.9972 | 902 | 869558.4464 | 1724828.2805
VN | 549400046 | LINEVN0784b | 220 | 8.1672 | [5 empty] | 50 | 6 cables - 2 systems | LINESTRING (865933.7674419435 1719681.9971746819, 866264.1844521412 1719924.5987156555, 866588.9681326775 1720156.30169848, 866983.8038629012 1720440.0927558164, 867221.9452460941 1720611.426537968, 867410.8605754199 1720743.8784020513, 867652.6116451442 1720977.1184926499, 867927.3608777726 1721234.9931319105, 868195.0142683443 1721489.5117330756, 868403.0596468037 1721686.141958311, 868684.5555706191 1721954.964285804, 868952.4678353128 1722208.3917009663, 869185.6553003166 1722435.2009862876, 869340.5869493971 1722583.1612205498, 869456.9637261683 1722691.8387012153, 869470.7398388546 1722927.1469955978, 869490.3174756779 1723231.5401710074, 869505.1967520727 1723505.5064784964, 869524.9777493556 1723761.2239192692, 869480.1323694817 1724040.5198802769, 869431.8185319758 1724303.1491150337, 869487.1082101089 1724536.23646474, 869545.1644915068 1724776.8155007646, 869558.4464102115 1724828.2804981833) | line | [10 empty] | 6 |  |  |  | 424 | 902 | 1 | FALSE | FALSE | 2 | TRUE | FALSE | 424 |  | 865933.7674 | 1719681.9972 |  |  | 424 | 865933.7674 | 1719681.9972 | 902 | 869558.4464 | 1724828.2805
VN | 549400048 | LINEVN0785a | 220 | 50.6282 | [5 empty] | 50 | 6 cables - 2 systems | LINESTRING (869624.9497609569 1724813.3210835443, 869624.6337187672 1724761.7775056798, 869715.3640160972 1724513.2976060712, 869848.6050290049 1724130.9352565878, 869908.491150381 1724097.551985243, 870262.6259718217 1723889.8241093776, 870309.8972197388 1723862.0994159414, 870412.6855082558 1723802.2626053093, 870491.6939556757 1723756.2582785012, 870723.7871204752 1723621.1363738514, 870950.0788701437 1723522.700961304, 871059.5040951713 1723475.107952995, 871482.8867921946 1723288.9956403016, 871819.8078754091 1723140.9899740086, 872116.9445736369 1723011.5233901937, 872537.7379870003 1722827.3792467609, 872625.9499916028 1722789.342768209, 872693.661620382 1722760.1482726696, 872832.7747557925 1722700.1576310936, 872862.1466534925 1722687.4933312035, 873166.2962157314 1722554.4174077208, 873172.2904069964 1722551.7890492445, 873266.4759941036 1722510.5717797552, 873467.2259164274 1722422.7438817462, 873540.0093742267 1722390.9967047635, 873562.0058191635 1722381.393217365, 873587.3562021105 1722370.3373726357, 873839.2716805737 1722260.4412893064, 874224.0952712425 1722092.3349883887, 874465.2444748599 1721985.6373065894, 874501.852527776 1721969.447131396, 874767.3994598767 1721854.3853249818, 875091.032369304 1721710.7774606997, 875335.8822856444 1721540.1062465934, 875343.8258692638 1721534.5957743456, 875350.3242906227 1721530.0811486354, 875638.7245273098 1721329.7173556145, 875930.8475557463 1721123.455111838, 876221.1107535572 1720925.4651768121, 876510.0421862283 1720720.585149243, 876804.5149583181 1720512.9284644662, 877069.5131790335 1720327.4078212376, 877704.767014388 1719883.0810495806, 878011.4760162102 1719668.466409491, 878309.1549450948 1719459.723206902, 878642.2633071123 1719305.1159961415, 878961.4812615792 1719154.5830192633, 879285.3110638016 1719003.5645497239, 879611.5375000864 1718848.278328718, 879976.6263498769 1718677.8912362223, 880350.1503609128 1718503.3485372385, 880713.2149302952 1718334.6548220569, 881033.633556989 1718183.0117057234, 881354.6313374022 1718031.093549568, 881663.1098787568 1717887.27153042, 881969.8728217541 1717742.8590095139, 882242.6289267123 1717615.9259419725, 882296.9354315834 1717487.6413515853, 882482.3062051118 1717121.5139874467, 882628.9725801577 1716812.881200007, 882803.1661281374 1716460.8756074298, 882963.6389104625 1716136.702614507, 883103.1283700995 1715861.4531760274, 883230.4899500983 1715639.5637962427, 883436.1893567704 1715282.9085698135, 883652.5562519229 1714910.0959414525, 883853.5094783911 1714562.2285823366, 884060.0766839895 1714206.7196576982, 884234.000847491 1713907.6644447735, 884414.2126586444 1713594.672792592, 884581.9532236481 1713286.6377387724, 884762.7331693486 1712974.2214377727, 884922.5401340813 1712698.8814048367, 885118.9501926284 1712360.4719929106, 885309.8792333836 1712028.7318430438, 885509.4595936666 1711679.3710659605, 885724.1677180241 1711305.0393256557, 886092.3192616936 1711117.5065988337, 886351.7335897537 1710984.0361979455, 886708.5937478808 1710800.0455942168, 887033.7008062657 1710635.5864649012, 887396.0977629661 1710449.1144887654, 887715.6825161322 1710287.717478753, 888050.45721307 1710115.119419729, 888363.3938920002 1709955.911590979, 888648.4639637583 1709807.9746825441, 888985.5209870569 1709637.431351598, 889312.4883596695 1709467.5749814024, 889522.5667209158 1709360.364603399, 889875.5942297492 1709180.203283534, 890235.0713381259 1708998.5701369296, 890752.8215486554 1708734.2328223872, 890977.1353065576 1708617.098802868, 891252.4499096007 1708349.220441209, 891527.2340251773 1708078.7635317312, 891771.4787923447 1707841.3180304614, 892028.2917661729 1707594.056596744, 892282.8540044397 1707344.1649946985, 892550.5842823177 1707082.7499722557, 892726.2358629985 1706912.065167176, 893123.0050396274 1706525.2963801553, 893351.4594498489 1706302.7650116673, 893658.8301519952 1706001.3210388466, 893842.4908138852 1705784.3254887417, 894130.8537463166 1705448.73371346, 894409.873134831 1705119.8673678613, 894511.1242571871 1705000.6361150306, 894716.230080582 1704761.6422490426, 895009.3857404992 1704416.9487651582, 895198.9110314135 1704195.4583842547, 895428.1905993763 1703927.0644795888, 895592.4469173935 1703732.9424362655, 895782.278904906 1703511.7476488547, 895911.7943353548 1703359.1629627575, 896171.6771561294 1703056.0264076977, 896391.5519349664 1702798.6375653187, 896594.6540677118 1702560.7475837956, 896874.932778918 1702263.9711419933, 897140.2539990998 1701981.2718757857, 897365.7116155277 1701736.297332993, 897515.2711355245 1701576.8888503928, 897798.8225269469 1701275.0088937695, 898086.8572174202 1700964.8723207763, 898453.9544377906 1700570.0927611825, 898734.3282867898 1700269.870875624, 898924.7716428881 1700066.4333648446, 899085.0055536006 1699891.7175801469, 899262.775022008 1699703.8253740934, 899589.9539035913 1699350.7766653125, 899975.7032735574 1699349.9672290639, 900398.1500921829 1699346.3494574113, 900847.3385892641 1699347.7896955465, 901235.8113566717 1699323.5267772877) | line | [10 empty] | 6 | 2 |  |  | 903 | 904 | 1 | FALSE | FALSE | 2 | FALSE | TRUE |  | 904 |  |  | 901235.8114 | 1699323.5268 | 903 | 869624.9498 | 1724813.3211 | 904 | 901235.8114 | 1699323.5268
VN | 549400048 | LINEVN0785b | 220 | 50.6282 | [5 empty] | 50 | 6 cables - 2 systems | LINESTRING (869624.9497609569 1724813.3210835443, 869624.6337187672 1724761.7775056798, 869715.3640160972 1724513.2976060712, 869848.6050290049 1724130.9352565878, 869908.491150381 1724097.551985243, 870262.6259718217 1723889.8241093776, 870309.8972197388 1723862.0994159414, 870412.6855082558 1723802.2626053093, 870491.6939556757 1723756.2582785012, 870723.7871204752 1723621.1363738514, 870950.0788701437 1723522.700961304, 871059.5040951713 1723475.107952995, 871482.8867921946 1723288.9956403016, 871819.8078754091 1723140.9899740086, 872116.9445736369 1723011.5233901937, 872537.7379870003 1722827.3792467609, 872625.9499916028 1722789.342768209, 872693.661620382 1722760.1482726696, 872832.7747557925 1722700.1576310936, 872862.1466534925 1722687.4933312035, 873166.2962157314 1722554.4174077208, 873172.2904069964 1722551.7890492445, 873266.4759941036 1722510.5717797552, 873467.2259164274 1722422.7438817462, 873540.0093742267 1722390.9967047635, 873562.0058191635 1722381.393217365, 873587.3562021105 1722370.3373726357, 873839.2716805737 1722260.4412893064, 874224.0952712425 1722092.3349883887, 874465.2444748599 1721985.6373065894, 874501.852527776 1721969.447131396, 874767.3994598767 1721854.3853249818, 875091.032369304 1721710.7774606997, 875335.8822856444 1721540.1062465934, 875343.8258692638 1721534.5957743456, 875350.3242906227 1721530.0811486354, 875638.7245273098 1721329.7173556145, 875930.8475557463 1721123.455111838, 876221.1107535572 1720925.4651768121, 876510.0421862283 1720720.585149243, 876804.5149583181 1720512.9284644662, 877069.5131790335 1720327.4078212376, 877704.767014388 1719883.0810495806, 878011.4760162102 1719668.466409491, 878309.1549450948 1719459.723206902, 878642.2633071123 1719305.1159961415, 878961.4812615792 1719154.5830192633, 879285.3110638016 1719003.5645497239, 879611.5375000864 1718848.278328718, 879976.6263498769 1718677.8912362223, 880350.1503609128 1718503.3485372385, 880713.2149302952 1718334.6548220569, 881033.633556989 1718183.0117057234, 881354.6313374022 1718031.093549568, 881663.1098787568 1717887.27153042, 881969.8728217541 1717742.8590095139, 882242.6289267123 1717615.9259419725, 882296.9354315834 1717487.6413515853, 882482.3062051118 1717121.5139874467, 882628.9725801577 1716812.881200007, 882803.1661281374 1716460.8756074298, 882963.6389104625 1716136.702614507, 883103.1283700995 1715861.4531760274, 883230.4899500983 1715639.5637962427, 883436.1893567704 1715282.9085698135, 883652.5562519229 1714910.0959414525, 883853.5094783911 1714562.2285823366, 884060.0766839895 1714206.7196576982, 884234.000847491 1713907.6644447735, 884414.2126586444 1713594.672792592, 884581.9532236481 1713286.6377387724, 884762.7331693486 1712974.2214377727, 884922.5401340813 1712698.8814048367, 885118.9501926284 1712360.4719929106, 885309.8792333836 1712028.7318430438, 885509.4595936666 1711679.3710659605, 885724.1677180241 1711305.0393256557, 886092.3192616936 1711117.5065988337, 886351.7335897537 1710984.0361979455, 886708.5937478808 1710800.0455942168, 887033.7008062657 1710635.5864649012, 887396.0977629661 1710449.1144887654, 887715.6825161322 1710287.717478753, 888050.45721307 1710115.119419729, 888363.3938920002 1709955.911590979, 888648.4639637583 1709807.9746825441, 888985.5209870569 1709637.431351598, 889312.4883596695 1709467.5749814024, 889522.5667209158 1709360.364603399, 889875.5942297492 1709180.203283534, 890235.0713381259 1708998.5701369296, 890752.8215486554 1708734.2328223872, 890977.1353065576 1708617.098802868, 891252.4499096007 1708349.220441209, 891527.2340251773 1708078.7635317312, 891771.4787923447 1707841.3180304614, 892028.2917661729 1707594.056596744, 892282.8540044397 1707344.1649946985, 892550.5842823177 1707082.7499722557, 892726.2358629985 1706912.065167176, 893123.0050396274 1706525.2963801553, 893351.4594498489 1706302.7650116673, 893658.8301519952 1706001.3210388466, 893842.4908138852 1705784.3254887417, 894130.8537463166 1705448.73371346, 894409.873134831 1705119.8673678613, 894511.1242571871 1705000.6361150306, 894716.230080582 1704761.6422490426, 895009.3857404992 1704416.9487651582, 895198.9110314135 1704195.4583842547, 895428.1905993763 1703927.0644795888, 895592.4469173935 1703732.9424362655, 895782.278904906 1703511.7476488547, 895911.7943353548 1703359.1629627575, 896171.6771561294 1703056.0264076977, 896391.5519349664 1702798.6375653187, 896594.6540677118 1702560.7475837956, 896874.932778918 1702263.9711419933, 897140.2539990998 1701981.2718757857, 897365.7116155277 1701736.297332993, 897515.2711355245 1701576.8888503928, 897798.8225269469 1701275.0088937695, 898086.8572174202 1700964.8723207763, 898453.9544377906 1700570.0927611825, 898734.3282867898 1700269.870875624, 898924.7716428881 1700066.4333648446, 899085.0055536006 1699891.7175801469, 899262.775022008 1699703.8253740934, 899589.9539035913 1699350.7766653125, 899975.7032735574 1699349.9672290639, 900398.1500921829 1699346.3494574113, 900847.3385892641 1699347.7896955465, 901235.8113566717 1699323.5267772877) | line | [10 empty] | 6 | 2 |  |  | 903 | 904 | 1 | FALSE | FALSE | 2 | FALSE | TRUE |  | 904 |  |  | 901235.8114 | 1699323.5268 | 903 | 869624.9498 | 1724813.3211 | 904 | 901235.8114 | 1699323.5268
VN | 549400049 | LINEVN0786 | 500 | 9.9462 | [5 empty] | 50 |  | LINESTRING (901717.1480160953 1699042.406994251, 901672.475328722 1699039.9054185345, 901122.5439432082 1699101.7880229692, 900806.0843061355 1699138.4912765347, 900439.790668767 1699181.4889164143, 900243.5169825135 1699186.4197180218, 899876.5709977141 1699201.3157809637, 899509.6702785254 1699213.0703326173, 899366.6475424652 1699376.0434521486, 899033.3499981208 1699749.9162270424, 898781.8206522539 1700032.8643172968, 898461.1702005449 1700393.479803841, 898195.5248451177 1700692.526613708, 897900.7893881138 1701023.7519147103, 897664.8945554119 1701287.7539868106, 897431.0664191274 1701550.0745785967, 897159.2266133367 1701858.7526362233, 897037.4935679195 1701993.6998056185, 896597.1711379782 1702486.5392102762, 896543.5549534686 1702546.5394352006, 896359.4499327692 1702677.262630602, 896093.7252958773 1702857.4780320977, 895711.273366144 1703125.5589202025, 895485.0235136491 1703283.9417626008, 895224.0215329623 1703469.3540806486) | line | [10 empty] | 3 |  |  |  | 905 | 344 | 1 | FALSE | FALSE | 1 | FALSE | TRUE |  | 344 |  |  | 895224.0215 | 1703469.3541 | 905 | 901717.148 | 1699042.407 | 344 | 895224.0215 | 1703469.3541
VN | 549400052 | LINEVN0787a | 110 | 10.6547 | [5 empty] | 50 | 6 cables - 2 systems | LINESTRING (901696.6824395126 1699249.9211321648, 901735.4118313673 1699261.431551117, 901870.6782271703 1699391.3210836635, 902105.5508875002 1699606.8573368161, 902325.7840123792 1699808.4872047598, 902565.2941384957 1700024.0884438902, 902817.3658968713 1700127.3353949133, 903294.2673394545 1700327.1362580936, 903510.208756808 1700418.336270467, 903643.8757151753 1700546.527654604, 903895.4639332056 1700811.2305510186, 904095.3034527749 1701015.1229190263, 904238.1456278976 1701162.6781781642, 904399.96808181 1701329.4985601217, 904727.0842487505 1701662.905782456, 904921.2857300309 1701610.382710523, 905191.8898541834 1701544.862599058, 905694.3886316929 1701417.1775554516, 906155.1810330409 1701298.8038073904, 906572.0344187111 1701185.6872442223, 906781.129525696 1701124.2600857746, 907222.3094817593 1701269.3441718076, 907502.0305968521 1701359.4010396467, 907851.6851511041 1701475.355904684, 908280.2989353812 1701612.782004396, 908493.406103898 1701684.1988157807, 908849.4349835457 1701797.6007222666, 909290.4187829023 1701937.6498242468, 909267.4240783032 1701981.39739625, 909346.5430179983 1702010.3189518664, 909387.8301714791 1702041.155870901) | line | [10 empty] | 6 | 2 |  |  | 906 | 907 | 1 | FALSE | FALSE | 2 | FALSE | FALSE | [6 empty] | 906 | 901696.6824 | 1699249.9211 | 907 | 909387.8302 | 1702041.1559
VN | 549400052 | LINEVN0787b | 110 | 10.6547 | [5 empty] | 50 | 6 cables - 2 systems | LINESTRING (901696.6824395126 1699249.9211321648, 901735.4118313673 1699261.431551117, 901870.6782271703 1699391.3210836635, 902105.5508875002 1699606.8573368161, 902325.7840123792 1699808.4872047598, 902565.2941384957 1700024.0884438902, 902817.3658968713 1700127.3353949133, 903294.2673394545 1700327.1362580936, 903510.208756808 1700418.336270467, 903643.8757151753 1700546.527654604, 903895.4639332056 1700811.2305510186, 904095.3034527749 1701015.1229190263, 904238.1456278976 1701162.6781781642, 904399.96808181 1701329.4985601217, 904727.0842487505 1701662.905782456, 904921.2857300309 1701610.382710523, 905191.8898541834 1701544.862599058, 905694.3886316929 1701417.1775554516, 906155.1810330409 1701298.8038073904, 906572.0344187111 1701185.6872442223, 906781.129525696 1701124.2600857746, 907222.3094817593 1701269.3441718076, 907502.0305968521 1701359.4010396467, 907851.6851511041 1701475.355904684, 908280.2989353812 1701612.782004396, 908493.406103898 1701684.1988157807, 908849.4349835457 1701797.6007222666, 909290.4187829023 1701937.6498242468, 909267.4240783032 1701981.39739625, 909346.5430179983 1702010.3189518664, 909387.8301714791 1702041.155870901) | line | [10 empty] | 6 | 2 |  |  | 906 | 907 | 1 | FALSE | FALSE | 2 | FALSE | FALSE | [6 empty] | 906 | 901696.6824 | 1699249.9211 | 907 | 909387.8302 | 1702041.1559
VN | 549400053 | LINEVN0788a | 220 | 9.8196 | [5 empty] | 50 | 6 cables - 2 systems | LINESTRING (902217.3909561986 1699469.9817041368, 902432.930156324 1699771.2151036046, 902585.7588619003 1699983.419036472, 902945.0160526552 1700136.422953699, 903282.0750538073 1700281.621200576, 903627.3964125501 1700432.1234526173, 903904.9709838832 1700729.1135447863, 904192.0697484987 1701041.4609085117, 904450.1857995463 1701311.7402789728, 904632.1910815354 1701506.527288573, 904716.7668303666 1701592.7689267907, 904911.7446156712 1701545.7129669029, 905138.3400815321 1701489.167629896, 905239.7779424135 1701462.8500777418, 905687.1857555374 1701350.5304045721, 906129.711261074 1701237.290303509, 906537.1887805031 1701132.5997424487, 906660.6287936042 1701217.335945791, 907022.5692877101 1701455.3515066395, 907438.0301513122 1701553.5322077419, 907655.2339146826 1701605.5135719497, 907813.2930763329 1701640.6940449416, 908078.6479999357 1701661.124028298, 908328.8333185461 1701674.4171922375, 908521.2362046994 1701742.0335074293, 908892.9980419932 1701864.1272861075, 909188.1937473521 1701958.7818113521, 909249.3162603076 1702010.321275303, 909290.4940253866 1702039.4378135253) | line | [10 empty] | 6 | 2 |  |  | 908 | 909 | 1 | FALSE | FALSE | 2 | TRUE | FALSE | 908 |  | 902217.391 | 1699469.9817 |  |  | 908 | 902217.391 | 1699469.9817 | 909 | 909290.494 | 1702039.4378
VN | 549400053 | LINEVN0788b | 220 | 9.8196 | [5 empty] | 50 | 6 cables - 2 systems | LINESTRING (902217.3909561986 1699469.9817041368, 902432.930156324 1699771.2151036046, 902585.7588619003 1699983.419036472, 902945.0160526552 1700136.422953699, 903282.0750538073 1700281.621200576, 903627.3964125501 1700432.1234526173, 903904.9709838832 1700729.1135447863, 904192.0697484987 1701041.4609085117, 904450.1857995463 1701311.7402789728, 904632.1910815354 1701506.527288573, 904716.7668303666 1701592.7689267907, 904911.7446156712 1701545.7129669029, 905138.3400815321 1701489.167629896, 905239.7779424135 1701462.8500777418, 905687.1857555374 1701350.5304045721, 906129.711261074 1701237.290303509, 906537.1887805031 1701132.5997424487, 906660.6287936042 1701217.335945791, 907022.5692877101 1701455.3515066395, 907438.0301513122 1701553.5322077419, 907655.2339146826 1701605.5135719497, 907813.2930763329 1701640.6940449416, 908078.6479999357 1701661.124028298, 908328.8333185461 1701674.4171922375, 908521.2362046994 1701742.0335074293, 908892.9980419932 1701864.1272861075, 909188.1937473521 1701958.7818113521, 909249.3162603076 1702010.321275303, 909290.4940253866 1702039.4378135253) | line | [10 empty] | 6 | 2 |  |  | 908 | 909 | 1 | FALSE | FALSE | 2 | TRUE | FALSE | 908 |  | 902217.391 | 1699469.9817 |  |  | 908 | 902217.391 | 1699469.9817 | 909 | 909290.494 | 1702039.4378
VN | 549521360 | LINEVN0789a | 220 | 44.8337 | [5 empty] | 50 | 6 cables - 2 systems | LINESTRING (869478.3050774895 1724849.0367510035, 869463.5563410844 1724799.2657111136, 869281.7729251229 1724460.1943061221, 869173.010395051 1724522.5757339606, 868893.7589484132 1724652.637900566, 868680.9927854908 1724751.7061481124, 868412.227174089 1724875.3488174514, 868095.5238325726 1725023.9853945083, 867755.0130493758 1725183.9882209364, 867427.3779807601 1725332.4562485104, 867282.8606500576 1725684.8556904579, 867116.7020474724 1726075.546507814, 866978.1358717482 1726416.2848311632, 866832.5525955339 1726763.4814226257, 866685.1305898994 1727118.3829810459, 866517.8472791889 1727525.9210612148, 866351.221855182 1727928.8822879025, 866169.0683423441 1728366.2108365605, 865971.9903845143 1728836.5091642924, 865721.1575077806 1729157.0860754738, 865422.3721924218 1729540.7207687888, 865113.3598842993 1729933.9223189026, 864946.6273713731 1730147.924201769, 864675.6166549528 1730489.059400646, 864434.4879106286 1730799.1829180329, 864173.6980612031 1731131.8969170714, 863911.7914401784 1731463.7190958622, 863665.9904145796 1731779.1901516588, 863480.4961691198 1732015.2136561135, 863296.1178172448 1732253.5271968914, 863316.9969217718 1732713.7813040726, 863337.3447147405 1733134.51402373, 863357.370707795 1733521.4683617977, 863376.0889785349 1733900.091677137, 863394.7518784142 1734317.6405066769, 863411.6370786289 1734630.6934007623, 863352.8951571996 1734972.8646361695, 863292.4487436397 1735331.0310216784, 863233.8698623397 1735681.2047958532, 863192.4365032122 1735913.1790501906, 863119.4209004384 1736337.8048323481, 863056.0767312809 1736716.212897481, 862998.1515013609 1737061.2330745407, 862938.6059786342 1737400.2104588572, 862707.5116783686 1737627.422590382, 862478.2337503628 1737850.0777864307, 862214.7265534142 1738106.5261346076, 861952.6998592764 1738360.7062611815, 861704.10358868 1738603.656328234, 861436.8339260793 1738862.908745034, 861167.498441545 1739125.5539533074, 860924.2202938417 1739361.1477829223, 860680.6576422201 1739596.7275532044, 860380.71382677 1739884.6307625186, 860069.2613086402 1740190.0929487022, 859755.5302681152 1740494.9342100446, 859478.3791692494 1740762.8854110995, 859129.5822685733 1741110.2218409844, 858832.1178838463 1741398.5865540693, 858548.8605271564 1741671.3008314807, 858178.1064850416 1741798.7345202814, 857825.0053886161 1741920.4471269303, 857448.9938906832 1742053.2370383698, 857104.874313062 1742172.242421057, 856869.2918028489 1742253.486266679, 856385.114541303 1742419.4869640064, 856032.5995432425 1742542.3626916544, 855746.7094797819 1742638.558067143, 855426.6520951069 1742949.3123697387, 855141.0009309836 1743231.7247742647, 854854.3141024493 1743508.1067393897, 854613.2194369863 1743740.5880130162, 854327.3590636036 1744019.8344668972, 854017.3124041094 1744318.7362063983, 853957.268313031 1744476.8223686067, 853803.1585053115 1744908.0007448585, 853624.0161479642 1745394.2740485962, 853578.5209306956 1745524.5565027213, 853436.5672273654 1745915.2960600695, 853375.8137874755 1746091.6636419666, 853231.1810591678 1746479.7796824705, 853076.4106603318 1746898.9040727946, 853118.6720276191 1747269.6255704742, 853162.5721331115 1747626.645555004, 853019.8955982693 1747889.6467735823, 852838.902932192 1748229.2623458265, 852684.1845557515 1748517.6695958837, 852514.0069492091 1748837.8553144527, 852372.0821119638 1749099.5731457553, 852030.2643213563 1749209.4676359077, 851606.7611401405 1749345.446677751, 851263.3382083173 1749455.713917875, 850850.9580280036 1749589.1088026308, 850468.9446529662 1749712.7010847921, 850123.9276193266 1749825.7061655289, 849792.2884445325 1749930.6362737864, 849451.3548272233 1750040.2901537719, 849095.6722814967 1750155.7247397478, 848745.8134617854 1750266.678664352, 848385.517406231 1750383.480670979, 848040.0117183705 1750493.0711471755, 847799.477779935 1750745.8017797298) | line | [10 empty] | 6 |  |  |  | 910 | 395 | 1 | FALSE | FALSE | 2 | FALSE | TRUE |  | 395 |  |  | 847799.4778 | 1750745.8018 | 910 | 869478.3051 | 1724849.0368 | 395 | 847799.4778 | 1750745.8018
VN | 549521360 | LINEVN0789b | 220 | 44.8337 | [5 empty] | 50 | 6 cables - 2 systems | LINESTRING (869478.3050774895 1724849.0367510035, 869463.5563410844 1724799.2657111136, 869281.7729251229 1724460.1943061221, 869173.010395051 1724522.5757339606, 868893.7589484132 1724652.637900566, 868680.9927854908 1724751.7061481124, 868412.227174089 1724875.3488174514, 868095.5238325726 1725023.9853945083, 867755.0130493758 1725183.9882209364, 867427.3779807601 1725332.4562485104, 867282.8606500576 1725684.8556904579, 867116.7020474724 1726075.546507814, 866978.1358717482 1726416.2848311632, 866832.5525955339 1726763.4814226257, 866685.1305898994 1727118.3829810459, 866517.8472791889 1727525.9210612148, 866351.221855182 1727928.8822879025, 866169.0683423441 1728366.2108365605, 865971.9903845143 1728836.5091642924, 865721.1575077806 1729157.0860754738, 865422.3721924218 1729540.7207687888, 865113.3598842993 1729933.9223189026, 864946.6273713731 1730147.924201769, 864675.6166549528 1730489.059400646, 864434.4879106286 1730799.1829180329, 864173.6980612031 1731131.8969170714, 863911.7914401784 1731463.7190958622, 863665.9904145796 1731779.1901516588, 863480.4961691198 1732015.2136561135, 863296.1178172448 1732253.5271968914, 863316.9969217718 1732713.7813040726, 863337.3447147405 1733134.51402373, 863357.370707795 1733521.4683617977, 863376.0889785349 1733900.091677137, 863394.7518784142 1734317.6405066769, 863411.6370786289 1734630.6934007623, 863352.8951571996 1734972.8646361695, 863292.4487436397 1735331.0310216784, 863233.8698623397 1735681.2047958532, 863192.4365032122 1735913.1790501906, 863119.4209004384 1736337.8048323481, 863056.0767312809 1736716.212897481, 862998.1515013609 1737061.2330745407, 862938.6059786342 1737400.2104588572, 862707.5116783686 1737627.422590382, 862478.2337503628 1737850.0777864307, 862214.7265534142 1738106.5261346076, 861952.6998592764 1738360.7062611815, 861704.10358868 1738603.656328234, 861436.8339260793 1738862.908745034, 861167.498441545 1739125.5539533074, 860924.2202938417 1739361.1477829223, 860680.6576422201 1739596.7275532044, 860380.71382677 1739884.6307625186, 860069.2613086402 1740190.0929487022, 859755.5302681152 1740494.9342100446, 859478.3791692494 1740762.8854110995, 859129.5822685733 1741110.2218409844, 858832.1178838463 1741398.5865540693, 858548.8605271564 1741671.3008314807, 858178.1064850416 1741798.7345202814, 857825.0053886161 1741920.4471269303, 857448.9938906832 1742053.2370383698, 857104.874313062 1742172.242421057, 856869.2918028489 1742253.486266679, 856385.114541303 1742419.4869640064, 856032.5995432425 1742542.3626916544, 855746.7094797819 1742638.558067143, 855426.6520951069 1742949.3123697387, 855141.0009309836 1743231.7247742647, 854854.3141024493 1743508.1067393897, 854613.2194369863 1743740.5880130162, 854327.3590636036 1744019.8344668972, 854017.3124041094 1744318.7362063983, 853957.268313031 1744476.8223686067, 853803.1585053115 1744908.0007448585, 853624.0161479642 1745394.2740485962, 853578.5209306956 1745524.5565027213, 853436.5672273654 1745915.2960600695, 853375.8137874755 1746091.6636419666, 853231.1810591678 1746479.7796824705, 853076.4106603318 1746898.9040727946, 853118.6720276191 1747269.6255704742, 853162.5721331115 1747626.645555004, 853019.8955982693 1747889.6467735823, 852838.902932192 1748229.2623458265, 852684.1845557515 1748517.6695958837, 852514.0069492091 1748837.8553144527, 852372.0821119638 1749099.5731457553, 852030.2643213563 1749209.4676359077, 851606.7611401405 1749345.446677751, 851263.3382083173 1749455.713917875, 850850.9580280036 1749589.1088026308, 850468.9446529662 1749712.7010847921, 850123.9276193266 1749825.7061655289, 849792.2884445325 1749930.6362737864, 849451.3548272233 1750040.2901537719, 849095.6722814967 1750155.7247397478, 848745.8134617854 1750266.678664352, 848385.517406231 1750383.480670979, 848040.0117183705 1750493.0711471755, 847799.477779935 1750745.8017797298) | line | [10 empty] | 6 |  |  |  | 910 | 395 | 1 | FALSE | FALSE | 2 | FALSE | TRUE |  | 395 |  |  | 847799.4778 | 1750745.8018 | 910 | 869478.3051 | 1724849.0368 | 395 | 847799.4778 | 1750745.8018
VN | 549572414 | LINEVN0790a | 220 | 71.0842 | [5 empty] | 50 | 6 cables - 2 systems | LINESTRING (901597.8243736817 1699194.1637931939, 901522.5817526244 1699207.2065033454, 901332.753075103 1699172.6679835285, 901335.8257360405 1698978.6097164378, 901260.5825087766 1698908.2095314485, 900785.9108853805 1698409.7202650334, 900538.3436609148 1698134.2067674077, 900364.4145837033 1697871.149476195, 900237.2375790097 1697666.5266139088, 900083.0171805178 1697423.5868437532, 899904.298984732 1697144.957529456, 899729.8451582518 1696869.5519148572, 899533.8969532294 1696563.841073598, 899347.382817564 1696272.8708549177, 899100.9698432388 1695885.541214888, 898852.8069398607 1695515.6771376664, 898646.0903795871 1695067.6637098065, 898515.0138258873 1694801.5967011275, 898357.2493506351 1694476.5842079264, 898206.4262945701 1694166.8777356592, 898057.6058737031 1693858.0609872818, 897899.435264318 1693530.7315218945, 897692.6500660228 1693108.793486564, 897492.6940684742 1692701.0190447473, 897188.0691763479 1692066.6176453822, 897081.6120344972 1691844.2582433494, 897082.2901847456 1691702.5954042294, 897095.1338424442 1691253.118115172, 897104.8280099907 1690971.6412977015, 897112.626722677 1690716.8001098565, 897119.291878099 1690392.5323705552, 897128.435743348 1690007.21245799, 897138.3406160467 1689645.4144649457, 897147.4142922721 1689383.1245515966, 897152.5219582715 1689031.8524179554, 897164.0897908065 1688690.4328263032, 897169.6470654164 1688448.1450913146, 897291.7330380057 1688142.7298033522, 897400.1485828267 1687860.4581538856, 897473.2662515803 1687677.120183351, 897586.7712849707 1687384.3054316014, 897718.8461729151 1687043.7684500385, 897843.7317032528 1686735.0752534429, 897971.2266603839 1686400.900029867, 898088.2342809838 1686106.4154201485, 898057.9806652006 1685798.0777639644, 898022.7232132854 1685490.2207059008, 897994.5593341441 1685244.2885128562, 897953.2458847015 1684918.9053645376, 897905.6391839867 1684501.2641774693, 897819.8620821297 1684103.3261002104, 897737.1913404708 1683743.4485341068, 897641.0312545523 1683319.3672481638, 897587.0586512499 1683080.1826632475, 897670.2467973256 1682642.770971554, 897746.8499572605 1682219.8781346562, 897862.7654721768 1681606.9751107146, 897935.2914258898 1681232.9811564593, 898001.3270012132 1680875.513959566, 898056.4069122367 1680597.9864420705, 898106.3304149738 1680310.3183745048, 898148.4946367783 1680096.2599255503, 898103.7368436449 1679917.4502856203, 897934.8654878158 1679266.6728579344, 897903.7727379906 1679150.36482579, 897971.8161743501 1678900.577362621, 898103.1118176077 1678359.1681291375, 898204.7238823483 1677951.6704584984, 898496.1095114013 1677882.1399866203, 898800.3658473792 1677811.8220747204, 899110.9704523524 1677741.892345226, 899394.5471834138 1677673.6690790178, 899673.6074662225 1677607.810620106, 899858.5361938362 1677371.612401158, 900055.7234846752 1677119.40696875, 900125.0257151704 1676601.715784399, 899969.3331543079 1676305.7764123757, 899846.4945753373 1676065.1960540947, 900033.2821896533 1675830.4463965024, 900255.9393325154 1675541.7836864046, 900444.0166208377 1675300.0188094382, 900693.3391779148 1674975.4990245167, 900927.2436036721 1674677.242569425, 901051.9571745535 1674340.2534914315, 901188.0003423335 1673974.1835709717, 901316.8349514704 1673625.0162614777, 901420.9775111589 1673351.9875537786, 901525.4999086133 1673065.5865819661, 901630.9764107624 1672782.0725544235, 901744.7596139917 1672478.1717223176, 901840.7484830302 1672242.9896895846, 901997.4468598941 1671870.3094189644, 902126.7300753621 1671562.8147292298, 902183.6394225608 1671427.1472554638, 902361.4871927013 1670999.372054373, 902501.3108998365 1670667.7930855157, 902641.440627156 1670335.4877019278, 902712.817482247 1670164.452510913, 902926.3618463824 1669948.485987499, 903167.7704546005 1669708.011045124, 903413.6799445439 1669458.414041959, 903630.4575191101 1669239.9121094514, 903867.9144274947 1669001.4683719338, 904117.3542040144 1668750.9820367529, 904367.0037057432 1668503.027884379, 904496.4830544285 1668166.2416233027, 904571.8432240579 1667966.056546221, 904683.3715794738 1667677.7686505942, 904808.6515721645 1667358.2798320607, 904929.9282143204 1667033.0361397555, 905031.847086895 1666774.7892005222, 905159.0108006443 1666274.2103529433, 905307.631508017 1665993.250799513, 905479.1207039861 1665669.0532533082, 905600.8185661149 1665438.9886745668, 905760.8033044147 1665136.542217007, 905878.4112446122 1664916.5946418906, 905977.2686061409 1664665.588679943, 906066.513554641 1664444.4354957792, 906199.7231187823 1664110.6714318085, 906321.6749587087 1663806.0003914344, 906441.0082854226 1663506.5275209262, 906464.6688863898 1663415.7496622729, 906530.5562644554 1663171.0627527586, 906643.4870758213 1662743.5403210467, 906726.6671013493 1662434.0928113929, 906816.4895394433 1662107.3890277708, 906879.7139413704 1661866.8016670542, 907048.3467737632 1661241.4598203574, 907068.1948540525 1661170.8681818447, 907205.7682589968 1660663.301667843, 907257.7583177686 1660463.0140659967, 907288.7710879059 1660347.6535888028, 907709.2261114253 1660055.7285920847, 908127.7285542449 1659768.364066672, 908672.6877702851 1659390.3046540567, 908910.9199993154 1659225.0269937706, 909005.2789214575 1659158.1421129399, 909192.2335480123 1659068.150603512, 910039.8754550113 1658670.1178736507, 910379.0771267121 1658509.9359498336, 910680.8283929494 1658368.3560851559, 911164.0818683088 1658135.552346258, 911520.0829949521 1657965.906380917, 912165.9348119297 1657489.3883642473, 912425.6339824959 1657299.5748045053, 912658.3975095258 1657125.7919968918, 912924.488110203 1656930.8379398037, 913191.363481082 1656734.4027930347, 913447.8828361399 1656541.2819662855, 913646.9074065667 1656397.92653331, 913904.8497591782 1656209.5890923284, 914179.2805450135 1656004.833600746, 914438.424875312 1655814.8355987235, 914625.5088397751 1655641.114038528, 914864.3478336588 1655421.7550507141, 915116.6595924852 1655191.5015421275, 915385.0323235308 1654942.2618758925, 915668.3735744185 1654680.513519343, 915766.56279004 1654590.3438348835, 915920.831442985 1654299.7449129338, 916107.500839218 1653948.0844895053, 916301.2787570881 1653580.2962393232, 916484.5206450731 1653247.0785515835, 916796.8995735142 1653073.1753852894, 917096.7963843166 1652907.5713454846, 917360.2334548966 1652762.7849262618, 917605.1299537132 1652633.6073345952, 917907.5209889424 1652467.8988660027, 918206.8075930178 1652305.5422449713, 918504.9787565677 1652141.2841565853, 918787.6162628457 1651987.7320400383, 919081.9458224613 1652095.0655712285, 919281.6459459232 1652147.586941298, 919537.8764144762 1652216.755041469, 919579.4447142028 1652227.8384563937) | line | [10 empty] | 6 | 2 |  |  | 911 | 912 | 1 | FALSE | FALSE | 2 | FALSE | FALSE | [6 empty] | 911 | 901597.8244 | 1699194.1638 | 912 | 919579.4447 | 1652227.8385
VN | 549572414 | LINEVN0790b | 220 | 71.0842 | [5 empty] | 50 | 6 cables - 2 systems | LINESTRING (901597.8243736817 1699194.1637931939, 901522.5817526244 1699207.2065033454, 901332.753075103 1699172.6679835285, 901335.8257360405 1698978.6097164378, 901260.5825087766 1698908.2095314485, 900785.9108853805 1698409.7202650334, 900538.3436609148 1698134.2067674077, 900364.4145837033 1697871.149476195, 900237.2375790097 1697666.5266139088, 900083.0171805178 1697423.5868437532, 899904.298984732 1697144.957529456, 899729.8451582518 1696869.5519148572, 899533.8969532294 1696563.841073598, 899347.382817564 1696272.8708549177, 899100.9698432388 1695885.541214888, 898852.8069398607 1695515.6771376664, 898646.0903795871 1695067.6637098065, 898515.0138258873 1694801.5967011275, 898357.2493506351 1694476.5842079264, 898206.4262945701 1694166.8777356592, 898057.6058737031 1693858.0609872818, 897899.435264318 1693530.7315218945, 897692.6500660228 1693108.793486564, 897492.6940684742 1692701.0190447473, 897188.0691763479 1692066.6176453822, 897081.6120344972 1691844.2582433494, 897082.2901847456 1691702.5954042294, 897095.1338424442 1691253.118115172, 897104.8280099907 1690971.6412977015, 897112.626722677 1690716.8001098565, 897119.291878099 1690392.5323705552, 897128.435743348 1690007.21245799, 897138.3406160467 1689645.4144649457, 897147.4142922721 1689383.1245515966, 897152.5219582715 1689031.8524179554, 897164.0897908065 1688690.4328263032, 897169.6470654164 1688448.1450913146, 897291.7330380057 1688142.7298033522, 897400.1485828267 1687860.4581538856, 897473.2662515803 1687677.120183351, 897586.7712849707 1687384.3054316014, 897718.8461729151 1687043.7684500385, 897843.7317032528 1686735.0752534429, 897971.2266603839 1686400.900029867, 898088.2342809838 1686106.4154201485, 898057.9806652006 1685798.0777639644, 898022.7232132854 1685490.2207059008, 897994.5593341441 1685244.2885128562, 897953.2458847015 1684918.9053645376, 897905.6391839867 1684501.2641774693, 897819.8620821297 1684103.3261002104, 897737.1913404708 1683743.4485341068, 897641.0312545523 1683319.3672481638, 897587.0586512499 1683080.1826632475, 897670.2467973256 1682642.770971554, 897746.8499572605 1682219.8781346562, 897862.7654721768 1681606.9751107146, 897935.2914258898 1681232.9811564593, 898001.3270012132 1680875.513959566, 898056.4069122367 1680597.9864420705, 898106.3304149738 1680310.3183745048, 898148.4946367783 1680096.2599255503, 898103.7368436449 1679917.4502856203, 897934.8654878158 1679266.6728579344, 897903.7727379906 1679150.36482579, 897971.8161743501 1678900.577362621, 898103.1118176077 1678359.1681291375, 898204.7238823483 1677951.6704584984, 898496.1095114013 1677882.1399866203, 898800.3658473792 1677811.8220747204, 899110.9704523524 1677741.892345226, 899394.5471834138 1677673.6690790178, 899673.6074662225 1677607.810620106, 899858.5361938362 1677371.612401158, 900055.7234846752 1677119.40696875, 900125.0257151704 1676601.715784399, 899969.3331543079 1676305.7764123757, 899846.4945753373 1676065.1960540947, 900033.2821896533 1675830.4463965024, 900255.9393325154 1675541.7836864046, 900444.0166208377 1675300.0188094382, 900693.3391779148 1674975.4990245167, 900927.2436036721 1674677.242569425, 901051.9571745535 1674340.2534914315, 901188.0003423335 1673974.1835709717, 901316.8349514704 1673625.0162614777, 901420.9775111589 1673351.9875537786, 901525.4999086133 1673065.5865819661, 901630.9764107624 1672782.0725544235, 901744.7596139917 1672478.1717223176, 901840.7484830302 1672242.9896895846, 901997.4468598941 1671870.3094189644, 902126.7300753621 1671562.8147292298, 902183.6394225608 1671427.1472554638, 902361.4871927013 1670999.372054373, 902501.3108998365 1670667.7930855157, 902641.440627156 1670335.4877019278, 902712.817482247 1670164.452510913, 902926.3618463824 1669948.485987499, 903167.7704546005 1669708.011045124, 903413.6799445439 1669458.414041959, 903630.4575191101 1669239.9121094514, 903867.9144274947 1669001.4683719338, 904117.3542040144 1668750.9820367529, 904367.0037057432 1668503.027884379, 904496.4830544285 1668166.2416233027, 904571.8432240579 1667966.056546221, 904683.3715794738 1667677.7686505942, 904808.6515721645 1667358.2798320607, 904929.9282143204 1667033.0361397555, 905031.847086895 1666774.7892005222, 905159.0108006443 1666274.2103529433, 905307.631508017 1665993.250799513, 905479.1207039861 1665669.0532533082, 905600.8185661149 1665438.9886745668, 905760.8033044147 1665136.542217007, 905878.4112446122 1664916.5946418906, 905977.2686061409 1664665.588679943, 906066.513554641 1664444.4354957792, 906199.7231187823 1664110.6714318085, 906321.6749587087 1663806.0003914344, 906441.0082854226 1663506.5275209262, 906464.6688863898 1663415.7496622729, 906530.5562644554 1663171.0627527586, 906643.4870758213 1662743.5403210467, 906726.6671013493 1662434.0928113929, 906816.4895394433 1662107.3890277708, 906879.7139413704 1661866.8016670542, 907048.3467737632 1661241.4598203574, 907068.1948540525 1661170.8681818447, 907205.7682589968 1660663.301667843, 907257.7583177686 1660463.0140659967, 907288.7710879059 1660347.6535888028, 907709.2261114253 1660055.7285920847, 908127.7285542449 1659768.364066672, 908672.6877702851 1659390.3046540567, 908910.9199993154 1659225.0269937706, 909005.2789214575 1659158.1421129399, 909192.2335480123 1659068.150603512, 910039.8754550113 1658670.1178736507, 910379.0771267121 1658509.9359498336, 910680.8283929494 1658368.3560851559, 911164.0818683088 1658135.552346258, 911520.0829949521 1657965.906380917, 912165.9348119297 1657489.3883642473, 912425.6339824959 1657299.5748045053, 912658.3975095258 1657125.7919968918, 912924.488110203 1656930.8379398037, 913191.363481082 1656734.4027930347, 913447.8828361399 1656541.2819662855, 913646.9074065667 1656397.92653331, 913904.8497591782 1656209.5890923284, 914179.2805450135 1656004.833600746, 914438.424875312 1655814.8355987235, 914625.5088397751 1655641.114038528, 914864.3478336588 1655421.7550507141, 915116.6595924852 1655191.5015421275, 915385.0323235308 1654942.2618758925, 915668.3735744185 1654680.513519343, 915766.56279004 1654590.3438348835, 915920.831442985 1654299.7449129338, 916107.500839218 1653948.0844895053, 916301.2787570881 1653580.2962393232, 916484.5206450731 1653247.0785515835, 916796.8995735142 1653073.1753852894, 917096.7963843166 1652907.5713454846, 917360.2334548966 1652762.7849262618, 917605.1299537132 1652633.6073345952, 917907.5209889424 1652467.8988660027, 918206.8075930178 1652305.5422449713, 918504.9787565677 1652141.2841565853, 918787.6162628457 1651987.7320400383, 919081.9458224613 1652095.0655712285, 919281.6459459232 1652147.586941298, 919537.8764144762 1652216.755041469, 919579.4447142028 1652227.8384563937) | line | [10 empty] | 6 | 2 |  |  | 911 | 912 | 1 | FALSE | FALSE | 2 | FALSE | FALSE | [6 empty] | 911 | 901597.8244 | 1699194.1638 | 912 | 919579.4447 | 1652227.8385
VN | 549572415 | LINEVN0791a | 220 | 55.4719 | [5 empty] | 50 | 6 cables - 2 systems | LINESTRING (901235.8113566717 1699323.5267772877, 901251.6411080952 1699125.1000402845, 901220.8814385501 1698951.6844236373, 901000.6318079586 1698707.0283751222, 900754.3074571148 1698435.2679879463, 900517.8440556604 1698160.2343539044, 900339.9834498251 1697882.4892650696, 900180.6753223563 1697633.4417988032, 900054.2519286504 1697434.8524453682, 899880.079022395 1697160.8904472117, 899703.3178881289 1696885.157215779, 899494.0791842556 1696561.5501855481, 899352.3514134577 1696336.900938407, 899249.5082263378 1696175.7011669264, 899041.8639112848 1695849.2580741188, 898828.5670188966 1695532.7526820216, 898660.5513868503 1695166.8480858193, 898498.949697674 1694830.0075129396, 898344.5057212621 1694512.777500918, 898180.37459196 1694171.5866450318, 898055.8298257363 1693911.6552119644, 897812.4572729091 1693410.5152505229, 897647.1655150361 1693068.1487000985, 897485.520134181 1692732.4417185246, 897405.626708563 1692560.4429268492, 897252.9511480295 1692242.770592219, 897154.2231449181 1692037.356354402, 897065.0972393968 1691847.9896031006, 897064.4535489441 1691716.346306673, 897076.6067253618 1691290.3662770267, 897083.823239963 1691086.8668625415, 897088.0356987887 1690805.0087026334, 897099.2469018903 1690417.141391737, 897107.4300734317 1690173.7786645717, 897114.5964395795 1689854.0972374748, 897122.2794540871 1689571.710810021, 897130.7688922293 1689292.4859405046, 897138.9776080251 1688979.7054448717, 897149.1881395432 1688616.172697093, 897150.6067549208 1688481.960036651, 896891.2337706669 1688288.5326227765, 896595.0899432085 1688066.9424063552, 896336.2942255028 1687873.2450538909, 895970.1043300221 1687603.4395730135, 895770.5994091714 1687453.3490915126, 895559.8012024297 1687296.3865989554, 895302.8387113621 1687104.0881309872, 895006.40666134 1686881.367955794, 894824.2677567473 1686744.1947679706, 894534.3831050822 1686526.470014411, 894413.1243194251 1686433.6417463706, 894130.8675729856 1686225.218426233, 893919.4749013269 1686068.4878607166, 893713.5776152753 1685910.5555207254, 893355.6661067139 1685290.5214932556, 893157.8064802215 1684953.7241560102, 892937.4741928224 1684571.6546394154, 892693.3461425374 1684152.4604386834, 892423.334757552 1683693.3815161395, 892386.8616277149 1683051.7818881278, 892370.4226874327 1682762.3670079452, 892102.1778559918 1682669.395018581, 891700.1345634182 1682530.0378045014, 891166.5216389187 1682345.9919009544, 890906.0746956505 1682119.8141829837, 890709.5841008814 1681952.8021514893, 890430.5173628815 1681712.4793973835, 890122.8212859979 1681452.9555575107, 889746.0068887516 1681130.4698919076, 889377.4788716458 1680817.2292194397, 889246.5418553404 1680704.0313654724, 888872.6510825101 1680574.8986223286, 888376.1019445419 1680398.4279275218, 888095.3607017023 1680300.8280864116, 887642.8801602394 1680139.4332140794, 887218.4916480563 1679990.2810076484, 886945.64978016 1679894.9773267123, 886674.402249269 1679798.8501988878, 886410.7456301416 1679504.030739583, 886114.7334343726 1679166.7817292514, 885882.3706331899 1678908.3261263683, 885637.9884127727 1678634.1949030403, 885328.4183681258 1678285.3907380458, 885116.0581382591 1678048.076156755, 884981.8963798613 1677900.9904098143, 884742.6462000832 1677629.6617381643, 884568.7816759646 1677438.3107741028, 884218.6095442104 1677045.8114773575, 884039.3411774542 1676848.6378043932, 883884.5799024086 1676671.3703363268, 883708.6805141924 1676267.6500548688, 883568.4845388336 1675931.2284614479, 883413.7333906393 1675566.733619438, 883233.3165437316 1675154.902105347, 883053.6435087376 1674732.5909592025, 882855.4337480387 1674259.913189224, 882735.9144353297 1673990.9624965803, 882605.8402418662 1673687.5319794053, 882545.926359414 1673535.4792442787, 882446.1921990659 1673533.2866158942, 882253.1464145898 1673524.5627659345, 881758.49426537 1673506.2280244736, 881121.3335444101 1673479.2854243212, 880925.519414535 1673472.101509076, 880493.7569031591 1673135.1318577947, 880077.2520863406 1672810.0323710355, 879762.0546086914 1672563.47898426, 879510.2449449941 1672369.7456456285, 879211.0852943666 1672135.505897337, 878955.5933020902 1671932.5348980813, 878715.3766466 1671749.6042864162, 878531.7901333781 1671555.8265832243, 878319.083436223 1671332.717442772, 877995.1343120693 1670992.927823069, 877729.436044371 1670713.7492131856, 877377.0652930177 1670346.3798270433, 877098.989480516 1670054.5145705915, 876606.181089669 1669545.2873932924, 876361.5164558266 1669285.3937818531, 875892.7690330646 1669067.9976106486, 875167.1595224061 1668739.784038963, 874775.3816548071 1668558.507249868, 874573.8161264702 1668413.445830991, 874226.5866593688 1668167.4294063244, 873838.392059705 1667887.8846731489, 873532.7963595625 1667670.6737913995, 873343.7230712986 1667536.2506200734, 873035.3467344146 1667329.620015773, 872744.4193915173 1667133.3195481212, 872565.8054371565 1667012.5435221863, 872541.0263810683 1667008.5637471273) | line | [10 empty] | 6 | 2 |  |  | 904 | 913 | 1 | FALSE | FALSE | 2 | TRUE | FALSE | 904 |  | 901235.8114 | 1699323.5268 |  |  | 904 | 901235.8114 | 1699323.5268 | 913 | 872541.0264 | 1667008.5637
VN | 549572415 | LINEVN0791b | 220 | 55.4719 | [5 empty] | 50 | 6 cables - 2 systems | LINESTRING (901235.8113566717 1699323.5267772877, 901251.6411080952 1699125.1000402845, 901220.8814385501 1698951.6844236373, 901000.6318079586 1698707.0283751222, 900754.3074571148 1698435.2679879463, 900517.8440556604 1698160.2343539044, 900339.9834498251 1697882.4892650696, 900180.6753223563 1697633.4417988032, 900054.2519286504 1697434.8524453682, 899880.079022395 1697160.8904472117, 899703.3178881289 1696885.157215779, 899494.0791842556 1696561.5501855481, 899352.3514134577 1696336.900938407, 899249.5082263378 1696175.7011669264, 899041.8639112848 1695849.2580741188, 898828.5670188966 1695532.7526820216, 898660.5513868503 1695166.8480858193, 898498.949697674 1694830.0075129396, 898344.5057212621 1694512.777500918, 898180.37459196 1694171.5866450318, 898055.8298257363 1693911.6552119644, 897812.4572729091 1693410.5152505229, 897647.1655150361 1693068.1487000985, 897485.520134181 1692732.4417185246, 897405.626708563 1692560.4429268492, 897252.9511480295 1692242.770592219, 897154.2231449181 1692037.356354402, 897065.0972393968 1691847.9896031006, 897064.4535489441 1691716.346306673, 897076.6067253618 1691290.3662770267, 897083.823239963 1691086.8668625415, 897088.0356987887 1690805.0087026334, 897099.2469018903 1690417.141391737, 897107.4300734317 1690173.7786645717, 897114.5964395795 1689854.0972374748, 897122.2794540871 1689571.710810021, 897130.7688922293 1689292.4859405046, 897138.9776080251 1688979.7054448717, 897149.1881395432 1688616.172697093, 897150.6067549208 1688481.960036651, 896891.2337706669 1688288.5326227765, 896595.0899432085 1688066.9424063552, 896336.2942255028 1687873.2450538909, 895970.1043300221 1687603.4395730135, 895770.5994091714 1687453.3490915126, 895559.8012024297 1687296.3865989554, 895302.8387113621 1687104.0881309872, 895006.40666134 1686881.367955794, 894824.2677567473 1686744.1947679706, 894534.3831050822 1686526.470014411, 894413.1243194251 1686433.6417463706, 894130.8675729856 1686225.218426233, 893919.4749013269 1686068.4878607166, 893713.5776152753 1685910.5555207254, 893355.6661067139 1685290.5214932556, 893157.8064802215 1684953.7241560102, 892937.4741928224 1684571.6546394154, 892693.3461425374 1684152.4604386834, 892423.334757552 1683693.3815161395, 892386.8616277149 1683051.7818881278, 892370.4226874327 1682762.3670079452, 892102.1778559918 1682669.395018581, 891700.1345634182 1682530.0378045014, 891166.5216389187 1682345.9919009544, 890906.0746956505 1682119.8141829837, 890709.5841008814 1681952.8021514893, 890430.5173628815 1681712.4793973835, 890122.8212859979 1681452.9555575107, 889746.0068887516 1681130.4698919076, 889377.4788716458 1680817.2292194397, 889246.5418553404 1680704.0313654724, 888872.6510825101 1680574.8986223286, 888376.1019445419 1680398.4279275218, 888095.3607017023 1680300.8280864116, 887642.8801602394 1680139.4332140794, 887218.4916480563 1679990.2810076484, 886945.64978016 1679894.9773267123, 886674.402249269 1679798.8501988878, 886410.7456301416 1679504.030739583, 886114.7334343726 1679166.7817292514, 885882.3706331899 1678908.3261263683, 885637.9884127727 1678634.1949030403, 885328.4183681258 1678285.3907380458, 885116.0581382591 1678048.076156755, 884981.8963798613 1677900.9904098143, 884742.6462000832 1677629.6617381643, 884568.7816759646 1677438.3107741028, 884218.6095442104 1677045.8114773575, 884039.3411774542 1676848.6378043932, 883884.5799024086 1676671.3703363268, 883708.6805141924 1676267.6500548688, 883568.4845388336 1675931.2284614479, 883413.7333906393 1675566.733619438, 883233.3165437316 1675154.902105347, 883053.6435087376 1674732.5909592025, 882855.4337480387 1674259.913189224, 882735.9144353297 1673990.9624965803, 882605.8402418662 1673687.5319794053, 882545.926359414 1673535.4792442787, 882446.1921990659 1673533.2866158942, 882253.1464145898 1673524.5627659345, 881758.49426537 1673506.2280244736, 881121.3335444101 1673479.2854243212, 880925.519414535 1673472.101509076, 880493.7569031591 1673135.1318577947, 880077.2520863406 1672810.0323710355, 879762.0546086914 1672563.47898426, 879510.2449449941 1672369.7456456285, 879211.0852943666 1672135.505897337, 878955.5933020902 1671932.5348980813, 878715.3766466 1671749.6042864162, 878531.7901333781 1671555.8265832243, 878319.083436223 1671332.717442772, 877995.1343120693 1670992.927823069, 877729.436044371 1670713.7492131856, 877377.0652930177 1670346.3798270433, 877098.989480516 1670054.5145705915, 876606.181089669 1669545.2873932924, 876361.5164558266 1669285.3937818531, 875892.7690330646 1669067.9976106486, 875167.1595224061 1668739.784038963, 874775.3816548071 1668558.507249868, 874573.8161264702 1668413.445830991, 874226.5866593688 1668167.4294063244, 873838.392059705 1667887.8846731489, 873532.7963595625 1667670.6737913995, 873343.7230712986 1667536.2506200734, 873035.3467344146 1667329.620015773, 872744.4193915173 1667133.3195481212, 872565.8054371565 1667012.5435221863, 872541.0263810683 1667008.5637471273) | line | [10 empty] | 6 | 2 |  |  | 904 | 913 | 1 | FALSE | FALSE | 2 | TRUE | FALSE | 904 |  | 901235.8114 | 1699323.5268 |  |  | 904 | 901235.8114 | 1699323.5268 | 913 | 872541.0264 | 1667008.5637
VN | 549577067 | LINEVN0792 | 220 | 0.64376 | [5 empty] | 50 |  | LINESTRING (830897.4162929284 1777415.0784714683, 831002.8686907613 1777626.2449149385, 831155.4663053789 1777719.607561254, 831273.9584303803 1777692.5444730355) | line | [10 empty] | 3 |  |  |  | 914 | 915 | 1 | FALSE | FALSE | 1 | TRUE | TRUE | 914 | 915 | 830897.4163 | 1777415.0785 | 831273.9584 | 1777692.5445 | 914 | 830897.4163 | 1777415.0785 | 915 | 831273.9584 | 1777692.5445
VN | 549577070 | LINEVN0793a | 220 | 17.9546 | [5 empty] | 50 | 6 cables - 2 systems | LINESTRING (834889.6683217152 1767148.6932399173, 835082.0062922148 1767399.909570552, 835238.6203051221 1767605.5032245691, 835446.4373446847 1767887.2336940637, 835639.346256777 1768148.746582461, 835740.1467662345 1768288.2436896234, 835574.8294242362 1768529.2925078352, 835457.7565027603 1768716.608969753, 835442.3052031612 1768741.368296845, 835412.973027818 1768788.3737461236, 835397.6903708879 1768812.6149573892, 835291.1125055468 1768978.5208973035, 835275.2097094161 1769003.3953307893, 835060.485357939 1769328.6704232749, 834895.0555526807 1769807.3546670375, 834609.0365192287 1770081.5412521092, 834592.8356226817 1770097.116957708, 834588.8344454041 1770100.9562329706, 834577.4348188103 1770111.5082802826, 834550.060460795 1770136.8529202107, 834512.3295766246 1770171.8015517457, 834462.3844684324 1770218.0433645842, 834419.8507965109 1770257.4286240195, 834377.3063963109 1770296.824852694, 834312.3001631759 1770357.020288874, 834264.176632375 1770573.0043896846, 834242.677543987 1770669.4916926597, 834239.9197819657 1770681.8686543214, 834170.1531996167 1770979.0391327296, 833928.1385494431 1771070.1858492598, 833585.3949474243 1771224.7175184228, 833272.569638369 1771350.9217308823, 832877.3997227844 1771519.6094417628, 832481.664185355 1771686.4777639832, 832218.4621058984 1771797.7395575526, 831888.6773359021 1771930.1205688901, 831546.9935616488 1772073.9819024699, 831328.7350238608 1772157.508828054, 830813.9960119522 1772370.0400976613, 830789.04864879 1772381.8429424476, 830572.4868364753 1772484.310925998, 830534.413564732 1772499.7958399032, 830259.0849995031 1772611.7716870513, 829967.2928889329 1772733.076823959, 829791.9621006132 1772807.0296567527, 829655.5378823768 1773168.0377396566, 829653.7151655545 1773174.623977794, 829552.4319842267 1773572.6543330702, 829432.8246941161 1773957.3964721519, 829326.2139646232 1774285.2157162174, 829224.0844182669 1774601.4257467077, 829010.1429074041 1775279.6184418933, 829172.4140034631 1775478.4976484305, 829628.0377094045 1775658.5971489295, 830062.8123480997 1775829.834016692, 830271.0273772958 1776163.879677303, 830588.7550863938 1776669.7706757959, 830764.2455708869 1777097.286007555, 830798.2716077946 1777185.2193685358, 830842.8174820011 1777300.3395930917, 830897.4162929284 1777415.0784714683) | line | [10 empty] | 6 | 2 |  |  | 916 | 914 | 1 | FALSE | FALSE | 2 | TRUE | TRUE | 916 | 914 | 834889.6683 | 1767148.6932 | 830897.4163 | 1777415.0785 | 916 | 834889.6683 | 1767148.6932 | 914 | 830897.4163 | 1777415.0785
VN | 549577070 | LINEVN0793b | 220 | 17.9546 | [5 empty] | 50 | 6 cables - 2 systems | LINESTRING (834889.6683217152 1767148.6932399173, 835082.0062922148 1767399.909570552, 835238.6203051221 1767605.5032245691, 835446.4373446847 1767887.2336940637, 835639.346256777 1768148.746582461, 835740.1467662345 1768288.2436896234, 835574.8294242362 1768529.2925078352, 835457.7565027603 1768716.608969753, 835442.3052031612 1768741.368296845, 835412.973027818 1768788.3737461236, 835397.6903708879 1768812.6149573892, 835291.1125055468 1768978.5208973035, 835275.2097094161 1769003.3953307893, 835060.485357939 1769328.6704232749, 834895.0555526807 1769807.3546670375, 834609.0365192287 1770081.5412521092, 834592.8356226817 1770097.116957708, 834588.8344454041 1770100.9562329706, 834577.4348188103 1770111.5082802826, 834550.060460795 1770136.8529202107, 834512.3295766246 1770171.8015517457, 834462.3844684324 1770218.0433645842, 834419.8507965109 1770257.4286240195, 834377.3063963109 1770296.824852694, 834312.3001631759 1770357.020288874, 834264.176632375 1770573.0043896846, 834242.677543987 1770669.4916926597, 834239.9197819657 1770681.8686543214, 834170.1531996167 1770979.0391327296, 833928.1385494431 1771070.1858492598, 833585.3949474243 1771224.7175184228, 833272.569638369 1771350.9217308823, 832877.3997227844 1771519.6094417628, 832481.664185355 1771686.4777639832, 832218.4621058984 1771797.7395575526, 831888.6773359021 1771930.1205688901, 831546.9935616488 1772073.9819024699, 831328.7350238608 1772157.508828054, 830813.9960119522 1772370.0400976613, 830789.04864879 1772381.8429424476, 830572.4868364753 1772484.310925998, 830534.413564732 1772499.7958399032, 830259.0849995031 1772611.7716870513, 829967.2928889329 1772733.076823959, 829791.9621006132 1772807.0296567527, 829655.5378823768 1773168.0377396566, 829653.7151655545 1773174.623977794, 829552.4319842267 1773572.6543330702, 829432.8246941161 1773957.3964721519, 829326.2139646232 1774285.2157162174, 829224.0844182669 1774601.4257467077, 829010.1429074041 1775279.6184418933, 829172.4140034631 1775478.4976484305, 829628.0377094045 1775658.5971489295, 830062.8123480997 1775829.834016692, 830271.0273772958 1776163.879677303, 830588.7550863938 1776669.7706757959, 830764.2455708869 1777097.286007555, 830798.2716077946 1777185.2193685358, 830842.8174820011 1777300.3395930917, 830897.4162929284 1777415.0784714683) | line | [10 empty] | 6 | 2 |  |  | 916 | 914 | 1 | FALSE | FALSE | 2 | TRUE | TRUE | 916 | 914 | 834889.6683 | 1767148.6932 | 830897.4163 | 1777415.0785 | 916 | 834889.6683 | 1767148.6932 | 914 | 830897.4163 | 1777415.0785
VN | 549577073 | LINEVN0794 | 220 | 0.67505 | [5 empty] | 50 |  | LINESTRING (830897.4162929284 1777415.0784714683, 830984.3653295266 1777633.6784556545, 831154.3362660096 1777737.8689489216, 831273.9584303803 1777692.5444730355) | line | [10 empty] | 3 |  |  |  | 914 | 915 | 1 | FALSE | FALSE | 1 | TRUE | TRUE | 914 | 915 | 830897.4163 | 1777415.0785 | 831273.9584 | 1777692.5445 | 914 | 830897.4163 | 1777415.0785 | 915 | 831273.9584 | 1777692.5445
VN | 549577076 | LINEVN0795a | 220 | 5.2241 | [5 empty] | 50 | 6 cables - 2 systems | LINESTRING (834493.3076097289 1779863.8670373394, 834457.3668768943 1779865.6055766167, 834271.5481966911 1779937.3185253402, 834087.3312166906 1779941.3921851963, 833800.7543668076 1779760.61391478, 833481.7378684941 1779559.366499461, 833198.1080633891 1779372.9262121369, 833091.5901747807 1779234.5536959295, 832914.3407126148 1778928.372518198, 832820.1721949318 1778598.8943258056, 832345.830306987 1778369.333846275, 832048.6359578941 1778224.395611428, 831923.5723885004 1777846.7490694514, 831599.2595460922 1777592.905391128, 831273.9584303803 1777692.5444730355) | line | [10 empty] | 6 |  |  |  | 917 | 915 | 1 | FALSE | FALSE | 2 | FALSE | TRUE |  | 915 |  |  | 831273.9584 | 1777692.5445 | 917 | 834493.3076 | 1779863.867 | 915 | 831273.9584 | 1777692.5445
VN | 549577076 | LINEVN0795b | 220 | 5.2241 | [5 empty] | 50 | 6 cables - 2 systems | LINESTRING (834493.3076097289 1779863.8670373394, 834457.3668768943 1779865.6055766167, 834271.5481966911 1779937.3185253402, 834087.3312166906 1779941.3921851963, 833800.7543668076 1779760.61391478, 833481.7378684941 1779559.366499461, 833198.1080633891 1779372.9262121369, 833091.5901747807 1779234.5536959295, 832914.3407126148 1778928.372518198, 832820.1721949318 1778598.8943258056, 832345.830306987 1778369.333846275, 832048.6359578941 1778224.395611428, 831923.5723885004 1777846.7490694514, 831599.2595460922 1777592.905391128, 831273.9584303803 1777692.5444730355) | line | [10 empty] | 6 |  |  |  | 917 | 915 | 1 | FALSE | FALSE | 2 | FALSE | TRUE |  | 915 |  |  | 831273.9584 | 1777692.5445 | 917 | 834493.3076 | 1779863.867 | 915 | 831273.9584 | 1777692.5445
VN | 549577082 | LINEVN0796a | 220 | 22.1185 | [5 empty] | 50 | 6 cables - 2 systems | LINESTRING (829062.6516611112 1795008.3410795026, 829161.9748626824 1795009.2563675765, 829253.9102965451 1795004.644109414, 829447.80402268 1794710.2634520107, 829646.4241763168 1794407.9564777426, 829710.4814922363 1793889.9142568957, 829829.954265461 1792798.5986356325, 829900.7952226503 1792230.9740898588, 829913.3948621185 1792079.9295101843, 829956.6534937434 1791780.6706377242, 829962.2781844006 1791693.440052064, 829973.8810293144 1791627.9785057327, 830035.4803889676 1791541.5889375196, 830311.906565534 1791184.1866311815, 830453.6957547748 1790997.120808242, 830743.1894563546 1790611.6694329537, 830775.8227950786 1790484.8760868735, 830909.484220335 1789960.6565590908, 830963.3726491678 1789719.1838380527, 831103.1919468334 1789205.8798392373, 831131.0339470524 1789092.4295595041, 831156.6471839861 1788764.3230593388, 831179.302544167 1788365.9605031845, 831212.4895147228 1787782.8114877802, 831233.7413420354 1787381.547618521, 831253.3060481288 1787073.888470674, 831268.413265478 1786947.9499585317, 831207.7582437682 1786479.242163908, 831199.6143410781 1786308.7091937354, 831142.6148862473 1785840.0352819858, 831091.2146863085 1785361.1550018536, 831065.7764530769 1785104.1662792498, 831037.9385266076 1784911.3598366186, 830952.9422833413 1784221.576289327, 830907.6563141043 1783812.4143536966, 830873.811928274 1783502.7479449355, 830809.0045953504 1782805.815199401, 830775.3920539061 1782576.0793596243, 830707.5707135848 1782060.346639437, 830923.9898783427 1781841.7667972606, 831220.6415596139 1781541.0305626332, 831454.7385405046 1781302.7235474838, 831747.3313492507 1781005.7748191883, 831963.9165670436 1780786.7717614542, 832212.1644225821 1780535.8319232236, 832449.8632977463 1780298.726593177, 832698.3597989539 1780042.664806868, 832958.124021661 1779779.88387282, 833171.744314681 1779769.253337549, 833472.165363413 1779755.9452840677, 833685.7854616821 1779897.3543578186, 833950.6406136055 1779956.7423620727, 834136.7781605547 1779996.3774373964, 834309.1903100264 1779946.306859797, 834461.2011048906 1779896.793018024, 834499.3860383709 1779898.2235409706) | line | [10 empty] | 6 |  |  |  | 918 | 919 | 1 | FALSE | FALSE | 2 | TRUE | FALSE | 918 |  | 829062.6517 | 1795008.3411 |  |  | 918 | 829062.6517 | 1795008.3411 | 919 | 834499.386 | 1779898.2235
VN | 549577082 | LINEVN0796b | 220 | 22.1185 | [5 empty] | 50 | 6 cables - 2 systems | LINESTRING (829062.6516611112 1795008.3410795026, 829161.9748626824 1795009.2563675765, 829253.9102965451 1795004.644109414, 829447.80402268 1794710.2634520107, 829646.4241763168 1794407.9564777426, 829710.4814922363 1793889.9142568957, 829829.954265461 1792798.5986356325, 829900.7952226503 1792230.9740898588, 829913.3948621185 1792079.9295101843, 829956.6534937434 1791780.6706377242, 829962.2781844006 1791693.440052064, 829973.8810293144 1791627.9785057327, 830035.4803889676 1791541.5889375196, 830311.906565534 1791184.1866311815, 830453.6957547748 1790997.120808242, 830743.1894563546 1790611.6694329537, 830775.8227950786 1790484.8760868735, 830909.484220335 1789960.6565590908, 830963.3726491678 1789719.1838380527, 831103.1919468334 1789205.8798392373, 831131.0339470524 1789092.4295595041, 831156.6471839861 1788764.3230593388, 831179.302544167 1788365.9605031845, 831212.4895147228 1787782.8114877802, 831233.7413420354 1787381.547618521, 831253.3060481288 1787073.888470674, 831268.413265478 1786947.9499585317, 831207.7582437682 1786479.242163908, 831199.6143410781 1786308.7091937354, 831142.6148862473 1785840.0352819858, 831091.2146863085 1785361.1550018536, 831065.7764530769 1785104.1662792498, 831037.9385266076 1784911.3598366186, 830952.9422833413 1784221.576289327, 830907.6563141043 1783812.4143536966, 830873.811928274 1783502.7479449355, 830809.0045953504 1782805.815199401, 830775.3920539061 1782576.0793596243, 830707.5707135848 1782060.346639437, 830923.9898783427 1781841.7667972606, 831220.6415596139 1781541.0305626332, 831454.7385405046 1781302.7235474838, 831747.3313492507 1781005.7748191883, 831963.9165670436 1780786.7717614542, 832212.1644225821 1780535.8319232236, 832449.8632977463 1780298.726593177, 832698.3597989539 1780042.664806868, 832958.124021661 1779779.88387282, 833171.744314681 1779769.253337549, 833472.165363413 1779755.9452840677, 833685.7854616821 1779897.3543578186, 833950.6406136055 1779956.7423620727, 834136.7781605547 1779996.3774373964, 834309.1903100264 1779946.306859797, 834461.2011048906 1779896.793018024, 834499.3860383709 1779898.2235409706) | line | [10 empty] | 6 |  |  |  | 918 | 919 | 1 | FALSE | FALSE | 2 | TRUE | FALSE | 918 |  | 829062.6517 | 1795008.3411 |  |  | 918 | 829062.6517 | 1795008.3411 | 919 | 834499.386 | 1779898.2235
VN | 549577084 | LINEVN0797 | 220 | 0.78123 | [5 empty] | 50 |  | LINESTRING (832436.8222340266 1777035.2290873008, 832372.3886993239 1776959.4867071717, 832274.1956052021 1776844.0448323137, 832283.3161082703 1776599.4608400404, 832294.2623123587 1776444.5683400736) | line | [10 empty] | 3 |  |  |  | 920 | 921 | 1 | FALSE | FALSE | 1 | TRUE | TRUE | 920 | 921 | 832436.8222 | 1777035.2291 | 832294.2623 | 1776444.5683 | 920 | 832436.8222 | 1777035.2291 | 921 | 832294.2623 | 1776444.5683
VN | 549577087 | LINEVN0798a | 220 | 4.7522 | [5 empty] | 50 | 6 cables - 2 systems | LINESTRING (834488.4925993255 1779830.249724417, 834452.6952043083 1779832.4224955214, 834273.2377785182 1779920.4943027785, 834096.9052117114 1779916.6887227786, 833841.3105954835 1779757.514889125, 833533.6299825122 1779566.7070598037, 833199.190498248 1779358.6630139623, 833112.4473026097 1779223.734370396, 832935.6539083074 1778924.982069833, 832857.6768975329 1778627.1531514444, 832724.7539681445 1777874.7701015584, 832671.2011776536 1777557.01568633, 832622.0023584968 1777274.4440889596, 832436.8222340266 1777035.2290873008) | line | [10 empty] | 6 |  |  |  | 922 | 920 | 1 | FALSE | FALSE | 2 | FALSE | TRUE |  | 920 |  |  | 832436.8222 | 1777035.2291 | 922 | 834488.4926 | 1779830.2497 | 920 | 832436.8222 | 1777035.2291
VN | 549577087 | LINEVN0798b | 220 | 4.7522 | [5 empty] | 50 | 6 cables - 2 systems | LINESTRING (834488.4925993255 1779830.249724417, 834452.6952043083 1779832.4224955214, 834273.2377785182 1779920.4943027785, 834096.9052117114 1779916.6887227786, 833841.3105954835 1779757.514889125, 833533.6299825122 1779566.7070598037, 833199.190498248 1779358.6630139623, 833112.4473026097 1779223.734370396, 832935.6539083074 1778924.982069833, 832857.6768975329 1778627.1531514444, 832724.7539681445 1777874.7701015584, 832671.2011776536 1777557.01568633, 832622.0023584968 1777274.4440889596, 832436.8222340266 1777035.2290873008) | line | [10 empty] | 6 |  |  |  | 922 | 920 | 1 | FALSE | FALSE | 2 | FALSE | TRUE |  | 920 |  |  | 832436.8222 | 1777035.2291 | 922 | 834488.4926 | 1779830.2497 | 920 | 832436.8222 | 1777035.2291
VN | 549577089 | LINEVN0799 | 220 | 0.76901 | [5 empty] | 50 |  | LINESTRING (832294.2623123587 1776444.5683400736, 832299.6961317732 1776599.4184489434, 832288.0735013174 1776837.9718256323, 832436.8222340266 1777035.2290873008) | line | [10 empty] | 3 |  |  |  | 921 | 920 | 1 | FALSE | FALSE | 1 | TRUE | TRUE | 921 | 920 | 832294.2623 | 1776444.5683 | 832436.8222 | 1777035.2291 | 921 | 832294.2623 | 1776444.5683 | 920 | 832436.8222 | 1777035.2291
VN | 549577092 | LINEVN0800a | 220 | 11.2349 | [5 empty] | 50 | 6 cables - 2 systems | LINESTRING (832294.2623123587 1776444.5683400736, 832470.5012447248 1776227.0502122417, 832704.2286662334 1775950.9849408362, 833026.1391491883 1775562.309136139, 833220.2105967661 1775325.34343251, 833349.7763241226 1775174.2268321412, 833382.8756887576 1774979.9631010522, 833449.6235851317 1774592.0087819924, 833484.872623078 1774388.0619183793, 833566.671554273 1773916.92777985, 833615.6701429387 1773658.6285639633, 833682.0963438492 1773253.7972972076, 833750.9163931527 1772862.98225946, 834010.4981455125 1772552.1484462079, 834281.761823161 1772229.4835260753, 834389.754775537 1772100.0115501008, 834628.0170155725 1772137.298084575, 834985.8306352823 1772194.1033801804, 835369.451731013 1772254.7274747614, 835647.8516214719 1772298.3478242569, 835926.5404243555 1772228.5912459856, 836291.816429307 1772133.5716361888, 836555.618067507 1772154.9921264506, 836767.9021279397 1772010.2588682754, 836997.863178966 1771962.0209709082, 837312.9990661754 1771878.6304257794, 837583.7334963074 1771815.7178358648, 837726.0332921953 1771771.9935115764, 837914.2028319379 1771722.165282609, 838208.3711784824 1772009.5598802224, 838407.71448547 1772206.8326774475, 838441.5137942459 1772195.3496015337) | line | [10 empty] | 6 | 2 |  |  | 921 | 923 | 1 | FALSE | FALSE | 2 | TRUE | FALSE | 921 |  | 832294.2623 | 1776444.5683 |  |  | 921 | 832294.2623 | 1776444.5683 | 923 | 838441.5138 | 1772195.3496
VN | 549577092 | LINEVN0800b | 220 | 11.2349 | [5 empty] | 50 | 6 cables - 2 systems | LINESTRING (832294.2623123587 1776444.5683400736, 832470.5012447248 1776227.0502122417, 832704.2286662334 1775950.9849408362, 833026.1391491883 1775562.309136139, 833220.2105967661 1775325.34343251, 833349.7763241226 1775174.2268321412, 833382.8756887576 1774979.9631010522, 833449.6235851317 1774592.0087819924, 833484.872623078 1774388.0619183793, 833566.671554273 1773916.92777985, 833615.6701429387 1773658.6285639633, 833682.0963438492 1773253.7972972076, 833750.9163931527 1772862.98225946, 834010.4981455125 1772552.1484462079, 834281.761823161 1772229.4835260753, 834389.754775537 1772100.0115501008, 834628.0170155725 1772137.298084575, 834985.8306352823 1772194.1033801804, 835369.451731013 1772254.7274747614, 835647.8516214719 1772298.3478242569, 835926.5404243555 1772228.5912459856, 836291.816429307 1772133.5716361888, 836555.618067507 1772154.9921264506, 836767.9021279397 1772010.2588682754, 836997.863178966 1771962.0209709082, 837312.9990661754 1771878.6304257794, 837583.7334963074 1771815.7178358648, 837726.0332921953 1771771.9935115764, 837914.2028319379 1771722.165282609, 838208.3711784824 1772009.5598802224, 838407.71448547 1772206.8326774475, 838441.5137942459 1772195.3496015337) | line | [10 empty] | 6 | 2 |  |  | 921 | 923 | 1 | FALSE | FALSE | 2 | TRUE | FALSE | 921 |  | 832294.2623 | 1776444.5683 |  |  | 921 | 832294.2623 | 1776444.5683 | 923 | 838441.5138 | 1772195.3496
VN | 549578794 | LINEVN0801 | 220 | 0.16347 | [5 empty] | 50 |  | LINESTRING (752274.3611151915 1801302.5159219017, 752319.5601536215 1801213.826694735, 752353.2826910652 1801199.3921550128) | line | [10 empty] | 3 |  |  |  | 924 | 925 | 1 | FALSE | FALSE | 1 | TRUE | FALSE | 924 |  | 752274.3611 | 1801302.5159 |  |  | 924 | 752274.3611 | 1801302.5159 | 925 | 752353.2827 | 1801199.3922
VN | 549578795 | LINEVN0802 | 220 | 0.21405 | [5 empty] | 50 |  | LINESTRING (752274.3611151915 1801302.5159219017, 752289.9582479793 1801168.723801886, 752326.9477317026 1801145.4921630342) | line | [10 empty] | 3 |  |  |  | 924 | 926 | 1 | FALSE | FALSE | 1 | TRUE | FALSE | 924 |  | 752274.3611 | 1801302.5159 |  |  | 924 | 752274.3611 | 1801302.5159 | 926 | 752326.9477 | 1801145.4922
VN | 549593674 | LINEVN0803a | 110 | 8.2172 | [5 empty] | 50 | 6 cables - 2 systems | LINESTRING (832947.4732440847 1786845.9721516457, 832660.5916292998 1786815.027953901, 832496.9994760953 1786817.2658915678, 832140.5319248568 1786825.225357672, 832001.8964696281 1786824.852249987, 831775.9696731393 1786827.5850138967, 831619.8726279999 1786828.5132552644, 831517.1627475377 1786291.5841566266, 831504.0063883363 1786225.8827152702, 831336.9684442282 1785301.1941402692, 831279.8376978522 1784923.655684841, 831269.686919391 1784856.604115169, 831036.4340150133 1784208.272843246, 830965.288022588 1783627.7256773158, 830903.8020236898 1783092.422258604, 830888.8868382876 1782803.589270567, 830749.4454996055 1782083.239956151, 830929.4520944803 1781898.9434642754, 831110.2904434202 1781715.8013571554, 831224.9554801732 1781597.6141604749) | line | [10 empty] | 6 | 2 |  |  | 927 | 928 | 1 | FALSE | FALSE | 2 | FALSE | TRUE |  | 928 |  |  | 831224.9555 | 1781597.6142 | 927 | 832947.4732 | 1786845.9722 | 928 | 831224.9555 | 1781597.6142
VN | 549593674 | LINEVN0803b | 110 | 8.2172 | [5 empty] | 50 | 6 cables - 2 systems | LINESTRING (832947.4732440847 1786845.9721516457, 832660.5916292998 1786815.027953901, 832496.9994760953 1786817.2658915678, 832140.5319248568 1786825.225357672, 832001.8964696281 1786824.852249987, 831775.9696731393 1786827.5850138967, 831619.8726279999 1786828.5132552644, 831517.1627475377 1786291.5841566266, 831504.0063883363 1786225.8827152702, 831336.9684442282 1785301.1941402692, 831279.8376978522 1784923.655684841, 831269.686919391 1784856.604115169, 831036.4340150133 1784208.272843246, 830965.288022588 1783627.7256773158, 830903.8020236898 1783092.422258604, 830888.8868382876 1782803.589270567, 830749.4454996055 1782083.239956151, 830929.4520944803 1781898.9434642754, 831110.2904434202 1781715.8013571554, 831224.9554801732 1781597.6141604749) | line | [10 empty] | 6 | 2 |  |  | 927 | 928 | 1 | FALSE | FALSE | 2 | FALSE | TRUE |  | 928 |  |  | 831224.9555 | 1781597.6142 | 927 | 832947.4732 | 1786845.9722 | 928 | 831224.9555 | 1781597.6142
VN | 549593675 | LINEVN0804 | 220 | 1.0512 | [5 empty] | 50 |  | LINESTRING (828256.2612114866 1794891.8208325547, 828431.2644657923 1794880.7501906147, 828516.319457817 1795009.5509461188, 829062.6516611112 1795008.3410795026) | line | [10 empty] | 3 |  |  |  | 929 | 918 | 1 | FALSE | FALSE | 1 | TRUE | TRUE | 929 | 918 | 828256.2612 | 1794891.8208 | 829062.6517 | 1795008.3411 | 929 | 828256.2612 | 1794891.8208 | 918 | 829062.6517 | 1795008.3411
VN | 549593676 | LINEVN0805 | 220 | 1.0511 | [5 empty] | 50 |  | LINESTRING (828256.2612114866 1794891.8208325547, 828423.3033282205 1794894.8989489663, 828508.9211148119 1795023.9961316239, 829062.6516611112 1795008.3410795026) | line | [10 empty] | 3 |  |  |  | 929 | 918 | 1 | FALSE | FALSE | 1 | TRUE | TRUE | 929 | 918 | 828256.2612 | 1794891.8208 | 829062.6517 | 1795008.3411 | 929 | 828256.2612 | 1794891.8208 | 918 | 829062.6517 | 1795008.3411
VN | 549593677 | LINEVN0806 | 110 | 0.95418 | [5 empty] | 50 |  | LINESTRING (828268.9790766323 1794924.5352760626, 828357.5109223097 1794917.0213135683, 828383.0672973832 1795031.526265452, 828893.8436913171 1795324.7792639984) | line | [10 empty] | 3 |  |  |  | 930 | 931 | 1 | FALSE | FALSE | 1 | TRUE | TRUE | 930 | 931 | 828268.9791 | 1794924.5353 | 828893.8437 | 1795324.7793 | 930 | 828268.9791 | 1794924.5353 | 931 | 828893.8437 | 1795324.7793
VN | 549593678 | LINEVN0807 | 110 | 0.94687 | [5 empty] | 50 |  | LINESTRING (828268.9790766323 1794924.5352760626, 828350.4744281714 1794926.6088637956, 828374.6309284717 1795038.821909847, 828893.8436913171 1795324.7792639984) | line | [10 empty] | 3 |  |  |  | 930 | 931 | 1 | FALSE | FALSE | 1 | TRUE | TRUE | 930 | 931 | 828268.9791 | 1794924.5353 | 828893.8437 | 1795324.7793 | 930 | 828268.9791 | 1794924.5353 | 931 | 828893.8437 | 1795324.7793
VN | 549593679 | LINEVN0808a | 110 | 16.2462 | [5 empty] | 50 | 6 cables - 2 systems | LINESTRING (833269.6099776826 1787113.5824711064, 833399.3691373044 1787259.6169335744, 833534.5869778062 1787400.018911577, 833689.6100811423 1787584.325669035, 834156.6053672289 1788113.0016402914, 834560.5525592556 1788574.3638476848, 834711.5874389198 1788745.9139305963, 834766.3403076013 1788808.6742748178, 834868.5466121059 1788924.1140356234, 834994.4298156428 1789068.7295921082, 834989.3600593088 1789194.2243615955, 834969.3273093074 1789886.5870814594, 834941.0374692166 1790330.216943966, 834936.8327880371 1790606.1234225906, 834901.5248799073 1791057.0577091805, 834901.4725073132 1791738.8023988185, 834884.3395885089 1792278.174858513, 834325.756761465 1792662.595202604, 833803.0634999924 1793331.494505713, 833659.6226951317 1793493.3803734118, 833522.2371456278 1793654.2177968356, 833329.0636754355 1793876.987676499, 833265.3504822534 1793951.0627999522, 833166.3020820192 1794063.972885423, 833070.1592990537 1794175.2213289042, 832997.0299409003 1794263.9874843585, 832912.8619639513 1794361.437585875, 832832.8223452041 1794452.104274743, 832690.8186625858 1794615.433604206, 832608.3588912744 1794714.0513379595, 832497.0252302645 1794842.7513607158, 832180.0824440727 1795202.0150261163, 832131.7262087497 1795247.7877666685, 832073.8111719182 1795299.973929817, 831886.1121415077 1795466.3251334922, 831695.709664444 1795641.7647538711, 831594.2494449173 1795706.4200366642, 831500.7682103829 1795737.5304215148, 831395.620845125 1795666.0377988776, 831312.3928513513 1795608.0046147886, 831157.5085154781 1795503.8015583188, 830525.1866846697 1795058.0190010248, 830189.2936059904 1795114.8704730566, 830033.8982751109 1795139.3494296926, 829803.4045003984 1795175.5384014999, 829401.3326895778 1795242.8155096387, 829083.3317144837 1795294.8116171367, 828893.8436913171 1795324.7792639984) | line | [10 empty] | 6 | 2 |  |  | 932 | 931 | 1 | FALSE | FALSE | 2 | FALSE | TRUE |  | 931 |  |  | 828893.8437 | 1795324.7793 | 932 | 833269.61 | 1787113.5825 | 931 | 828893.8437 | 1795324.7793
VN | 549593679 | LINEVN0808b | 110 | 16.2462 | [5 empty] | 50 | 6 cables - 2 systems | LINESTRING (833269.6099776826 1787113.5824711064, 833399.3691373044 1787259.6169335744, 833534.5869778062 1787400.018911577, 833689.6100811423 1787584.325669035, 834156.6053672289 1788113.0016402914, 834560.5525592556 1788574.3638476848, 834711.5874389198 1788745.9139305963, 834766.3403076013 1788808.6742748178, 834868.5466121059 1788924.1140356234, 834994.4298156428 1789068.7295921082, 834989.3600593088 1789194.2243615955, 834969.3273093074 1789886.5870814594, 834941.0374692166 1790330.216943966, 834936.8327880371 1790606.1234225906, 834901.5248799073 1791057.0577091805, 834901.4725073132 1791738.8023988185, 834884.3395885089 1792278.174858513, 834325.756761465 1792662.595202604, 833803.0634999924 1793331.494505713, 833659.6226951317 1793493.3803734118, 833522.2371456278 1793654.2177968356, 833329.0636754355 1793876.987676499, 833265.3504822534 1793951.0627999522, 833166.3020820192 1794063.972885423, 833070.1592990537 1794175.2213289042, 832997.0299409003 1794263.9874843585, 832912.8619639513 1794361.437585875, 832832.8223452041 1794452.104274743, 832690.8186625858 1794615.433604206, 832608.3588912744 1794714.0513379595, 832497.0252302645 1794842.7513607158, 832180.0824440727 1795202.0150261163, 832131.7262087497 1795247.7877666685, 832073.8111719182 1795299.973929817, 831886.1121415077 1795466.3251334922, 831695.709664444 1795641.7647538711, 831594.2494449173 1795706.4200366642, 831500.7682103829 1795737.5304215148, 831395.620845125 1795666.0377988776, 831312.3928513513 1795608.0046147886, 831157.5085154781 1795503.8015583188, 830525.1866846697 1795058.0190010248, 830189.2936059904 1795114.8704730566, 830033.8982751109 1795139.3494296926, 829803.4045003984 1795175.5384014999, 829401.3326895778 1795242.8155096387, 829083.3317144837 1795294.8116171367, 828893.8436913171 1795324.7792639984) | line | [10 empty] | 6 | 2 |  |  | 932 | 931 | 1 | FALSE | FALSE | 2 | FALSE | TRUE |  | 931 |  |  | 828893.8437 | 1795324.7793 | 932 | 833269.61 | 1787113.5825 | 931 | 828893.8437 | 1795324.7793
VN | 549593680 | LINEVN0809a | 110 | 14.2183 | [5 empty] | 50 | 6 cables - 2 systems | LINESTRING (821809.4848510845 1802165.0070078082, 822528.2047563607 1801902.9620734458, 822783.8017040773 1801812.3400384814, 823797.4005737293 1801445.449441355, 823850.9269869707 1801358.4002720441, 823755.0348487835 1800934.856265255, 823643.268919657 1800691.903730887, 823401.9302762604 1800146.9625703227, 823323.1618359678 1799962.114331943, 823266.0847336373 1799824.0674950297, 823240.888325114 1799703.0417580227, 823495.5629898272 1798823.986655527, 823541.332526702 1798640.1169465291, 823570.6216832662 1798542.416966751, 823754.5415819737 1798158.3429263162, 823974.4182416897 1797711.738760221, 824283.863727469 1797051.3631658305, 824436.162543574 1796750.0904465984, 824655.5908605801 1796296.3257885068, 824783.239551245 1796031.1882046538, 824979.6267696057 1795622.1454669305, 825295.470229194 1795501.015553183, 825790.7497748686 1795302.1011575104, 826690.4373599242 1794974.8502988366, 826741.5056033379 1794957.3446889496, 827123.5225086748 1794944.2218115623, 827583.9615292519 1794946.2461618425, 827744.52383656 1794940.936305679, 828268.9790766323 1794924.5352760626) | line | [10 empty] | 6 |  |  |  | 933 | 930 | 1 | FALSE | FALSE | 2 | TRUE | TRUE | 933 | 930 | 821809.4849 | 1802165.007 | 828268.9791 | 1794924.5353 | 933 | 821809.4849 | 1802165.007 | 930 | 828268.9791 | 1794924.5353
VN | 549593680 | LINEVN0809b | 110 | 14.2183 | [5 empty] | 50 | 6 cables - 2 systems | LINESTRING (821809.4848510845 1802165.0070078082, 822528.2047563607 1801902.9620734458, 822783.8017040773 1801812.3400384814, 823797.4005737293 1801445.449441355, 823850.9269869707 1801358.4002720441, 823755.0348487835 1800934.856265255, 823643.268919657 1800691.903730887, 823401.9302762604 1800146.9625703227, 823323.1618359678 1799962.114331943, 823266.0847336373 1799824.0674950297, 823240.888325114 1799703.0417580227, 823495.5629898272 1798823.986655527, 823541.332526702 1798640.1169465291, 823570.6216832662 1798542.416966751, 823754.5415819737 1798158.3429263162, 823974.4182416897 1797711.738760221, 824283.863727469 1797051.3631658305, 824436.162543574 1796750.0904465984, 824655.5908605801 1796296.3257885068, 824783.239551245 1796031.1882046538, 824979.6267696057 1795622.1454669305, 825295.470229194 1795501.015553183, 825790.7497748686 1795302.1011575104, 826690.4373599242 1794974.8502988366, 826741.5056033379 1794957.3446889496, 827123.5225086748 1794944.2218115623, 827583.9615292519 1794946.2461618425, 827744.52383656 1794940.936305679, 828268.9790766323 1794924.5352760626) | line | [10 empty] | 6 |  |  |  | 933 | 930 | 1 | FALSE | FALSE | 2 | TRUE | TRUE | 933 | 930 | 821809.4849 | 1802165.007 | 828268.9791 | 1794924.5353 | 933 | 821809.4849 | 1802165.007 | 930 | 828268.9791 | 1794924.5353
VN | 549593681 | LINEVN0810a | 220 | 28.6675 | [5 empty] | 50 | 6 cables - 2 systems | LINESTRING (807528.7789238935 1798942.44585678, 807824.6085688464 1798986.824595987, 808154.2432702493 1799034.5304266908, 808599.8185723317 1799102.41854114, 808908.4988188634 1799150.4165073056, 809490.7453799692 1799233.3800665392, 809981.5991338373 1799305.6492204124, 810309.1852461388 1799356.4946040243, 810556.6512695692 1799390.2462427192, 811352.7932856191 1799507.092914502, 811687.6415241566 1799551.2184028104, 811917.0360416215 1799584.1525295542, 812494.2029677621 1799681.3825541518, 812900.5369674449 1799743.0975603175, 813216.6761574664 1799791.2662921876, 813568.3747294788 1799840.5148880396, 813934.929745944 1799894.546269523, 814291.1818347271 1799947.0070823485, 815049.4703473774 1800060.6042292546, 815379.9178009314 1800111.2939005161, 815741.5872058638 1800165.574607422, 816050.8407734969 1800213.110984979, 816317.671620609 1800216.972088076, 816606.888262057 1800221.437717438, 816963.4928476772 1800229.4654559398, 817387.5192008456 1800238.7551788443, 817795.7971753378 1800245.8303019207, 818140.3652374365 1800252.5613562493, 818509.8728606126 1800261.644129368, 819122.1450881455 1800272.2946466664, 819822.1788384627 1800287.3815119222, 820128.8282814249 1800297.2887316803, 820378.8854494891 1800291.2503802797, 821003.4567810588 1800266.4771471797, 821380.5148415448 1800250.917932541, 821544.8552207123 1800258.1874149237, 822174.2719755059 1800255.1852311324, 822538.0504479529 1800108.8169949655, 822766.2048694951 1800032.319199446, 823162.5213048677 1799878.730703455, 823207.1723118017 1799692.850620515, 823479.5446989615 1798742.176972809, 823536.6192262156 1798531.9333992412, 823596.8267756252 1798400.7501038979, 823713.3638790245 1798167.714208353, 823935.9868985882 1797709.740873883, 824147.5435355167 1797260.3000189795, 824256.8043287299 1797037.2708290094, 824397.410962691 1796750.0812371892, 824613.2239917032 1796307.6723963656, 824760.449396542 1795999.7562604947, 824859.0712601537 1795795.5235671985, 824967.1842212472 1795570.6063673624, 825277.1954123136 1795455.9584573288, 825802.4189366165 1795251.4957505395, 826675.3147170993 1794948.9472674427, 826737.9349561816 1794927.6259041077, 827124.8511036176 1794912.5709447567, 827617.7652959003 1794913.0865798646, 828256.2612114866 1794891.8208325547) | line | [10 empty] | 6 |  |  |  | 934 | 929 | 1 | FALSE | FALSE | 2 | TRUE | TRUE | 934 | 929 | 807528.7789 | 1798942.4459 | 828256.2612 | 1794891.8208 | 934 | 807528.7789 | 1798942.4459 | 929 | 828256.2612 | 1794891.8208
VN | 549593681 | LINEVN0810b | 220 | 28.6675 | [5 empty] | 50 | 6 cables - 2 systems | LINESTRING (807528.7789238935 1798942.44585678, 807824.6085688464 1798986.824595987, 808154.2432702493 1799034.5304266908, 808599.8185723317 1799102.41854114, 808908.4988188634 1799150.4165073056, 809490.7453799692 1799233.3800665392, 809981.5991338373 1799305.6492204124, 810309.1852461388 1799356.4946040243, 810556.6512695692 1799390.2462427192, 811352.7932856191 1799507.092914502, 811687.6415241566 1799551.2184028104, 811917.0360416215 1799584.1525295542, 812494.2029677621 1799681.3825541518, 812900.5369674449 1799743.0975603175, 813216.6761574664 1799791.2662921876, 813568.3747294788 1799840.5148880396, 813934.929745944 1799894.546269523, 814291.1818347271 1799947.0070823485, 815049.4703473774 1800060.6042292546, 815379.9178009314 1800111.2939005161, 815741.5872058638 1800165.574607422, 816050.8407734969 1800213.110984979, 816317.671620609 1800216.972088076, 816606.888262057 1800221.437717438, 816963.4928476772 1800229.4654559398, 817387.5192008456 1800238.7551788443, 817795.7971753378 1800245.8303019207, 818140.3652374365 1800252.5613562493, 818509.8728606126 1800261.644129368, 819122.1450881455 1800272.2946466664, 819822.1788384627 1800287.3815119222, 820128.8282814249 1800297.2887316803, 820378.8854494891 1800291.2503802797, 821003.4567810588 1800266.4771471797, 821380.5148415448 1800250.917932541, 821544.8552207123 1800258.1874149237, 822174.2719755059 1800255.1852311324, 822538.0504479529 1800108.8169949655, 822766.2048694951 1800032.319199446, 823162.5213048677 1799878.730703455, 823207.1723118017 1799692.850620515, 823479.5446989615 1798742.176972809, 823536.6192262156 1798531.9333992412, 823596.8267756252 1798400.7501038979, 823713.3638790245 1798167.714208353, 823935.9868985882 1797709.740873883, 824147.5435355167 1797260.3000189795, 824256.8043287299 1797037.2708290094, 824397.410962691 1796750.0812371892, 824613.2239917032 1796307.6723963656, 824760.449396542 1795999.7562604947, 824859.0712601537 1795795.5235671985, 824967.1842212472 1795570.6063673624, 825277.1954123136 1795455.9584573288, 825802.4189366165 1795251.4957505395, 826675.3147170993 1794948.9472674427, 826737.9349561816 1794927.6259041077, 827124.8511036176 1794912.5709447567, 827617.7652959003 1794913.0865798646, 828256.2612114866 1794891.8208325547) | line | [10 empty] | 6 |  |  |  | 934 | 929 | 1 | FALSE | FALSE | 2 | TRUE | TRUE | 934 | 929 | 807528.7789 | 1798942.4459 | 828256.2612 | 1794891.8208 | 934 | 807528.7789 | 1798942.4459 | 929 | 828256.2612 | 1794891.8208
VN | 549593682 | LINEVN0811 | 220 | 0.30976 | [5 empty] | 50 |  | LINESTRING (807336.6905610035 1799011.3386139632, 807393.8732673211 1799026.1089471753, 807432.2200056441 1798931.684745486, 807528.7789238935 1798942.44585678) | line | [10 empty] | 3 |  |  |  | 935 | 934 | 1 | FALSE | FALSE | 1 | TRUE | TRUE | 935 | 934 | 807336.6906 | 1799011.3386 | 807528.7789 | 1798942.4459 | 935 | 807336.6906 | 1799011.3386 | 934 | 807528.7789 | 1798942.4459
VN | 549593683 | LINEVN0812 | 220 | 0.31088 | [5 empty] | 50 |  | LINESTRING (807336.6905610035 1799011.3386139632, 807385.1403144266 1799014.866141396, 807422.9174744312 1798919.8579827945, 807528.7789238935 1798942.44585678) | line | [10 empty] | 3 |  |  |  | 935 | 934 | 1 | FALSE | FALSE | 1 | TRUE | TRUE | 935 | 934 | 807336.6906 | 1799011.3386 | 807528.7789 | 1798942.4459 | 935 | 807336.6906 | 1799011.3386 | 934 | 807528.7789 | 1798942.4459
VN | 549593684 | LINEVN0813a | 220 | 2.0329 | [5 empty] | 50 | 6 cables - 2 systems | LINESTRING (805951.2272778039 1799636.2094864873, 806264.7661995506 1799324.5574289982, 806668.2720675612 1798912.971646011, 806907.6133818277 1798949.490249211, 807042.8284985422 1798970.128618454, 807336.6905610035 1799011.3386139632) | line | [10 empty] | 6 |  |  |  | 364 | 935 | 1 | FALSE | FALSE | 2 | TRUE | TRUE | 364 | 935 | 805951.2273 | 1799636.2095 | 807336.6906 | 1799011.3386 | 364 | 805951.2273 | 1799636.2095 | 935 | 807336.6906 | 1799011.3386
VN | 549593684 | LINEVN0813b | 220 | 2.0329 | [5 empty] | 50 | 6 cables - 2 systems | LINESTRING (805951.2272778039 1799636.2094864873, 806264.7661995506 1799324.5574289982, 806668.2720675612 1798912.971646011, 806907.6133818277 1798949.490249211, 807042.8284985422 1798970.128618454, 807336.6905610035 1799011.3386139632) | line | [10 empty] | 6 |  |  |  | 364 | 935 | 1 | FALSE | FALSE | 2 | TRUE | TRUE | 364 | 935 | 805951.2273 | 1799636.2095 | 807336.6906 | 1799011.3386 | 364 | 805951.2273 | 1799636.2095 | 935 | 807336.6906 | 1799011.3386
VN | 549611059 | LINEVN0814 | 110 | 9.6619 | [5 empty] | 50 |  | LINESTRING (638037.06207708 1997215.1237799772, 638031.3408650215 1997200.8407355198, 637934.9463827405 1996979.1172552484, 637851.944663163 1996791.3524714843, 637755.019083427 1996564.7572413192, 637686.0303887523 1996402.4234616936, 637569.2967841523 1996145.3457274586, 637452.2517043108 1995870.3500885405, 637321.9769010815 1995579.3047326938, 637435.6059907924 1995400.536869639, 637553.4215066191 1995212.3370809897, 637879.3453612918 1995118.2512044557, 638155.0579863602 1995039.475344439, 638697.11933404 1994880.728605967, 639342.1947334582 1994693.1036654902, 639807.9999999914 1994557.8473740548, 640170.2505241092 1994452.0500895213, 640326.4769424333 1994405.7482321248, 640668.5336942177 1994304.341352069, 640853.7084814769 1994252.109438555, 641064.6575052144 1994189.0645307165, 641249.7712792989 1994135.3528295672, 641507.0871631937 1994060.2964514864, 641759.7242019515 1993986.9026537624, 641991.7842112165 1993920.42338478, 642203.817251466 1993856.4795248662, 642353.0008792235 1993960.5828549264, 642530.8483000522 1994085.7899365404, 642665.9936342441 1994177.7310684812, 642843.2159437302 1994301.0222143123, 643014.4197078978 1994421.8033179694) | line | [14 empty] | 936 | 937 | 1 | FALSE | FALSE | 1 | FALSE | FALSE | [6 empty] | 936 | 638037.0621 | 1997215.1238 | 937 | 643014.4197 | 1994421.8033
VN | 549611060 | LINEVN0815a | 220 | 65.2702 | [5 empty] | 50 | 6 cables - 2 systems | LINESTRING (650929.2346988316 1991256.7550813893, 650611.5574526754 1991346.2479286764, 650219.6051236815 1991461.416759179, 649896.851715053 1991557.9536126463, 649469.0899293306 1991679.602969166, 649038.4128313933 1991805.278531258, 648749.3691329353 1991888.8534422128, 648451.5743281546 1991980.422924591, 648048.2557543231 1992090.190711151, 647684.9081852471 1992197.9765603228, 647370.9140146599 1992289.4397035444, 647080.7044700483 1992375.3201812096, 646807.9432666628 1992453.2897605766, 646553.1417553555 1992528.5198094312, 646283.8624638141 1992605.935835055, 645994.262887744 1992689.5453750936, 645745.8507213328 1992763.6710015407, 645479.4775057561 1992839.97930303, 645199.2328870887 1992913.8753484297, 644877.7283916773 1993006.471958924, 644516.1727823261 1993112.014163819, 644290.4235096244 1993177.1169435896, 643942.215007049 1993279.8790959497, 643642.1862171907 1993368.0490367266, 643278.9008092644 1993474.7513176936, 642987.0304903521 1993557.2247233551, 642667.6739391845 1993659.0902473186, 642333.252468453 1993752.562324939, 641963.1158506643 1993858.718024579, 641623.1353547813 1993959.1998432823, 641292.6433429362 1994054.0453331715, 640948.4211354954 1994155.072158959, 640650.354549276 1994242.5474877963, 640414.6769476021 1994264.1298341574, 640221.3076551236 1994321.0325843678, 640163.9833587134 1994410.5718075193, 639787.8093377034 1994522.4229128372, 639344.7634298741 1994650.504504464, 638672.648875297 1994846.9682792928, 638237.0183754707 1994973.7209290103, 637600.2170978368 1995159.1814073583, 637282.6739998155 1995252.633356082, 636995.7314159796 1995335.1714499404, 636564.800583978 1995460.9745107938, 636273.255111868 1995633.9037209433, 635910.1648529875 1995849.2778461312, 635630.7859282565 1996089.163833185, 635258.3259126755 1996411.1755977443, 634940.4450118048 1996681.3143889322, 634617.9912631265 1996957.3468406238, 634278.6804529851 1997249.3588329642, 634175.1409600177 1997732.8920112671, 634089.3261541552 1998157.563209537, 634005.978698863 1998553.1801474465, 633935.4125704509 1998897.370810276, 633862.0673220558 1999255.0989761178, 633770.7714170357 1999693.5334812044, 633684.133162542 2000115.334171175, 633604.215918206 2000511.21933304, 633517.9398405048 2000922.7091553234, 633402.1699400656 2001476.8871888092, 633345.5034974642 2001751.732710269, 633261.1662534508 2002171.9569718682, 633173.3049438783 2002589.5347019783, 633083.2267574219 2003020.731426616, 632991.3728214748 2003464.5210023825, 632932.747615776 2003751.7816534091, 632863.130267179 2004121.1910122917, 632788.0161416571 2004460.6062855888, 632675.8079149671 2004975.3710965267, 632559.2037248533 2005137.1981904686, 632407.9647201289 2005351.1898302857, 632186.415886488 2005649.960627091, 631939.6888795802 2005991.356675025, 631668.3523415993 2006363.6854298504, 631433.0385425626 2006686.1630921117, 631227.1353061349 2006973.915982533, 630985.5882267848 2007297.2193442893, 630698.6082606623 2007691.609065422, 630532.1825222385 2007923.2724387448, 630234.3861409863 2008324.1798314448, 630027.0295750545 2008611.3139813992, 629770.1045428751 2008779.9414068048, 629408.4542620962 2009016.9061743363, 629043.4521354521 2009256.5993046563, 628683.7455289848 2009491.951535309, 628291.1254799316 2009750.154674665, 628066.1416580091 2009898.5631969678, 627731.8384463049 2009930.8999666213, 627335.3198124405 2009975.6049407076, 626930.8786242632 2010017.37781619, 626520.1084121988 2010061.6519332638, 626178.0480332918 2010098.91114292, 625805.1942305276 2010138.223247031, 625415.0860323994 2010179.7659481782, 625027.9026000313 2010220.8372197275, 624620.9948623658 2010261.723125998, 624197.4405965542 2010309.1285374768, 623719.2889516399 2010357.8329399896, 623255.8784414306 2010409.375838224, 622951.4531123575 2010440.9431724548, 622541.0041479801 2010481.705768798, 622116.2717865494 2010530.1444166952, 621725.8964372239 2010572.1015224461, 621318.650496189 2010614.3261310474, 620897.4866441294 2010658.2983963648, 620484.1219339641 2010703.8109106019, 620071.7192731346 2010746.3944895442, 619663.1071706192 2010790.459715244, 619261.8909670499 2010832.8193579686, 618856.3164393952 2010875.6363321135, 618439.0064595469 2010919.7069135814, 618026.4193557492 2010963.2949555197, 617630.5541648722 2011003.8945033725, 617211.0982639799 2011048.9740502466, 616776.5556209601 2011095.111561766, 616409.5660959947 2011135.0683888483, 616025.9173188468 2011173.6599019384, 615659.2883655581 2011212.3492374066, 615242.2751206103 2011255.9803496732, 614881.4868624898 2011291.4101753288, 614565.814997791 2011519.6470138691, 614241.948405039 2011748.8030634723, 613921.0543187696 2011975.6024067618, 613590.8864597349 2012214.2591423353, 613285.3677329662 2012431.4867147745, 612957.5439088992 2012662.6423541508, 612653.4268704945 2012879.566375304, 612373.9903771604 2013080.039169332, 612052.6477415126 2013304.3746680287, 611717.4698214947 2013543.2974739878, 611381.8891349424 2013780.165096429, 611055.189450263 2014015.1967398077, 610729.4360436174 2014247.0519539972, 610389.7344270912 2014489.544373936, 610059.8633199001 2014724.9829010777, 609735.7155521056 2014953.9745517434, 609405.0233426547 2015189.7507231252, 609083.1409215105 2015419.2521753947, 608845.8079005624 2015584.8093036057, 608588.7183438457 2015732.9295078847, 608247.3093171522 2015923.5603415682, 607903.4232121839 2016117.834697643) | line |  | Đường Dây 220KV Vũng Áng - Ba Đồn - Đồng Hới | [8 empty] | 6 | 2 |  |  | 938 | 350 | 1 | FALSE | FALSE | 2 | TRUE | TRUE | 938 | 350 | 650929.2347 | 1991256.7551 | 607903.4232 | 2016117.8347 | 938 | 650929.2347 | 1991256.7551 | 350 | 607903.4232 | 2016117.8347
VN | 549611060 | LINEVN0815b | 220 | 65.2702 | [5 empty] | 50 | 6 cables - 2 systems | LINESTRING (650929.2346988316 1991256.7550813893, 650611.5574526754 1991346.2479286764, 650219.6051236815 1991461.416759179, 649896.851715053 1991557.9536126463, 649469.0899293306 1991679.602969166, 649038.4128313933 1991805.278531258, 648749.3691329353 1991888.8534422128, 648451.5743281546 1991980.422924591, 648048.2557543231 1992090.190711151, 647684.9081852471 1992197.9765603228, 647370.9140146599 1992289.4397035444, 647080.7044700483 1992375.3201812096, 646807.9432666628 1992453.2897605766, 646553.1417553555 1992528.5198094312, 646283.8624638141 1992605.935835055, 645994.262887744 1992689.5453750936, 645745.8507213328 1992763.6710015407, 645479.4775057561 1992839.97930303, 645199.2328870887 1992913.8753484297, 644877.7283916773 1993006.471958924, 644516.1727823261 1993112.014163819, 644290.4235096244 1993177.1169435896, 643942.215007049 1993279.8790959497, 643642.1862171907 1993368.0490367266, 643278.9008092644 1993474.7513176936, 642987.0304903521 1993557.2247233551, 642667.6739391845 1993659.0902473186, 642333.252468453 1993752.562324939, 641963.1158506643 1993858.718024579, 641623.1353547813 1993959.1998432823, 641292.6433429362 1994054.0453331715, 640948.4211354954 1994155.072158959, 640650.354549276 1994242.5474877963, 640414.6769476021 1994264.1298341574, 640221.3076551236 1994321.0325843678, 640163.9833587134 1994410.5718075193, 639787.8093377034 1994522.4229128372, 639344.7634298741 1994650.504504464, 638672.648875297 1994846.9682792928, 638237.0183754707 1994973.7209290103, 637600.2170978368 1995159.1814073583, 637282.6739998155 1995252.633356082, 636995.7314159796 1995335.1714499404, 636564.800583978 1995460.9745107938, 636273.255111868 1995633.9037209433, 635910.1648529875 1995849.2778461312, 635630.7859282565 1996089.163833185, 635258.3259126755 1996411.1755977443, 634940.4450118048 1996681.3143889322, 634617.9912631265 1996957.3468406238, 634278.6804529851 1997249.3588329642, 634175.1409600177 1997732.8920112671, 634089.3261541552 1998157.563209537, 634005.978698863 1998553.1801474465, 633935.4125704509 1998897.370810276, 633862.0673220558 1999255.0989761178, 633770.7714170357 1999693.5334812044, 633684.133162542 2000115.334171175, 633604.215918206 2000511.21933304, 633517.9398405048 2000922.7091553234, 633402.1699400656 2001476.8871888092, 633345.5034974642 2001751.732710269, 633261.1662534508 2002171.9569718682, 633173.3049438783 2002589.5347019783, 633083.2267574219 2003020.731426616, 632991.3728214748 2003464.5210023825, 632932.747615776 2003751.7816534091, 632863.130267179 2004121.1910122917, 632788.0161416571 2004460.6062855888, 632675.8079149671 2004975.3710965267, 632559.2037248533 2005137.1981904686, 632407.9647201289 2005351.1898302857, 632186.415886488 2005649.960627091, 631939.6888795802 2005991.356675025, 631668.3523415993 2006363.6854298504, 631433.0385425626 2006686.1630921117, 631227.1353061349 2006973.915982533, 630985.5882267848 2007297.2193442893, 630698.6082606623 2007691.609065422, 630532.1825222385 2007923.2724387448, 630234.3861409863 2008324.1798314448, 630027.0295750545 2008611.3139813992, 629770.1045428751 2008779.9414068048, 629408.4542620962 2009016.9061743363, 629043.4521354521 2009256.5993046563, 628683.7455289848 2009491.951535309, 628291.1254799316 2009750.154674665, 628066.1416580091 2009898.5631969678, 627731.8384463049 2009930.8999666213, 627335.3198124405 2009975.6049407076, 626930.8786242632 2010017.37781619, 626520.1084121988 2010061.6519332638, 626178.0480332918 2010098.91114292, 625805.1942305276 2010138.223247031, 625415.0860323994 2010179.7659481782, 625027.9026000313 2010220.8372197275, 624620.9948623658 2010261.723125998, 624197.4405965542 2010309.1285374768, 623719.2889516399 2010357.8329399896, 623255.8784414306 2010409.375838224, 622951.4531123575 2010440.9431724548, 622541.0041479801 2010481.705768798, 622116.2717865494 2010530.1444166952, 621725.8964372239 2010572.1015224461, 621318.650496189 2010614.3261310474, 620897.4866441294 2010658.2983963648, 620484.1219339641 2010703.8109106019, 620071.7192731346 2010746.3944895442, 619663.1071706192 2010790.459715244, 619261.8909670499 2010832.8193579686, 618856.3164393952 2010875.6363321135, 618439.0064595469 2010919.7069135814, 618026.4193557492 2010963.2949555197, 617630.5541648722 2011003.8945033725, 617211.0982639799 2011048.9740502466, 616776.5556209601 2011095.111561766, 616409.5660959947 2011135.0683888483, 616025.9173188468 2011173.6599019384, 615659.2883655581 2011212.3492374066, 615242.2751206103 2011255.9803496732, 614881.4868624898 2011291.4101753288, 614565.814997791 2011519.6470138691, 614241.948405039 2011748.8030634723, 613921.0543187696 2011975.6024067618, 613590.8864597349 2012214.2591423353, 613285.3677329662 2012431.4867147745, 612957.5439088992 2012662.6423541508, 612653.4268704945 2012879.566375304, 612373.9903771604 2013080.039169332, 612052.6477415126 2013304.3746680287, 611717.4698214947 2013543.2974739878, 611381.8891349424 2013780.165096429, 611055.189450263 2014015.1967398077, 610729.4360436174 2014247.0519539972, 610389.7344270912 2014489.544373936, 610059.8633199001 2014724.9829010777, 609735.7155521056 2014953.9745517434, 609405.0233426547 2015189.7507231252, 609083.1409215105 2015419.2521753947, 608845.8079005624 2015584.8093036057, 608588.7183438457 2015732.9295078847, 608247.3093171522 2015923.5603415682, 607903.4232121839 2016117.834697643) | line |  | Đường Dây 220KV Vũng Áng - Ba Đồn - Đồng Hới | [8 empty] | 6 | 2 |  |  | 938 | 350 | 1 | FALSE | FALSE | 2 | TRUE | TRUE | 938 | 350 | 650929.2347 | 1991256.7551 | 607903.4232 | 2016117.8347 | 938 | 650929.2347 | 1991256.7551 | 350 | 607903.4232 | 2016117.8347
VN | 549617561 | LINEVN0816a | 220 | 26.0398 | [5 empty] | 50 | 6 cables - 2 systems | LINESTRING (549921.1993809609 2071042.5292817778, 549374.3628441603 2071099.6852435858, 549181.2536896598 2071119.062809055, 548887.8370241296 2071174.7948607262, 548421.0258172721 2071263.455729598, 548322.9997326739 2071282.2461587575, 548092.7695142245 2071336.891567236, 547732.0398341989 2071421.3375648172, 547446.1341575207 2071491.3735004314, 547371.8460255103 2071545.5033480616, 547033.6063467313 2071795.6261672995, 546787.9165645087 2071958.3075202415, 546614.7354207204 2072074.378616749, 546392.6944018973 2072221.2346090178, 546222.2022524915 2072334.6381896343, 545956.3284947913 2072514.9842047365, 545691.8255595148 2072688.5876985823, 545653.7377016542 2073006.3424703751, 545609.306067611 2073371.5831753148, 545560.2579958532 2073776.4248761337, 545519.0197670126 2074112.706061529, 545196.2873639175 2074294.86098412, 544891.3595453106 2074478.7568143392, 544579.0746863292 2074669.6661683414, 544438.1086976284 2074746.6085324876, 544064.9948630991 2074965.188209859, 543808.2285720663 2075115.7654995508, 543692.0238476103 2075366.156508359, 543557.9054646047 2075661.7284646626, 543437.7283170031 2075919.115824812, 543289.119128416 2076249.775809628, 543080.5609181852 2076717.1375725663, 542959.2895577952 2077085.2177555324, 542819.8072899149 2077510.8494683602, 542703.6566111167 2077874.4286176148, 542532.3982495863 2078399.6398579294, 542404.2205550331 2078792.7477555762, 542142.512499191 2079159.6307802424, 541940.9098827217 2079450.8025585243, 541669.0172797659 2079833.104648235, 541293.357512293 2080363.5052993647, 541194.4413690681 2080491.1081368283, 541200.9518570285 2080874.5738491633, 541204.7693044709 2081193.7028758402, 541207.6361158994 2081432.4771163217, 541041.9650434835 2081720.3296036771, 540857.0049268109 2082043.2390288508, 540700.9743391499 2082316.487836051, 540513.1871240073 2082646.4095513986, 540351.2261976447 2082928.6330214601, 540161.7481578974 2083129.339408167, 539922.7210252098 2083377.409905264, 539630.1712235119 2083685.4629193244, 539350.3842972323 2083975.577993843, 539111.084322311 2084228.4159392067, 538788.2650115171 2084566.4705791161, 538430.6263112186 2084666.277420868, 538124.4311307418 2084755.5184275925, 537797.6041410266 2084854.2826449524, 537480.4019634647 2084946.0456763343, 537095.232155131 2085055.991177992, 536919.9084673146 2085105.9775730532, 536585.7041786826 2085024.92284615, 536254.5611366724 2084944.5993164927, 536279.5956886106 2084990.666476653) | line | [10 empty] | 6 | 2 |  |  | 316 | 939 | 1 | FALSE | FALSE | 2 | TRUE | FALSE | 316 |  | 549921.1994 | 2071042.5293 |  |  | 316 | 549921.1994 | 2071042.5293 | 939 | 536279.5957 | 2084990.6665
VN | 549617561 | LINEVN0816b | 220 | 26.0398 | [5 empty] | 50 | 6 cables - 2 systems | LINESTRING (549921.1993809609 2071042.5292817778, 549374.3628441603 2071099.6852435858, 549181.2536896598 2071119.062809055, 548887.8370241296 2071174.7948607262, 548421.0258172721 2071263.455729598, 548322.9997326739 2071282.2461587575, 548092.7695142245 2071336.891567236, 547732.0398341989 2071421.3375648172, 547446.1341575207 2071491.3735004314, 547371.8460255103 2071545.5033480616, 547033.6063467313 2071795.6261672995, 546787.9165645087 2071958.3075202415, 546614.7354207204 2072074.378616749, 546392.6944018973 2072221.2346090178, 546222.2022524915 2072334.6381896343, 545956.3284947913 2072514.9842047365, 545691.8255595148 2072688.5876985823, 545653.7377016542 2073006.3424703751, 545609.306067611 2073371.5831753148, 545560.2579958532 2073776.4248761337, 545519.0197670126 2074112.706061529, 545196.2873639175 2074294.86098412, 544891.3595453106 2074478.7568143392, 544579.0746863292 2074669.6661683414, 544438.1086976284 2074746.6085324876, 544064.9948630991 2074965.188209859, 543808.2285720663 2075115.7654995508, 543692.0238476103 2075366.156508359, 543557.9054646047 2075661.7284646626, 543437.7283170031 2075919.115824812, 543289.119128416 2076249.775809628, 543080.5609181852 2076717.1375725663, 542959.2895577952 2077085.2177555324, 542819.8072899149 2077510.8494683602, 542703.6566111167 2077874.4286176148, 542532.3982495863 2078399.6398579294, 542404.2205550331 2078792.7477555762, 542142.512499191 2079159.6307802424, 541940.9098827217 2079450.8025585243, 541669.0172797659 2079833.104648235, 541293.357512293 2080363.5052993647, 541194.4413690681 2080491.1081368283, 541200.9518570285 2080874.5738491633, 541204.7693044709 2081193.7028758402, 541207.6361158994 2081432.4771163217, 541041.9650434835 2081720.3296036771, 540857.0049268109 2082043.2390288508, 540700.9743391499 2082316.487836051, 540513.1871240073 2082646.4095513986, 540351.2261976447 2082928.6330214601, 540161.7481578974 2083129.339408167, 539922.7210252098 2083377.409905264, 539630.1712235119 2083685.4629193244, 539350.3842972323 2083975.577993843, 539111.084322311 2084228.4159392067, 538788.2650115171 2084566.4705791161, 538430.6263112186 2084666.277420868, 538124.4311307418 2084755.5184275925, 537797.6041410266 2084854.2826449524, 537480.4019634647 2084946.0456763343, 537095.232155131 2085055.991177992, 536919.9084673146 2085105.9775730532, 536585.7041786826 2085024.92284615, 536254.5611366724 2084944.5993164927, 536279.5956886106 2084990.666476653) | line | [10 empty] | 6 | 2 |  |  | 316 | 939 | 1 | FALSE | FALSE | 2 | TRUE | FALSE | 316 |  | 549921.1994 | 2071042.5293 |  |  | 316 | 549921.1994 | 2071042.5293 | 939 | 536279.5957 | 2084990.6665
VN | 549621117 | LINEVN0817a | 220 | 15.827 | [5 empty] | 50 | 6 cables - 2 systems | LINESTRING (632107.321299193 2267132.8509071907, 631916.0278975517 2266879.388146971, 631693.2318937886 2266605.394719625, 631463.4777146352 2266323.8461339227, 631248.8423744324 2266058.2576242033, 631032.8112045211 2265791.543594336, 630788.6242918185 2265493.04750134, 630545.0131704679 2265191.7815463794, 630300.5114412316 2264895.3612349355, 630053.5509548865 2264589.196465968, 629864.319630856 2264354.3509316477, 629731.0475216114 2264061.8857606654, 629576.1559440264 2263714.410125586, 629427.9228999963 2263373.9272254673, 629278.7418245204 2263046.234908352, 629148.081923135 2262749.00274647, 628806.7686145547 2262555.041813855, 628473.8037626991 2262365.3240043116, 628094.7673425286 2262442.177895138, 627394.1296128635 2262588.401598306, 626824.656331108 2262708.373781351, 626454.6409245987 2262742.8358877203, 626043.287706045 2262781.151958383, 625677.7445173723 2262815.2098258142, 625342.701855759 2262773.111683378, 625056.0321662464 2262735.2592260526, 624892.0301088466 2263026.2710720794, 624539.0199491039 2263030.9344626977, 624197.6216051982 2263035.545600898, 623850.3339032512 2263042.4785584873, 623500.1343695963 2263045.368410393, 623152.9789595066 2263054.4084853353, 622988.7863623282 2263118.9093194692, 622745.72290764 2263209.189099202, 622592.7709224579 2263078.474187887, 622619.7349676031 2262811.220281204, 622656.8455412566 2262435.5416868166, 622678.1852017781 2262171.5682676397) | line | [10 empty] | 6 |  |  |  | 526 | 940 | 1 | FALSE | FALSE | 2 | TRUE | TRUE | 526 | 940 | 632107.3213 | 2267132.8509 | 622678.1852 | 2262171.5683 | 526 | 632107.3213 | 2267132.8509 | 940 | 622678.1852 | 2262171.5683
VN | 549621117 | LINEVN0817b | 220 | 15.827 | [5 empty] | 50 | 6 cables - 2 systems | LINESTRING (632107.321299193 2267132.8509071907, 631916.0278975517 2266879.388146971, 631693.2318937886 2266605.394719625, 631463.4777146352 2266323.8461339227, 631248.8423744324 2266058.2576242033, 631032.8112045211 2265791.543594336, 630788.6242918185 2265493.04750134, 630545.0131704679 2265191.7815463794, 630300.5114412316 2264895.3612349355, 630053.5509548865 2264589.196465968, 629864.319630856 2264354.3509316477, 629731.0475216114 2264061.8857606654, 629576.1559440264 2263714.410125586, 629427.9228999963 2263373.9272254673, 629278.7418245204 2263046.234908352, 629148.081923135 2262749.00274647, 628806.7686145547 2262555.041813855, 628473.8037626991 2262365.3240043116, 628094.7673425286 2262442.177895138, 627394.1296128635 2262588.401598306, 626824.656331108 2262708.373781351, 626454.6409245987 2262742.8358877203, 626043.287706045 2262781.151958383, 625677.7445173723 2262815.2098258142, 625342.701855759 2262773.111683378, 625056.0321662464 2262735.2592260526, 624892.0301088466 2263026.2710720794, 624539.0199491039 2263030.9344626977, 624197.6216051982 2263035.545600898, 623850.3339032512 2263042.4785584873, 623500.1343695963 2263045.368410393, 623152.9789595066 2263054.4084853353, 622988.7863623282 2263118.9093194692, 622745.72290764 2263209.189099202, 622592.7709224579 2263078.474187887, 622619.7349676031 2262811.220281204, 622656.8455412566 2262435.5416868166, 622678.1852017781 2262171.5682676397) | line | [10 empty] | 6 |  |  |  | 526 | 940 | 1 | FALSE | FALSE | 2 | TRUE | TRUE | 526 | 940 | 632107.3213 | 2267132.8509 | 622678.1852 | 2262171.5683 | 526 | 632107.3213 | 2267132.8509 | 940 | 622678.1852 | 2262171.5683
VN | 549623010 | LINEVN0818a | 110 | 1.5142 | [5 empty] | 50 | 12 cables - 4 systems | LINESTRING (600801.328405889 2243203.903208125, 600880.3543407575 2243019.419780302, 600970.014801706 2242811.4573761774, 601046.9465604862 2242635.628555741, 601138.0457566389 2242430.5197938685, 601212.2696900477 2242255.738272367, 601264.983344023 2242062.7126402394, 601245.448536917 2242042.1666667294) | line | [10 empty] | 12 | 4 |  |  | 941 | 942 | 1 | FALSE | FALSE | 4 | TRUE | FALSE | 941 |  | 600801.3284 | 2243203.9032 |  |  | 941 | 600801.3284 | 2243203.9032 | 942 | 601245.4485 | 2242042.1667
VN | 549623010 | LINEVN0818b | 110 | 1.5142 | [5 empty] | 50 | 12 cables - 4 systems | LINESTRING (600801.328405889 2243203.903208125, 600880.3543407575 2243019.419780302, 600970.014801706 2242811.4573761774, 601046.9465604862 2242635.628555741, 601138.0457566389 2242430.5197938685, 601212.2696900477 2242255.738272367, 601264.983344023 2242062.7126402394, 601245.448536917 2242042.1666667294) | line | [10 empty] | 12 | 4 |  |  | 941 | 942 | 1 | FALSE | FALSE | 4 | TRUE | FALSE | 941 |  | 600801.3284 | 2243203.9032 |  |  | 941 | 600801.3284 | 2243203.9032 | 942 | 601245.4485 | 2242042.1667
VN | 549623010 | LINEVN0818c | 110 | 1.5142 | [5 empty] | 50 | 12 cables - 4 systems | LINESTRING (600801.328405889 2243203.903208125, 600880.3543407575 2243019.419780302, 600970.014801706 2242811.4573761774, 601046.9465604862 2242635.628555741, 601138.0457566389 2242430.5197938685, 601212.2696900477 2242255.738272367, 601264.983344023 2242062.7126402394, 601245.448536917 2242042.1666667294) | line | [10 empty] | 12 | 4 |  |  | 941 | 942 | 1 | FALSE | FALSE | 4 | TRUE | FALSE | 941 |  | 600801.3284 | 2243203.9032 |  |  | 941 | 600801.3284 | 2243203.9032 | 942 | 601245.4485 | 2242042.1667
VN | 549623010 | LINEVN0818d | 110 | 1.5142 | [5 empty] | 50 | 12 cables - 4 systems | LINESTRING (600801.328405889 2243203.903208125, 600880.3543407575 2243019.419780302, 600970.014801706 2242811.4573761774, 601046.9465604862 2242635.628555741, 601138.0457566389 2242430.5197938685, 601212.2696900477 2242255.738272367, 601264.983344023 2242062.7126402394, 601245.448536917 2242042.1666667294) | line | [10 empty] | 12 | 4 |  |  | 941 | 942 | 1 | FALSE | FALSE | 4 | TRUE | FALSE | 941 |  | 600801.3284 | 2243203.9032 |  |  | 941 | 600801.3284 | 2243203.9032 | 942 | 601245.4485 | 2242042.1667
VN | 549702729 | LINEVN0819 | 220 | 34.6046 | [5 empty] | 50 |  | LINESTRING (601095.6140557429 2241923.8800883736, 601053.9411570092 2241913.464721653, 600823.3831609112 2241988.2863745424, 600646.00302651 2242022.6135049867, 600621.6941902128 2241987.8071077694, 600330.0625141929 2241893.9365228703, 599679.2974048374 2241670.680310941, 599364.1346420378 2241562.5238900403, 599073.3212289719 2241407.4968045508, 598811.8021263954 2241253.7271000664, 598542.9062203271 2241125.3423495004, 598539.8577081193 2240799.2110444563, 598449.4268036421 2240667.6633857563, 598509.8329058473 2240489.074009361, 598596.428574621 2240262.3120638626, 598718.1113932697 2239951.3697085744, 598833.6353220004 2239689.810766416, 598924.7558466538 2239310.716329107, 598845.8180817137 2238954.732979006, 598777.1788571052 2238634.87912003, 598640.7865838682 2237986.655743778, 598620.3603647182 2237736.2740395563, 598593.1588335909 2237321.7847695732, 598567.7527268667 2236912.729227339, 598537.459405813 2236548.9023257736, 598519.4749014186 2236213.822336962, 598498.8787462608 2235893.2153869565, 598482.1928083494 2235649.0981071554, 598581.5937236082 2235268.6996221766, 598669.6654843057 2234935.463320181, 598766.0204928922 2234575.656634016, 598858.7168140244 2234218.618635834, 598974.3978435807 2233787.580371801, 599053.8963958644 2233485.0542063303, 599026.4292352634 2233166.167750355, 598998.1640134632 2232790.9863083875, 598970.385066041 2232403.544820196, 598958.924238894 2232293.2224742603, 598914.2662197329 2232013.9719423684, 598865.7284355533 2231857.8060909607, 598770.982775569 2231513.8455938045, 598589.6603188254 2231139.0130279404, 598337.3717801586 2231068.342219649, 598122.3767628626 2230846.4353808393, 597864.3373946259 2230575.037567952, 597399.6895672451 2230556.7529032906, 597068.0872647463 2230544.3040805184, 596711.1090843861 2230532.1408178145, 596393.1754454596 2230519.7810657797, 596129.0298900675 2230207.481791215, 595993.4327654317 2230244.9039859795, 595849.6707714627 2230212.899135476, 595688.8089512568 2230205.8805172816, 595378.6946945209 2230195.884803715, 595122.801258128 2230191.216259707, 594880.5274419554 2229975.7326861694, 594600.5777701355 2229728.427461092, 594334.3019535386 2229490.531397774, 594053.0857640782 2229240.7166181887, 593404.0588788106 2228655.4715875, 593097.7309094353 2228483.841576544, 592764.8520838204 2228296.038702416, 592461.4503052458 2228124.1373302117, 592384.2668173977 2227877.5080867773, 592301.9715442802 2227616.774347316, 592218.8149022541 2227354.3764861193, 592259.8673510078 2227229.155231398, 592237.5498802208 2226971.2417047205, 592033.5076320639 2226575.438974457, 591955.4242333408 2226429.189874541, 592082.018051405 2226190.5805324772, 592184.5047476885 2225976.6465105093, 592241.2450460779 2225771.52369235, 592017.139281736 2225436.675185286, 591817.7723300612 2225138.804100535, 591553.8430292745 2224742.0183139397, 591331.0788578449 2224552.8457855093, 590875.6171880997 2224166.0690920027, 590578.0183219984 2223914.196091208, 590082.9870647088 2223474.267629799, 589964.3765761713 2223391.6896745563, 589533.5082377644 2223096.328660315, 589332.154260025 2222958.31446345, 589048.8146302878 2222761.8575017387, 588747.7770040018 2222541.066789124, 588377.1725086658 2222266.6838943884, 588344.2672171555 2222147.4769127136, 588310.2375647126 2222000.385737519, 588264.5498485023 2221995.6942489594, 588220.6784687369 2221991.5765052666, 588097.4272125855 2221965.02255617, 588029.2044931069 2221923.6956905327, 587920.9060007957 2221822.093598291, 587896.2796808776 2221783.355586582) | line | [10 empty] | 3 |  |  |  | 943 | 944 | 1 | FALSE | FALSE | 1 | FALSE | FALSE | [6 empty] | 943 | 601095.6141 | 2241923.8801 | 944 | 587896.2797 | 2221783.3556
VN | 549702730 | LINEVN0820a | 220 | 36.7585 | [5 empty] | 50 | 6 cables - 2 systems | LINESTRING (576735.4332254755 2246435.9744170597, 576747.2340036135 2246489.1943452084, 576641.7572883044 2246814.7124410723, 576513.4381622382 2247206.788083032, 576399.8988384987 2247553.6980762235, 576288.7552377471 2247895.7276360844, 576384.0528580594 2248252.174839621, 576550.0458460841 2248358.5388067225, 576888.8632975043 2248323.5931721414, 577224.4347939508 2248451.7390524, 577589.2185911322 2248589.6408790075, 577915.2963659118 2248709.689740604, 578236.4119626181 2248841.066463397, 578531.4418207667 2248952.8406481543, 578894.501834135 2249095.7655968075, 579286.3081781926 2249258.309534107, 579638.3738336059 2249392.357175491, 579808.2101374111 2249469.332315362, 580051.3317681504 2249780.250283993, 580287.0431501418 2250086.8212317782, 580519.2493607515 2250393.3683518837, 580674.0461395337 2250609.4333386663, 580713.6266476256 2250667.3580169356, 580756.0558342796 2250732.0805324283, 580936.5347345365 2250961.295262214, 581164.6042600455 2251250.2797926166, 581495.5191565338 2251250.46212373, 581862.1272402082 2251249.2823971417, 582223.5564913457 2251250.7308441424, 582610.0526371564 2251248.8210804844, 583176.756489811 2251249.052788105, 583480.8410272723 2251250.70403879, 583737.9011763622 2251128.617769655, 583962.3353919853 2251090.057532047, 584170.6507304118 2251056.567663193, 584495.2654781339 2251001.9369807993, 584853.2063567915 2250944.001589933, 585199.8097353651 2250886.9913099757, 585561.5469443023 2250826.576946627, 585919.4899942599 2250767.766998014, 586259.3943253364 2250711.9174807947, 586589.1788730347 2250632.7263080524, 587014.4348115091 2250526.742533103, 587369.195664809 2250437.244602977, 587761.9328300658 2250342.1149693937, 588094.8160917208 2250262.1267781383, 588475.1020677309 2250221.070161431, 588888.1702311975 2250177.4132984146, 589243.1085814515 2250137.780917257, 589399.9073614024 2250031.1391842877, 589748.1480595707 2249799.5906795003, 590052.5849945038 2249596.1749408664, 590363.052143331 2249390.859143112, 590662.2317692398 2249191.465747175, 590956.6480130102 2248993.988959971, 591254.3630911782 2248795.8482462815, 591554.1864337644 2248597.1591812796, 591852.2092775443 2248396.7942376235, 592149.6709933892 2248197.2612628373, 592450.2328472454 2247995.248499239, 592737.863375938 2247803.5304646078, 593025.9239088976 2247612.660457232, 593311.9011872812 2247420.1789047825, 593629.8913559668 2247211.163532334, 593939.6288114178 2247002.5292894323, 594221.9465596293 2246816.7159597026, 594519.608165425 2246615.6733777714, 594737.7167722071 2246471.551328587, 594992.9570769964 2246299.092725596, 595205.1690112309 2246157.865667346, 595395.3554785317 2246025.705417846, 595573.3959451276 2245862.5673996364, 595829.7373593105 2245621.0745169558, 596072.1376456528 2245394.2608696586, 596377.7112168643 2245114.3458537767, 596631.6646852632 2244878.141114674, 596887.6020453932 2244637.623471876, 597181.5702672813 2244359.44947038, 597472.0128859499 2244087.801285398, 597623.4991148415 2243946.236931931, 597921.6921795831 2243669.3492016285, 598163.0308447294 2243440.586715868, 598344.7989958498 2243272.183898973, 598620.049692088 2243019.2492124983, 598850.8326244741 2242802.3886137586, 599111.9047509551 2242558.6991427783, 599311.4526268143 2242369.102190714, 599519.2848880626 2242178.0166872623, 599882.8341626606 2242137.6486149393, 600228.7426066337 2242096.0678383936, 600632.395979861 2242049.2742813625, 601033.1627244004 2241969.734226629, 601074.3737641973 2241987.661971067) | line | [10 empty] | 6 |  |  |  | 945 | 946 | 1 | FALSE | FALSE | 2 | FALSE | FALSE | [6 empty] | 945 | 576735.4332 | 2246435.9744 | 946 | 601074.3738 | 2241987.662
VN | 549702730 | LINEVN0820b | 220 | 36.7585 | [5 empty] | 50 | 6 cables - 2 systems | LINESTRING (576735.4332254755 2246435.9744170597, 576747.2340036135 2246489.1943452084, 576641.7572883044 2246814.7124410723, 576513.4381622382 2247206.788083032, 576399.8988384987 2247553.6980762235, 576288.7552377471 2247895.7276360844, 576384.0528580594 2248252.174839621, 576550.0458460841 2248358.5388067225, 576888.8632975043 2248323.5931721414, 577224.4347939508 2248451.7390524, 577589.2185911322 2248589.6408790075, 577915.2963659118 2248709.689740604, 578236.4119626181 2248841.066463397, 578531.4418207667 2248952.8406481543, 578894.501834135 2249095.7655968075, 579286.3081781926 2249258.309534107, 579638.3738336059 2249392.357175491, 579808.2101374111 2249469.332315362, 580051.3317681504 2249780.250283993, 580287.0431501418 2250086.8212317782, 580519.2493607515 2250393.3683518837, 580674.0461395337 2250609.4333386663, 580713.6266476256 2250667.3580169356, 580756.0558342796 2250732.0805324283, 580936.5347345365 2250961.295262214, 581164.6042600455 2251250.2797926166, 581495.5191565338 2251250.46212373, 581862.1272402082 2251249.2823971417, 582223.5564913457 2251250.7308441424, 582610.0526371564 2251248.8210804844, 583176.756489811 2251249.052788105, 583480.8410272723 2251250.70403879, 583737.9011763622 2251128.617769655, 583962.3353919853 2251090.057532047, 584170.6507304118 2251056.567663193, 584495.2654781339 2251001.9369807993, 584853.2063567915 2250944.001589933, 585199.8097353651 2250886.9913099757, 585561.5469443023 2250826.576946627, 585919.4899942599 2250767.766998014, 586259.3943253364 2250711.9174807947, 586589.1788730347 2250632.7263080524, 587014.4348115091 2250526.742533103, 587369.195664809 2250437.244602977, 587761.9328300658 2250342.1149693937, 588094.8160917208 2250262.1267781383, 588475.1020677309 2250221.070161431, 588888.1702311975 2250177.4132984146, 589243.1085814515 2250137.780917257, 589399.9073614024 2250031.1391842877, 589748.1480595707 2249799.5906795003, 590052.5849945038 2249596.1749408664, 590363.052143331 2249390.859143112, 590662.2317692398 2249191.465747175, 590956.6480130102 2248993.988959971, 591254.3630911782 2248795.8482462815, 591554.1864337644 2248597.1591812796, 591852.2092775443 2248396.7942376235, 592149.6709933892 2248197.2612628373, 592450.2328472454 2247995.248499239, 592737.863375938 2247803.5304646078, 593025.9239088976 2247612.660457232, 593311.9011872812 2247420.1789047825, 593629.8913559668 2247211.163532334, 593939.6288114178 2247002.5292894323, 594221.9465596293 2246816.7159597026, 594519.608165425 2246615.6733777714, 594737.7167722071 2246471.551328587, 594992.9570769964 2246299.092725596, 595205.1690112309 2246157.865667346, 595395.3554785317 2246025.705417846, 595573.3959451276 2245862.5673996364, 595829.7373593105 2245621.0745169558, 596072.1376456528 2245394.2608696586, 596377.7112168643 2245114.3458537767, 596631.6646852632 2244878.141114674, 596887.6020453932 2244637.623471876, 597181.5702672813 2244359.44947038, 597472.0128859499 2244087.801285398, 597623.4991148415 2243946.236931931, 597921.6921795831 2243669.3492016285, 598163.0308447294 2243440.586715868, 598344.7989958498 2243272.183898973, 598620.049692088 2243019.2492124983, 598850.8326244741 2242802.3886137586, 599111.9047509551 2242558.6991427783, 599311.4526268143 2242369.102190714, 599519.2848880626 2242178.0166872623, 599882.8341626606 2242137.6486149393, 600228.7426066337 2242096.0678383936, 600632.395979861 2242049.2742813625, 601033.1627244004 2241969.734226629, 601074.3737641973 2241987.661971067) | line | [10 empty] | 6 |  |  |  | 945 | 946 | 1 | FALSE | FALSE | 2 | FALSE | FALSE | [6 empty] | 945 | 576735.4332 | 2246435.9744 | 946 | 601074.3738 | 2241987.662
VN | 549720457 | LINEVN0821 | 220 | 49.39 | [5 empty] | 50 |  | LINESTRING (573913.3283234247 2136898.4243699512, 573921.9912030783 2136951.0784536055, 573707.1193628589 2137383.6507716984, 573434.3114306462 2137985.799213037, 573395.9699690157 2138316.108643035, 573372.6370179194 2138517.1170896846, 573257.9215344928 2138891.9138712236, 573141.8783888234 2139268.8528042277, 573313.8490022043 2139806.9896737994, 573322.6647963513 2140035.0739912884, 573334.2493516492 2140394.1028677523, 573345.7811058338 2140745.2194663263, 573358.4571312176 2141137.8606305993, 573368.1657227678 2141448.5790962516, 573380.8411017689 2141817.6166979815, 573389.2012215124 2142528.766301303, 573396.3164234639 2143012.6144004343, 573398.406924187 2143383.3693041853, 573404.3135520932 2143791.8861806737, 573410.6947076414 2144220.4900907497, 573414.1890421159 2144607.241638737, 573420.5803821586 2144929.3902035854, 573126.1128335047 2145449.699227698, 572921.0921000487 2145813.0019428576, 572762.1023827503 2146094.746604407, 572569.2788413899 2146438.880253045, 572338.6061199682 2146844.878800585, 571989.1801808503 2147474.3182632155, 571733.7341312496 2147917.5623656563, 571504.8068668551 2148202.061073895, 571208.8861240445 2148569.0949269747, 570984.5264473498 2148846.845369858, 570793.2147825201 2149083.418177144, 570396.8885534639 2149582.7869689614, 570350.6841590458 2149710.4644220825, 570162.7256835087 2150253.066640546, 569980.2995490909 2150784.792063967, 569784.3955465213 2151359.90149432, 569623.6673858593 2151828.604374349, 569465.8752407598 2152297.397378512, 569241.5476519061 2152932.8016921654, 569128.8135130114 2153258.387240964, 569253.869694414 2153498.691231924, 569493.8649118358 2153971.1297559123, 569734.9230761748 2154420.470206812, 569900.7574779026 2154776.766388678, 570061.2406583589 2155058.181308647, 570221.8199918186 2155310.914874535, 570531.5888181475 2155776.2829292403, 570665.1736257428 2155973.1309490474, 570876.4875700648 2156294.459138557, 571118.5078046686 2156661.238437378, 571347.3741333347 2157005.715263701, 571540.5484162542 2157288.3263786496, 571756.0300800586 2157614.408248014, 571929.1898703655 2157876.4497781442, 572105.2857210996 2158142.931471241, 572081.9282175291 2158459.95106415, 572057.2763755538 2158827.8258762984, 572008.7519210462 2159445.5024866457, 571907.4522595085 2159565.8627185263, 571684.2513993899 2159824.8946843687, 571509.7471761893 2160023.6903243293, 571305.6872989358 2160258.0366835813, 571064.4427622444 2160542.2352813487, 570948.1291120559 2160679.2512117177, 570731.4497308681 2160930.2970649563, 570608.5352354007 2161077.093740353, 570500.1017760378 2161407.9790020287, 570408.1942636594 2161704.2481701565, 570301.3194676497 2162043.429278408, 570194.5881593678 2162389.8156601964, 570082.9607999619 2162736.4712604084, 569976.1401529063 2163072.8104211474, 569887.8201052444 2163354.3891384425, 569918.4038019774 2163630.1345016267, 569955.3433524338 2164005.323743731, 569996.068309728 2164383.0289960643, 570033.7031410134 2164761.85123285, 570074.1002742765 2165149.9580508946, 570115.4084810495 2165556.6710907244, 570165.148009522 2166003.311289895, 570210.1261712629 2166425.078449607, 570253.3913188092 2166839.0818096357, 570296.7601160546 2167266.1551840403, 570338.2789142182 2167666.9835232785, 570376.1209483508 2168047.5132484655, 570412.0072321938 2168399.5509549333, 570453.7488543814 2168798.1456896085, 570544.296684173 2168932.116727597, 570577.2111550774 2168980.6504543317, 570783.8835351531 2169281.6068116114, 571004.9295177739 2169607.9315762185, 571220.110697244 2169919.827768819, 571428.2918762646 2170223.4434785866, 571589.0778512921 2170457.253872517, 571722.4439286119 2170653.4853016534, 571730.5804907572 2170975.0171653694, 571744.0281533963 2171378.616331962, 571751.0872297207 2171785.4103522263, 571762.6427924109 2172129.7309178477, 571772.1380972031 2172462.1470164633, 571780.2923649542 2172812.44109408, 571790.6870156762 2173129.4788248613, 571924.2252534402 2173381.3112139953, 572002.9190375726 2173529.1430920903, 571755.4255843892 2173641.7320179436, 571538.2986346203 2173740.6129663084, 571286.689595119 2173856.2238958874, 571151.2138705581 2173915.6852577548, 570901.8653900598 2174033.568000762, 570842.7606913547 2174049.080770392) | line | [14 empty] | 947 | 948 | 1 | FALSE | FALSE | 1 | TRUE | FALSE | 947 |  | 573913.3283 | 2136898.4244 |  |  | 947 | 573913.3283 | 2136898.4244 | 948 | 570842.7607 | 2174049.0808
VN | 549720458 | LINEVN0822a | 220 | 15.3123 | [5 empty] | 50 | 6 cables - 2 systems | LINESTRING (570611.3080120153 2196976.7544060377, 570603.2226518871 2197068.995430747, 570273.9339726884 2197145.1474186513, 569935.2234091642 2197224.477429214, 569522.3155206714 2197320.1323221372, 569143.1449556398 2197407.9720223197, 568952.2990944401 2197452.022754812, 568644.5322981131 2197522.2907155044, 568329.8848900592 2197593.7878399836, 568069.8787837063 2197839.4122243635, 567839.3410070885 2198057.6531607867, 567557.0646598088 2197963.057495314, 567278.8668056508 2197868.902537258, 566976.6729818727 2197768.507965741, 566682.6125091286 2197670.3959360803, 566425.2873415158 2197435.7777397176, 566184.4863237465 2197212.5244505936, 565933.1701720454 2196982.9496348076, 565723.8372238644 2196788.57147654, 565456.2716406286 2196544.4242092813, 565087.7067342772 2196497.976611622, 564726.8695532302 2196450.867914324, 564340.7721016876 2196402.1363383774, 563962.1135760961 2196351.492525978, 563541.8995062744 2196297.210298942, 563150.4644710392 2196246.2503349204, 562733.3346823824 2196191.9985418646, 562376.2781345971 2196144.5311930766, 562064.5541174582 2196103.6489329482, 561927.6258442927 2195989.549245053, 561726.0086908205 2195821.7626146637, 561484.8452248537 2195613.50366299, 561237.7854540026 2195403.9883403424, 561018.0343397536 2195219.8466406185, 560889.793815654 2195142.2050069114, 560530.6873367584 2194924.778070941, 560126.524103068 2194680.081693154, 559844.8076179572 2194776.4982509683, 559534.8615865821 2194880.0172066065, 559233.5437993328 2194981.4788884046) | line | [10 empty] | 6 | 2 |  |  | 949 | 950 | 1 | FALSE | FALSE | 2 | FALSE | TRUE |  | 950 |  |  | 559233.5438 | 2194981.4789 | 949 | 570611.308 | 2196976.7544 | 950 | 559233.5438 | 2194981.4789
VN | 549720458 | LINEVN0822b | 220 | 15.3123 | [5 empty] | 50 | 6 cables - 2 systems | LINESTRING (570611.3080120153 2196976.7544060377, 570603.2226518871 2197068.995430747, 570273.9339726884 2197145.1474186513, 569935.2234091642 2197224.477429214, 569522.3155206714 2197320.1323221372, 569143.1449556398 2197407.9720223197, 568952.2990944401 2197452.022754812, 568644.5322981131 2197522.2907155044, 568329.8848900592 2197593.7878399836, 568069.8787837063 2197839.4122243635, 567839.3410070885 2198057.6531607867, 567557.0646598088 2197963.057495314, 567278.8668056508 2197868.902537258, 566976.6729818727 2197768.507965741, 566682.6125091286 2197670.3959360803, 566425.2873415158 2197435.7777397176, 566184.4863237465 2197212.5244505936, 565933.1701720454 2196982.9496348076, 565723.8372238644 2196788.57147654, 565456.2716406286 2196544.4242092813, 565087.7067342772 2196497.976611622, 564726.8695532302 2196450.867914324, 564340.7721016876 2196402.1363383774, 563962.1135760961 2196351.492525978, 563541.8995062744 2196297.210298942, 563150.4644710392 2196246.2503349204, 562733.3346823824 2196191.9985418646, 562376.2781345971 2196144.5311930766, 562064.5541174582 2196103.6489329482, 561927.6258442927 2195989.549245053, 561726.0086908205 2195821.7626146637, 561484.8452248537 2195613.50366299, 561237.7854540026 2195403.9883403424, 561018.0343397536 2195219.8466406185, 560889.793815654 2195142.2050069114, 560530.6873367584 2194924.778070941, 560126.524103068 2194680.081693154, 559844.8076179572 2194776.4982509683, 559534.8615865821 2194880.0172066065, 559233.5437993328 2194981.4788884046) | line | [10 empty] | 6 | 2 |  |  | 949 | 950 | 1 | FALSE | FALSE | 2 | FALSE | TRUE |  | 950 |  |  | 559233.5438 | 2194981.4789 | 949 | 570611.308 | 2196976.7544 | 950 | 559233.5438 | 2194981.4789
VN | 549734851 | LINEVN0823 | 220 | 31.635 | [5 empty] | 50 |  | LINESTRING (568400.602559083 2349660.2664125105, 568788.8062255596 2349803.0000339127, 569231.1868535841 2349968.108379488, 569680.5828813463 2349984.400325706, 570143.3353177676 2350004.9123686156, 570523.9857666749 2350021.7637471426, 570913.5510839974 2350038.109107664, 571266.4111305851 2350048.282999298, 571647.6239174212 2350064.3992458624, 572070.8558878211 2350081.406281384, 572391.7027884631 2350092.017207155, 572731.8753746628 2350246.465884649, 573141.2487335341 2350391.822189894, 573280.3270895578 2350533.820438557, 573567.839254136 2350682.860739165, 573921.2415371018 2350691.777559046, 574280.0627061946 2350793.978482786, 574455.1273852319 2351005.4611517624, 574769.809384628 2351387.8709545876, 575047.1689819427 2351729.16302845, 575315.8091405381 2352055.3449218622, 575639.1730580687 2352447.332103881, 575959.0285560532 2352840.826497322, 576392.5059476026 2353317.1521951654, 576688.8583667267 2353611.3562848056, 577011.0216442537 2353934.0342381154, 577320.785506211 2354243.6549256495, 577621.9293890817 2354548.53695782, 577922.3999664584 2354846.503944866, 578236.253781171 2355163.479344892, 578463.862623552 2355392.350648169, 578724.0310232372 2355648.0796313086, 578978.1341553755 2355903.706351047, 579277.832772839 2356205.1944390945, 579565.0251091481 2356491.0651084855, 579902.6350981401 2357157.131403187, 580184.1638149674 2357712.277053382, 580339.3144126286 2358011.3186335685, 580466.720517079 2358265.27526075, 580674.8085431925 2358685.2859116173, 581316.1852516668 2358954.924005998, 581904.9191477611 2359204.2674500607, 582366.3981018657 2359396.440085351, 582650.3588956919 2359514.296345138, 582925.7095311602 2359429.7542402023, 583372.3628766508 2359274.475168245, 584258.6110937468 2358986.4303277405, 584927.332837879 2358663.6286466345, 585305.1951221176 2358430.8050986296, 585709.8173615244 2358177.9960263823, 586129.7713020787 2357919.2669519316, 586466.7813364407 2357712.298882783, 586809.1873733529 2357668.554577561, 587178.8958052616 2357618.6647879076, 587514.0844474073 2357573.568330232, 587714.7477807403 2357349.513660594, 587966.2236679336 2357068.75192003, 588223.1559661409 2356781.791426917, 588440.8910566873 2356621.0185220656, 588730.5531688981 2356408.7806252446, 588923.2775682237 2356269.318614399, 589172.7584444585 2356028.378290344, 589345.5953606046 2355864.3170263823, 589346.6120936081 2355805.4137548273) | line | [10 empty] | 3 | 1 |  |  | 512 | 951 | 1 | FALSE | FALSE | 1 | TRUE | FALSE | 512 |  | 568400.6026 | 2349660.2664 |  |  | 512 | 568400.6026 | 2349660.2664 | 951 | 589346.6121 | 2355805.4138
VN | 549739648 | LINEVN0824 | 500 | 3.4019 | [5 empty] | 50 |  | LINESTRING (589138.7668524587 2363476.423763461, 589295.5581531122 2363004.358377687, 588882.5992230986 2362719.9418652044, 588801.8990534913 2362089.920128331, 588753.5258403227 2361651.9449851755, 588955.4697401981 2361290.259028027, 589132.7318359156 2360993.13870892) | line | [10 empty] | 3 |  |  |  | 952 | 953 | 1 | FALSE | FALSE | 1 | TRUE | TRUE | 952 | 953 | 589138.7669 | 2363476.4238 | 589132.7318 | 2360993.1387 | 952 | 589138.7669 | 2363476.4238 | 953 | 589132.7318 | 2360993.1387
VN | 549739649 | LINEVN0825 | 500 | 4.0174 | [5 empty] | 50 |  | LINESTRING (589138.7668524587 2363476.423763461, 589274.2214626175 2363015.43229282, 588858.6072156327 2362733.082820787, 588801.8990534913 2362089.920128331, 588734.9213191171 2361646.5970783285, 588955.4697401981 2361290.259028027, 589116.9713701932 2360975.7739483085, 589577.0890444164 2360784.5858674524) | line | [10 empty] | 3 |  |  |  | 952 | 954 | 1 | FALSE | FALSE | 1 | TRUE | TRUE | 952 | 954 | 589138.7669 | 2363476.4238 | 589577.089 | 2360784.5859 | 952 | 589138.7669 | 2363476.4238 | 954 | 589577.089 | 2360784.5859
VN | 549739650 | LINEVN0826a | 500 | 5.3634 | [5 empty] | 50 | 6 cables - 2 systems | LINESTRING (583411.8768937665 2365021.663455996, 583963.0808423269 2364951.0978479316, 584565.3670628606 2364872.9458429758, 585073.8818476754 2364806.0589176277, 585572.36745706 2364851.3850358245, 586097.6443862397 2364901.705238814, 586663.6508609846 2364954.0523400307, 587265.368903286 2365010.3407950304, 587855.1247988467 2365067.6940129865) | line | [10 empty] | 6 | 2 |  |  | 955 | 956 | 1 | FALSE | FALSE | 2 | TRUE | TRUE | 955 | 956 | 583411.8769 | 2365021.6635 | 587855.1248 | 2365067.694 | 955 | 583411.8769 | 2365021.6635 | 956 | 587855.1248 | 2365067.694
VN | 549739650 | LINEVN0826b | 500 | 5.3634 | [5 empty] | 50 | 6 cables - 2 systems | LINESTRING (583411.8768937665 2365021.663455996, 583963.0808423269 2364951.0978479316, 584565.3670628606 2364872.9458429758, 585073.8818476754 2364806.0589176277, 585572.36745706 2364851.3850358245, 586097.6443862397 2364901.705238814, 586663.6508609846 2364954.0523400307, 587265.368903286 2365010.3407950304, 587855.1247988467 2365067.6940129865) | line | [10 empty] | 6 | 2 |  |  | 955 | 956 | 1 | FALSE | FALSE | 2 | TRUE | TRUE | 955 | 956 | 583411.8769 | 2365021.6635 | 587855.1248 | 2365067.694 | 955 | 583411.8769 | 2365021.6635 | 956 | 587855.1248 | 2365067.694
VN | 549739651 | LINEVN0827 | 500 | 2.0923 | [5 empty] | 50 |  | LINESTRING (587855.1247988467 2365067.6940129865, 588306.9177427057 2365104.971497542, 588583.3911398625 2364783.988212218, 588835.7473252122 2364476.835787043, 588974.8785365198 2364028.890297489) | line | [10 empty] | 3 |  |  |  | 956 | 957 | 1 | FALSE | FALSE | 1 | TRUE | TRUE | 956 | 957 | 587855.1248 | 2365067.694 | 588974.8785 | 2364028.8903 | 956 | 587855.1248 | 2365067.694 | 957 | 588974.8785 | 2364028.8903
VN | 549739652 | LINEVN0828 | 500 | 2.1282 | [5 empty] | 50 |  | LINESTRING (587855.1247988467 2365067.6940129865, 588315.0024430178 2365126.301039406, 588583.3911398625 2364783.988212218, 588852.4464290354 2364486.8778995597, 588974.8785365198 2364028.890297489) | line | [10 empty] | 3 |  |  |  | 956 | 957 | 1 | FALSE | FALSE | 1 | TRUE | TRUE | 956 | 957 | 587855.1248 | 2365067.694 | 588974.8785 | 2364028.8903 | 956 | 587855.1248 | 2365067.694 | 957 | 588974.8785 | 2364028.8903
VN | 549739653 | LINEVN0829a | 500 | 0.69152 | [5 empty] | 50 | 6 cables - 2 systems | LINESTRING (588974.8785365198 2364028.890297489, 589138.7668524587 2363476.423763461) | line | [10 empty] | 6 |  |  |  | 957 | 952 | 1 | FALSE | FALSE | 2 | TRUE | TRUE | 957 | 952 | 588974.8785 | 2364028.8903 | 589138.7669 | 2363476.4238 | 957 | 588974.8785 | 2364028.8903 | 952 | 589138.7669 | 2363476.4238
VN | 549739653 | LINEVN0829b | 500 | 0.69152 | [5 empty] | 50 | 6 cables - 2 systems | LINESTRING (588974.8785365198 2364028.890297489, 589138.7668524587 2363476.423763461) | line | [10 empty] | 6 |  |  |  | 957 | 952 | 1 | FALSE | FALSE | 2 | TRUE | TRUE | 957 | 952 | 588974.8785 | 2364028.8903 | 589138.7669 | 2363476.4238 | 957 | 588974.8785 | 2364028.8903 | 952 | 589138.7669 | 2363476.4238
VN | 549739654 | LINEVN0830a | 220 | 5.2535 | [5 empty] | 50 | 6 cables - 2 systems | LINESTRING (589519.2761944841 2360879.2627203497, 589440.4539301463 2360669.4938126006, 589326.0131997168 2360362.2009004406, 589196.9578443576 2360029.924025084, 589075.2249064754 2359705.9901762917, 589052.3160759591 2359316.2156070564, 589029.1386987579 2358899.3208784866, 589007.066182682 2358509.6620539455, 588984.539849582 2358100.2207944584, 588962.7318324025 2357735.723593463, 588945.0745538869 2357454.4875754043, 588867.9105199216 2357114.284895322, 588793.6395013718 2356792.694337983, 588751.2840545324 2356608.266469433) | line | [10 empty] | 6 |  |  |  | 958 | 959 | 1 | FALSE | FALSE | 2 | TRUE | TRUE | 958 | 959 | 589519.2762 | 2360879.2627 | 588751.2841 | 2356608.2665 | 958 | 589519.2762 | 2360879.2627 | 959 | 588751.2841 | 2356608.2665
VN | 549739654 | LINEVN0830b | 220 | 5.2535 | [5 empty] | 50 | 6 cables - 2 systems | LINESTRING (589519.2761944841 2360879.2627203497, 589440.4539301463 2360669.4938126006, 589326.0131997168 2360362.2009004406, 589196.9578443576 2360029.924025084, 589075.2249064754 2359705.9901762917, 589052.3160759591 2359316.2156070564, 589029.1386987579 2358899.3208784866, 589007.066182682 2358509.6620539455, 588984.539849582 2358100.2207944584, 588962.7318324025 2357735.723593463, 588945.0745538869 2357454.4875754043, 588867.9105199216 2357114.284895322, 588793.6395013718 2356792.694337983, 588751.2840545324 2356608.266469433) | line | [10 empty] | 6 |  |  |  | 958 | 959 | 1 | FALSE | FALSE | 2 | TRUE | TRUE | 958 | 959 | 589519.2762 | 2360879.2627 | 588751.2841 | 2356608.2665 | 958 | 589519.2762 | 2360879.2627 | 959 | 588751.2841 | 2356608.2665
VN | 549739655 | LINEVN0831 | 500 | 1.4536 | [5 empty] | 50 |  | LINESTRING (589650.1953451029 2360439.335887398, 589742.5706408235 2360130.2549180402, 589694.9441801588 2359963.3827771163, 589870.9076852282 2359705.5132410424, 590255.7061534224 2359585.6775639253) | line | [10 empty] | 3 |  |  |  | 960 | 961 | 1 | FALSE | FALSE | 1 | TRUE | TRUE | 960 | 961 | 589650.1953 | 2360439.3359 | 590255.7062 | 2359585.6776 | 960 | 589650.1953 | 2360439.3359 | 961 | 590255.7062 | 2359585.6776
VN | 549739656 | LINEVN0832 | 500 | 1.4852 | [5 empty] | 50 |  | LINESTRING (589650.1953451029 2360439.335887398, 589721.1470103005 2360130.0043295464, 589672.8632660599 2359958.1476067295, 589857.4090440263 2359682.2051437083, 590255.7061534224 2359585.6775639253) | line | [10 empty] | 3 |  |  |  | 960 | 961 | 1 | FALSE | FALSE | 1 | TRUE | TRUE | 960 | 961 | 589650.1953 | 2360439.3359 | 590255.7062 | 2359585.6776 | 960 | 589650.1953 | 2360439.3359 | 961 | 590255.7062 | 2359585.6776
VN | 549739657 | LINEVN0833a | 500 | 1.9218 | [5 empty] | 50 | 6 cables - 2 systems | LINESTRING (590255.7061534224 2359585.6775639253, 590685.3612370079 2359529.8461962496, 590787.9465862503 2359515.207416393, 591093.5755523823 2359471.714722906, 591338.2029718689 2359439.7966374815, 591843.2505150897 2359375.0860748477) | line | [10 empty] | 6 |  |  |  | 961 | 962 | 1 | FALSE | FALSE | 2 | TRUE | TRUE | 961 | 962 | 590255.7062 | 2359585.6776 | 591843.2505 | 2359375.0861 | 961 | 590255.7062 | 2359585.6776 | 962 | 591843.2505 | 2359375.0861
VN | 549739657 | LINEVN0833b | 500 | 1.9218 | [5 empty] | 50 | 6 cables - 2 systems | LINESTRING (590255.7061534224 2359585.6775639253, 590685.3612370079 2359529.8461962496, 590787.9465862503 2359515.207416393, 591093.5755523823 2359471.714722906, 591338.2029718689 2359439.7966374815, 591843.2505150897 2359375.0860748477) | line | [10 empty] | 6 |  |  |  | 961 | 962 | 1 | FALSE | FALSE | 2 | TRUE | TRUE | 961 | 962 | 590255.7062 | 2359585.6776 | 591843.2505 | 2359375.0861 | 961 | 590255.7062 | 2359585.6776 | 962 | 591843.2505 | 2359375.0861
VN | 549739659 | LINEVN0834a | 500 | 0.40504 | [5 empty] | 50 | 6 cables - 2 systems | LINESTRING (592999.5278869173 2359657.216812873, 593295.1726722869 2359494.350368094) | line | [10 empty] | 6 |  |  |  | 963 | 964 | 1 | FALSE | FALSE | 2 | TRUE | TRUE | 963 | 964 | 592999.5279 | 2359657.2168 | 593295.1727 | 2359494.3504 | 963 | 592999.5279 | 2359657.2168 | 964 | 593295.1727 | 2359494.3504
VN | 549739659 | LINEVN0834b | 500 | 0.40504 | [5 empty] | 50 | 6 cables - 2 systems | LINESTRING (592999.5278869173 2359657.216812873, 593295.1726722869 2359494.350368094) | line | [10 empty] | 6 |  |  |  | 963 | 964 | 1 | FALSE | FALSE | 2 | TRUE | TRUE | 963 | 964 | 592999.5279 | 2359657.2168 | 593295.1727 | 2359494.3504 | 963 | 592999.5279 | 2359657.2168 | 964 | 593295.1727 | 2359494.3504
VN | 549739660 | LINEVN0835 | 500 | 0.47548 | [5 empty] | 50 |  | LINESTRING (593295.1726722869 2359494.350368094, 593586.4140186283 2359322.7635072377, 593641.8063041988 2359340.6366174314) | line | [10 empty] | 3 |  |  |  | 964 | 965 | 1 | FALSE | FALSE | 1 | TRUE | FALSE | 964 |  | 593295.1727 | 2359494.3504 |  |  | 964 | 593295.1727 | 2359494.3504 | 965 | 593641.8063 | 2359340.6366
VN | 549739661 | LINEVN0836 | 500 | 0.45645 | [5 empty] | 50 |  | LINESTRING (593295.1726722869 2359494.350368094, 593579.4793417335 2359343.8767991974, 593633.3153578278 2359367.275511844) | line | [10 empty] | 3 |  |  |  | 964 | 966 | 1 | FALSE | FALSE | 1 | TRUE | FALSE | 964 |  | 593295.1727 | 2359494.3504 |  |  | 964 | 593295.1727 | 2359494.3504 | 966 | 593633.3154 | 2359367.2755
VN | 549739662 | LINEVN0837 | 500 | 1.7172 | [5 empty] | 50 |  | LINESTRING (591843.2505150897 2359375.0860748477, 592228.0768570242 2359306.0477125267, 592322.8114325237 2359433.235112898, 592695.6783726538 2359819.61010519, 592999.5278869173 2359657.216812873) | line | [10 empty] | 3 |  |  |  | 962 | 963 | 1 | FALSE | FALSE | 1 | TRUE | TRUE | 962 | 963 | 591843.2505 | 2359375.0861 | 592999.5279 | 2359657.2168 | 962 | 591843.2505 | 2359375.0861 | 963 | 592999.5279 | 2359657.2168
VN | 549739663 | LINEVN0838 | 500 | 1.7193 | [5 empty] | 50 |  | LINESTRING (591843.2505150897 2359375.0860748477, 592217.8980803716 2359334.470897054, 592322.8114325237 2359433.235112898, 592691.9321612092 2359843.785823711, 592999.5278869173 2359657.216812873) | line | [10 empty] | 3 |  |  |  | 962 | 963 | 1 | FALSE | FALSE | 1 | TRUE | TRUE | 962 | 963 | 591843.2505 | 2359375.0861 | 592999.5279 | 2359657.2168 | 962 | 591843.2505 | 2359375.0861 | 963 | 592999.5279 | 2359657.2168
VN | 549739664 | LINEVN0839 | 110 | 13.0125 | [5 empty] | 50 |  | LINESTRING (589468.2023253472 2355728.07561174, 589470.7830848986 2355739.8449292, 589549.8677092917 2355906.510898351, 589627.8614186519 2356067.515141878, 589688.2374959907 2356193.146509568, 589882.956775716 2356238.1924391664, 590042.3728018925 2356276.4049475905, 590161.840120433 2356305.69854537, 590280.8330314972 2356334.425898501, 590383.0263042221 2356356.7076920443, 590519.7127269863 2356391.3458252023, 590649.9123275304 2356417.2378860344, 590841.5634135006 2356449.8369220598, 590884.9613493816 2356485.520930095, 590920.9145253656 2356515.0757277505, 590993.4709239494 2356574.731576928, 591079.3203084648 2356646.2945587607, 591322.5700309139 2356927.9736000886, 591420.0722703647 2357042.617766715, 591591.1068420471 2357239.6736148484, 591535.08184534 2357407.243415859, 591471.2669637756 2357601.0476156943, 591389.7682126096 2357847.0209957366, 591303.4288849477 2358113.2903959267, 591190.8530206819 2358446.3480484444, 591153.5923511989 2358594.37629003, 591118.2546723781 2358745.4593164856, 591137.9818453802 2359024.065753614, 591133.3794670693 2359250.3903940525, 591114.4058530662 2359509.698055809, 591096.7551605256 2359768.0280253477, 591111.293758624 2359955.884084383, 591199.0306743912 2360096.4303892604, 591265.1605387277 2360308.218495345, 591330.0710494296 2360513.347675181, 591414.9125491339 2360784.826017182, 591389.6401195787 2360901.6510655843, 591325.3126697545 2361189.4292526473, 591290.121705213 2361357.426489893, 591245.2006814615 2361563.247664346, 591309.6633623505 2361649.1831797496, 591427.8142646517 2361807.8778570453, 591533.5687597048 2361944.9192714216, 591638.1195102122 2362085.49680498, 591771.6372487409 2362267.0054771006, 591871.7180540517 2362397.807720158, 591967.6478836983 2362525.2554586814, 592096.4158131859 2362696.4461437208, 592174.2577908279 2362800.293446485, 592170.3563081198 2362925.518160061, 592163.683107508 2363097.1842059456, 592155.9693380733 2363304.365127314, 592148.9064865918 2363546.804850682, 592141.3657549402 2363772.9150053333, 592135.0788565846 2363951.479429458, 592129.6106221967 2364106.2831443925, 592026.4075288796 2364235.086700559, 591827.9502676408 2364477.5314767226, 591735.2610057921 2364592.227547506, 591672.8085787748 2364669.3486091364) | line | [10 empty] | 3 | 1 |  |  | 967 | 968 | 1 | FALSE | FALSE | 1 | FALSE | TRUE |  | 968 |  |  | 591672.8086 | 2364669.3486 | 967 | 589468.2023 | 2355728.0756 | 968 | 591672.8086 | 2364669.3486
VN | 549739665 | LINEVN0840 | 220 | 6.3272 | [5 empty] | 50 |  | LINESTRING (590726.6193085434 2359570.2890930767, 590754.8820456496 2359480.2447857982, 590793.4016934433 2359360.3712205864, 590880.9345293066 2359177.1568130823, 591076.8106877927 2359048.751572239, 591100.3924914778 2358731.1138724447, 591103.5981803965 2358479.8763069236, 591256.2138140996 2358125.058648372, 591344.4116879723 2357874.982307909, 591466.2303128103 2357531.7385112755, 591533.3943771671 2357336.2927009845, 591356.8480895396 2357104.770963946, 591127.4866499591 2356814.4573310027, 590954.0262602097 2356589.244935153, 590689.108422352 2356511.154059031, 590406.0592445577 2356430.7535438216, 590170.1598423783 2356412.7812184906, 589887.901835845 2356363.243375194, 589743.9384787137 2356335.06812179, 589622.869769379 2356166.366605725, 589407.9307887941 2355863.5507443626, 589400.4568206324 2355805.707952382) | line | [10 empty] | 3 |  |  |  | 969 | 970 | 1 | FALSE | FALSE | 1 | TRUE | FALSE | 969 |  | 590726.6193 | 2359570.2891 |  |  | 969 | 590726.6193 | 2359570.2891 | 970 | 589400.4568 | 2355805.708
VN | 549743220 | LINEVN0841 | 220 | 83.0665 | [5 empty] | 50 |  | LINESTRING (628716.6197643693 2354903.9724686053, 628754.0157604306 2354884.9490247183, 628820.5146466085 2355014.7620014865, 628725.5380935377 2355148.5072950292, 628619.5149059838 2355303.244013069, 628450.4305868389 2355543.302772112, 628296.3870059057 2355759.126431586, 628199.1471390998 2355899.45449528, 627907.4774331615 2356065.91495713, 627614.1328403292 2356233.762075166, 627414.4332414393 2356347.9775545113, 627140.3882965485 2356504.6360249273, 626865.3425628442 2356593.098539671, 626556.4283095113 2356691.111542321, 626210.9600874513 2356802.696776373, 625652.6886084779 2356979.582447836, 625387.3079597156 2357062.608121057, 625107.4103903089 2357152.0250263526, 624910.9213568731 2357213.8658757447, 624571.8930202292 2357323.452511523, 624240.1141179391 2357431.152682475, 623972.922448187 2357515.703340741, 623786.0805702276 2357737.648722804, 623559.402166711 2358003.409090732, 623387.587934789 2358207.9039074774, 623134.789025367 2358508.73053454, 622874.4506154525 2358814.7622129973, 622683.1389753328 2359041.921333309, 622471.7878055639 2359290.6405685674, 622244.6513259795 2359512.42129644, 622059.1620591667 2359689.9702347494, 621760.4364107115 2359980.631346827, 621459.5010452229 2360271.413812533, 621230.7193488422 2360493.5825365703, 620949.7050400551 2360764.7393396283, 620666.4157322783 2360929.677917687, 620365.2251388887 2361105.448378622, 620038.6797924433 2361296.0373697625, 619900.5872402819 2361652.7269137613, 619785.7672256464 2361947.784506234, 619688.0851231678 2362201.478169489, 619555.4262479104 2362541.73786084, 619440.7446753071 2362819.4850131767, 619042.5741226341 2363030.876938727, 618724.445974994 2363196.532958487, 618425.5037032785 2363381.2860154137, 618204.3754186283 2363517.789821021, 618106.2470591771 2363819.0226927255, 617997.5322204401 2364156.51100368, 617887.0307173402 2364506.484976591, 617745.0085884667 2364950.4481380847, 617695.5986711392 2365104.7383934297, 617587.706039442 2365339.129310593, 617458.9942479685 2365622.8865730483, 617301.3300345204 2365968.527469139, 617205.9735125911 2366178.2252193578, 617100.7284721632 2366408.165670754, 616983.7946566647 2366660.837856578, 616820.2098529041 2367020.8421598356, 616666.5936606597 2367349.115366091, 616559.4077351759 2367581.3917017546, 616415.7844961337 2367893.698162128, 616126.1462032377 2368019.2642497686, 615969.8075004576 2368087.0481041553, 615645.8508555128 2368170.8544451287, 615342.990478704 2368240.359359143, 614989.6787343862 2368327.9111583447, 614618.1670104751 2368420.124343126, 614283.325572316 2368574.0302197626, 614017.6779761583 2368694.4321514186, 613790.3910155329 2368796.509275561, 613505.7341935786 2368928.243482908, 613144.1954442644 2369092.202878638, 612876.3236261682 2369389.193195658, 612636.2159442042 2369653.7128205756, 612375.5142983124 2369938.7052600677, 611993.7546302455 2370357.243183075, 611751.9987467917 2370497.8699491327, 611411.8452813338 2370694.845565451, 611088.6402464444 2370882.0142122176, 610811.5097042456 2371040.511444031, 610496.9010678824 2371055.4156008624, 610114.3915700434 2371072.909531157, 609736.1952133279 2371091.8806305304, 609352.0506497377 2371109.414582198, 608992.0852128613 2371125.5921880603, 608743.8409629687 2371329.492872743, 608431.01984109 2371585.701856406, 608145.8872998019 2371817.3379143504, 607836.1752602793 2372070.1577221015, 607561.3053340786 2372294.5322903655, 607201.4145122956 2372539.359692456, 606925.9089378673 2372697.6320138057, 606536.9569349986 2373047.011965582, 606336.2676418266 2373291.597033724, 606120.4384440074 2373556.1988787907, 605846.533204645 2373888.02663072, 605619.0323791358 2374163.639089121, 605383.0097411274 2374452.2833813517, 605118.7992210808 2374773.2927595004, 604876.1150022743 2375062.9411098785, 604662.7187139009 2375317.447581742, 604427.5461374804 2375601.5603762777, 604117.8133448112 2375973.1119932616, 603805.3438737208 2376350.3301754594, 603634.5241122304 2376541.050871826, 603471.617676626 2376752.1475582477, 603217.109736003 2377204.255860096, 602901.7701371051 2377689.566188465, 602726.1224440559 2377959.3128768355, 602364.2586385158 2378179.154372318, 602123.2599792952 2378324.071803293, 601832.7954392639 2378497.9603954167, 601403.5723357495 2378762.451803748, 601065.2924393137 2378965.4104417083, 600907.6120031772 2379061.9602961354, 600569.5397643028 2379108.572763809, 600082.6558834733 2379180.937611928, 599765.4225871896 2379225.4816561514, 599414.174755044 2379275.0254859407, 599217.6433033613 2379630.0358433425, 599107.0714476481 2379832.6938254517, 598927.1238161966 2380162.581538571, 598760.802129331 2380463.862095669, 598435.185396967 2380762.4246692644, 598098.8493154261 2381073.160090005, 597889.8052223942 2381263.8378617167, 597668.8934449436 2381465.3941578013, 597425.2594729381 2381691.8222347987, 597204.5241893206 2381896.972019857, 597243.7411928507 2382346.7393723275, 597273.3173621098 2382661.777737706, 597311.0409414278 2383069.849107337, 597348.6055505865 2383476.4033542196, 597370.3417760774 2383711.7280178345, 597415.2790648914 2384198.348768019, 597457.5631956222 2384650.483539129, 597498.8384241874 2385092.583671025, 597535.8655871919 2385485.0006481004, 597348.6788286264 2385802.605959804, 597231.4153659771 2386000.6298760786, 597029.3647220845 2386345.291397688, 596856.6378047375 2386640.949426607, 596719.8071340255 2386877.049011677, 596453.3212460702 2387107.0822077403, 596220.8136068764 2387312.493397011, 595957.9867832608 2387538.980647506, 595663.0182964792 2387792.2353303493, 595363.1028295081 2387950.57812523, 595027.2793165728 2388119.6289902558, 594754.8038044557 2388259.7691369434, 594323.7127567023 2388481.4850989603, 593915.7312788748 2388686.941899534, 593369.624433536 2388765.3604573025, 592936.9773156669 2388823.0874736276, 592473.6309899086 2388884.2140691555, 592194.7968792435 2388920.9159748056, 591773.2882308199 2388976.778357665, 591397.707394525 2389026.5583543777, 591179.4502751869 2389055.496543734, 590890.4899393381 2389093.81279424, 590680.640410807 2389065.7868050295, 590405.5575732286 2389025.874119789, 590173.2055620785 2389071.118332526, 589904.4596261873 2389121.66412821, 589648.3113728531 2389170.7568835104, 589351.6770370633 2389225.872099269, 589030.4312962061 2389286.14776567, 588868.6643508173 2389505.9765706775, 588557.5429208599 2389556.2663219245, 588208.3798289688 2389610.781304107, 587849.9971436714 2389668.95060574, 587520.2904795217 2389721.4168931134, 587232.8220297694 2389767.6762946486, 586871.4370086057 2389666.243061253, 586503.8598611479 2389564.39744099, 586165.695590425 2389466.7248155447, 585916.7498498571 2389545.093288182, 585685.258787525 2389617.669553589, 585377.7876139866 2389542.6142710145, 585054.693604338 2389469.5081228986, 584761.2369476877 2389108.4995547268, 584178.8164749466 2388927.64083458, 584001.0479436391 2388869.7508355626, 583585.5207132933 2388508.1182042533, 583397.0741126072 2388399.9589914177, 583192.6944318647 2388209.343200635, 583102.0680667514 2388121.7060285895, 583125.2918376201 2387842.008877167, 583163.0989220602 2387472.804491613, 583212.1238960926 2386922.2239629827, 583230.2438389175 2386717.2175002, 583131.087799538 2386378.6216065646, 583039.6838262724 2386234.761285067, 582880.2662779591 2385990.088643446, 582881.3223318132 2385822.8397553777, 582878.3069167773 2385349.686218231, 582879.4911922923 2385030.415025749, 582864.7736874876 2384720.6813391307, 582878.0714994663 2384405.557060777, 583105.2408137531 2384057.627757937, 583311.0959130796 2383742.3448877987, 583510.9779222333 2383436.2319754725, 583583.366406825 2383305.1387532093) | line | [10 empty] | 3 | 1 |  |  | 971 | 972 | 1 | FALSE | FALSE | 1 | FALSE | TRUE |  | 972 |  |  | 583583.3664 | 2383305.1388 | 971 | 628716.6198 | 2354903.9725 | 972 | 583583.3664 | 2383305.1388
VN | 549749659 | LINEVN0842a | 220 | 28.9925 | [5 empty] | 50 | 6 cables - 2 systems | LINESTRING (539947.1382486138 2361425.6957574296, 540015.5154028736 2361464.6898436924, 540182.6130580867 2361628.375615653, 540418.3149267245 2361845.857504795, 540614.3582397285 2361907.174229783, 541317.5320646781 2362120.1623526043, 541771.0264877935 2362257.8969684746, 542021.8481193386 2361991.6027575093, 542314.5187861972 2361679.3889211845, 542612.9151781028 2361362.6240820168, 542912.1533714155 2361045.5790247642, 543174.0389352968 2360765.7729111062, 543525.2619558827 2360571.764744418, 543937.3664417272 2360336.8764638803, 544321.5464478073 2360121.6900667776, 544698.9165018164 2359909.24984576, 545091.0000879073 2359689.46537167, 545743.8133047714 2359427.618354328, 545985.1471061151 2359361.7219055737, 546336.2004922662 2359100.4346979847, 546592.5018554741 2358908.6240837523, 547007.492491399 2358789.459155048, 547421.6588146028 2358670.634300782, 547768.6909364432 2358567.019053609, 548156.0397903624 2358455.527674271, 548465.0646694144 2358368.959492644, 548708.9102613339 2358029.8063163124, 548958.0719335503 2357681.5525087025, 549172.0573813282 2357380.7449555267, 549349.989777258 2357134.872750754, 549597.2560060048 2356962.217619749, 549932.3379714821 2356733.409060424, 550241.4867370228 2356522.502059401, 550544.8086649907 2356313.5196672226, 550833.9041488834 2356115.8322548447, 551125.8040666579 2355915.812161666, 551432.5186824435 2355825.9158485113, 551902.4285485047 2355688.2742735073, 552341.425031323 2355560.9178941366, 552780.8510699258 2355431.2280931864, 553178.6421482579 2355316.4893225953, 553563.3643559571 2355203.3664583326, 553996.9556366154 2355078.249856558, 554388.6497351637 2354961.9925988945, 554737.4600325823 2354860.6758822463, 555059.9038998822 2354535.2255318374, 555390.1787705168 2354198.462978761, 555718.5151849146 2353865.2863397887, 555950.1182853306 2353629.84892674, 556182.5643762255 2353392.535984501, 556404.6866095709 2353166.74580384, 556687.5515948515 2352878.976763821, 556924.3406061616 2352639.962379836, 557084.5364181963 2352224.0256215557, 557222.0172902687 2351859.190139256, 557365.9530244593 2351483.7197663197, 557509.5939845714 2351111.282267984, 557652.7054837821 2350734.8264086884, 557792.8687068874 2350366.507528447, 557936.970581818 2349989.349231992, 558099.7528962124 2349566.18171188, 558227.8611057466 2349226.0253719897) | line | [10 empty] | 6 | 2 |  |  | 973 | 974 | 1 | FALSE | FALSE | 2 | TRUE | TRUE | 973 | 974 | 539947.1382 | 2361425.6958 | 558227.8611 | 2349226.0254 | 973 | 539947.1382 | 2361425.6958 | 974 | 558227.8611 | 2349226.0254
VN | 549749659 | LINEVN0842b | 220 | 28.9925 | [5 empty] | 50 | 6 cables - 2 systems | LINESTRING (539947.1382486138 2361425.6957574296, 540015.5154028736 2361464.6898436924, 540182.6130580867 2361628.375615653, 540418.3149267245 2361845.857504795, 540614.3582397285 2361907.174229783, 541317.5320646781 2362120.1623526043, 541771.0264877935 2362257.8969684746, 542021.8481193386 2361991.6027575093, 542314.5187861972 2361679.3889211845, 542612.9151781028 2361362.6240820168, 542912.1533714155 2361045.5790247642, 543174.0389352968 2360765.7729111062, 543525.2619558827 2360571.764744418, 543937.3664417272 2360336.8764638803, 544321.5464478073 2360121.6900667776, 544698.9165018164 2359909.24984576, 545091.0000879073 2359689.46537167, 545743.8133047714 2359427.618354328, 545985.1471061151 2359361.7219055737, 546336.2004922662 2359100.4346979847, 546592.5018554741 2358908.6240837523, 547007.492491399 2358789.459155048, 547421.6588146028 2358670.634300782, 547768.6909364432 2358567.019053609, 548156.0397903624 2358455.527674271, 548465.0646694144 2358368.959492644, 548708.9102613339 2358029.8063163124, 548958.0719335503 2357681.5525087025, 549172.0573813282 2357380.7449555267, 549349.989777258 2357134.872750754, 549597.2560060048 2356962.217619749, 549932.3379714821 2356733.409060424, 550241.4867370228 2356522.502059401, 550544.8086649907 2356313.5196672226, 550833.9041488834 2356115.8322548447, 551125.8040666579 2355915.812161666, 551432.5186824435 2355825.9158485113, 551902.4285485047 2355688.2742735073, 552341.425031323 2355560.9178941366, 552780.8510699258 2355431.2280931864, 553178.6421482579 2355316.4893225953, 553563.3643559571 2355203.3664583326, 553996.9556366154 2355078.249856558, 554388.6497351637 2354961.9925988945, 554737.4600325823 2354860.6758822463, 555059.9038998822 2354535.2255318374, 555390.1787705168 2354198.462978761, 555718.5151849146 2353865.2863397887, 555950.1182853306 2353629.84892674, 556182.5643762255 2353392.535984501, 556404.6866095709 2353166.74580384, 556687.5515948515 2352878.976763821, 556924.3406061616 2352639.962379836, 557084.5364181963 2352224.0256215557, 557222.0172902687 2351859.190139256, 557365.9530244593 2351483.7197663197, 557509.5939845714 2351111.282267984, 557652.7054837821 2350734.8264086884, 557792.8687068874 2350366.507528447, 557936.970581818 2349989.349231992, 558099.7528962124 2349566.18171188, 558227.8611057466 2349226.0253719897) | line | [10 empty] | 6 | 2 |  |  | 973 | 974 | 1 | FALSE | FALSE | 2 | TRUE | TRUE | 973 | 974 | 539947.1382 | 2361425.6958 | 558227.8611 | 2349226.0254 | 973 | 539947.1382 | 2361425.6958 | 974 | 558227.8611 | 2349226.0254
VN | 549749660 | LINEVN0843 | 220 | 9.0804 | [5 empty] | 50 |  | LINESTRING (561460.2461453032 2346773.7636537575, 561614.5028775752 2346909.948667694, 561755.0030812968 2347038.7342293817, 562053.9195860723 2347307.190499572, 562219.5219059032 2347368.8027720517, 562333.8261942229 2347411.3285588394, 562787.740904248 2347577.8521981016, 563195.2107326966 2347730.097889895, 563596.1485133665 2347878.9971032147, 564011.1234321946 2348029.6213073223, 564415.7936745585 2348181.0569958286, 564834.4973067323 2348335.037619072, 565192.1915536606 2348469.5501164757, 565560.9881578634 2348605.4984850883, 565922.2920638788 2348737.551351521, 566325.1246387311 2348888.596241765, 566696.6859375441 2349026.6627802774, 567126.4633877216 2349185.3084828276, 567591.5247155159 2349358.7655000077, 567617.1158059095 2349368.2126087476, 568010.1792938258 2349513.2385018882, 568400.602559083 2349660.2664125105) | line | [10 empty] | 3 |  |  |  | 975 | 512 | 1 | FALSE | FALSE | 1 | TRUE | TRUE | 975 | 512 | 561460.2461 | 2346773.7637 | 568400.6026 | 2349660.2664 | 975 | 561460.2461 | 2346773.7637 | 512 | 568400.6026 | 2349660.2664
VN | 549751425 | LINEVN0844a | 220 | 33.9284 | [5 empty] | 50 | 6 cables - 2 systems | LINESTRING (536859.9314828997 2361859.685526982, 536820.9715056887 2361872.037911491, 536839.6821338787 2362084.8284550263, 536756.0968601666 2362461.603535974, 536646.2473826738 2362961.4844111055, 536443.4757658081 2363599.740220284, 536175.0968104809 2363940.3125264733, 536058.830414514 2364082.411099774, 535829.3530911688 2364309.285308865, 535655.0592302026 2364480.700018292, 535571.728460383 2364696.9631646, 535490.2121080363 2364914.06080304, 535153.2147106859 2365180.8208089294, 534877.4798708359 2365399.097165143, 534853.2322519523 2365492.060528489, 534445.1455144669 2365594.1575064356, 534378.483315418 2365564.9963916047, 534084.4695341467 2365427.1354483226, 533775.3948489642 2365451.5050301105, 533512.5248987309 2365378.4003355843, 533246.060900477 2365637.829455952, 533014.1323492894 2365866.774231678, 532807.5788828013 2366067.7161031985, 532618.708719144 2366250.389577544, 532190.1604531442 2366244.212743192, 531685.5742507312 2366237.279196931, 531323.4140314399 2366188.488000901, 531056.3083918786 2366152.3152733925, 530783.0744265663 2366336.077549932, 530431.7726090587 2366577.7606402617, 530112.9059499046 2366800.7731871568, 529756.8891819371 2367047.243313525, 529330.8761564919 2367336.7819208303, 529007.4681935796 2367548.5958864284, 528811.5553397167 2367586.941246624, 528401.5747200432 2367669.318361089, 527847.8387601543 2367780.5234102164, 527547.3974833268 2368107.1025021034, 527268.9825164633 2368408.0132069, 527018.835265767 2368680.221089914, 526829.8179996269 2368884.5542767053, 526692.3732298124 2369221.6124711325, 526589.9449161012 2369473.6166277854, 526432.6846535455 2369862.3098816825, 526319.9408220849 2370134.87435805, 526171.7502881518 2370381.881944709, 526024.347992736 2370527.7531942637, 525701.0798082331 2370843.217514117, 525384.9303622429 2371153.442072707, 525255.2216621637 2371277.9978369544, 525015.7692469662 2371512.2235943666, 524834.0175260697 2371692.164140132, 524801.3767093997 2372045.8573028212, 524765.6936419504 2372479.31283938, 524737.4789503999 2372847.1580181285, 524702.6157439022 2373247.787663743, 524665.3852148397 2373700.5441244883, 524390.3728199664 2373959.48425008, 524115.4440960198 2374216.835347229, 523872.3830049919 2374444.5314967576, 523509.1585916764 2374762.93580949, 523390.901316393 2374871.474506648, 522962.1399980722 2375519.976779019, 522862.7557024318 2375702.09286689, 522554.80261338875 2376273.4670213205, 522310.9421085146 2376713.713106502, 522186.7194169482 2376936.0314108604, 522020.16536930937 2377242.81941188, 521791.73944852414 2377588.053504988, 521641.9757577215 2377812.001901584, 521365.4137184705 2378227.869158614, 521162.35055348754 2378532.592523745, 520850.67371089716 2379003.154114055, 520584.4572025474 2379402.6564558554, 520378.0146070401 2379716.7490141275, 520101.1044550524 2380131.4865977783, 519538.4696856813 2380243.336744797, 519296.60588757304 2380291.5132108387, 519130.27069681784 2380488.492407037) | line | [10 empty] | 6 | 2 |  |  | 976 | 977 | 1 | FALSE | FALSE | 2 | FALSE | TRUE |  | 977 |  |  | 519130.2707 | 2380488.4924 | 976 | 536859.9315 | 2361859.6855 | 977 | 519130.2707 | 2380488.4924
VN | 549751425 | LINEVN0844b | 220 | 33.9284 | [5 empty] | 50 | 6 cables - 2 systems | LINESTRING (536859.9314828997 2361859.685526982, 536820.9715056887 2361872.037911491, 536839.6821338787 2362084.8284550263, 536756.0968601666 2362461.603535974, 536646.2473826738 2362961.4844111055, 536443.4757658081 2363599.740220284, 536175.0968104809 2363940.3125264733, 536058.830414514 2364082.411099774, 535829.3530911688 2364309.285308865, 535655.0592302026 2364480.700018292, 535571.728460383 2364696.9631646, 535490.2121080363 2364914.06080304, 535153.2147106859 2365180.8208089294, 534877.4798708359 2365399.097165143, 534853.2322519523 2365492.060528489, 534445.1455144669 2365594.1575064356, 534378.483315418 2365564.9963916047, 534084.4695341467 2365427.1354483226, 533775.3948489642 2365451.5050301105, 533512.5248987309 2365378.4003355843, 533246.060900477 2365637.829455952, 533014.1323492894 2365866.774231678, 532807.5788828013 2366067.7161031985, 532618.708719144 2366250.389577544, 532190.1604531442 2366244.212743192, 531685.5742507312 2366237.279196931, 531323.4140314399 2366188.488000901, 531056.3083918786 2366152.3152733925, 530783.0744265663 2366336.077549932, 530431.7726090587 2366577.7606402617, 530112.9059499046 2366800.7731871568, 529756.8891819371 2367047.243313525, 529330.8761564919 2367336.7819208303, 529007.4681935796 2367548.5958864284, 528811.5553397167 2367586.941246624, 528401.5747200432 2367669.318361089, 527847.8387601543 2367780.5234102164, 527547.3974833268 2368107.1025021034, 527268.9825164633 2368408.0132069, 527018.835265767 2368680.221089914, 526829.8179996269 2368884.5542767053, 526692.3732298124 2369221.6124711325, 526589.9449161012 2369473.6166277854, 526432.6846535455 2369862.3098816825, 526319.9408220849 2370134.87435805, 526171.7502881518 2370381.881944709, 526024.347992736 2370527.7531942637, 525701.0798082331 2370843.217514117, 525384.9303622429 2371153.442072707, 525255.2216621637 2371277.9978369544, 525015.7692469662 2371512.2235943666, 524834.0175260697 2371692.164140132, 524801.3767093997 2372045.8573028212, 524765.6936419504 2372479.31283938, 524737.4789503999 2372847.1580181285, 524702.6157439022 2373247.787663743, 524665.3852148397 2373700.5441244883, 524390.3728199664 2373959.48425008, 524115.4440960198 2374216.835347229, 523872.3830049919 2374444.5314967576, 523509.1585916764 2374762.93580949, 523390.901316393 2374871.474506648, 522962.1399980722 2375519.976779019, 522862.7557024318 2375702.09286689, 522554.80261338875 2376273.4670213205, 522310.9421085146 2376713.713106502, 522186.7194169482 2376936.0314108604, 522020.16536930937 2377242.81941188, 521791.73944852414 2377588.053504988, 521641.9757577215 2377812.001901584, 521365.4137184705 2378227.869158614, 521162.35055348754 2378532.592523745, 520850.67371089716 2379003.154114055, 520584.4572025474 2379402.6564558554, 520378.0146070401 2379716.7490141275, 520101.1044550524 2380131.4865977783, 519538.4696856813 2380243.336744797, 519296.60588757304 2380291.5132108387, 519130.27069681784 2380488.492407037) | line | [10 empty] | 6 | 2 |  |  | 976 | 977 | 1 | FALSE | FALSE | 2 | FALSE | TRUE |  | 977 |  |  | 519130.2707 | 2380488.4924 | 976 | 536859.9315 | 2361859.6855 | 977 | 519130.2707 | 2380488.4924
VN | 549761769 | LINEVN0845 | 500 | 0.71672 | [5 empty] | 50 |  | LINESTRING (503027.96023327037 2343276.8642923273, 502659.6303343186 2343271.1229858384, 502463.75968014123 2343389.55927067) | line | [10 empty] | 3 |  |  |  | 978 | 979 | 1 | FALSE | FALSE | 1 | TRUE | TRUE | 978 | 979 | 503027.9602 | 2343276.8643 | 502463.7597 | 2343389.5593 | 978 | 503027.9602 | 2343276.8643 | 979 | 502463.7597 | 2343389.5593
VN | 549761770 | LINEVN0846a | 500 | 18.066 | [5 empty] | 50 | 6 cables - 2 systems | LINESTRING (492301.4432013262 2350496.6814194466, 491693.42321005376 2350701.208968569, 490816.66169384535 2350965.9825880574, 490538.31379161676 2351050.044571387, 490061.0839538446 2351198.3454742925, 488774.27778938453 2351606.7531096754, 488397.0421563584 2351719.8172730464, 488008.0498490144 2351836.351867348, 487812.4710624643 2351984.49275835, 487456.298009229 2352230.972543992, 487209.1103929856 2352408.1576131997, 486927.4946873168 2352568.661749703, 486774.220242889 2352656.0200883397, 486129.43061651714 2353034.2375142616, 485730.0598918919 2353269.602636697, 485541.550189715 2353380.7103639343, 485276.8508675141 2353536.7237875126, 484311.1019514423 2353593.667419188, 483564.16928548005 2353629.8721122495, 483459.4120965387 2353661.4983848077, 482629.44646068057 2353882.3393991147, 482225.70794908615 2353975.686098669, 481206.8826329333 2354265.569414871, 480921.8311204744 2354346.6934699155, 479949.5709513427 2354618.8929975564, 479734.2180841921 2354678.3816406922, 479235.58996383945 2354733.3935276815, 478826.95065396617 2354776.2512041093, 478534.7595905525 2354807.7211270756, 478093.81375023094 2354858.2541633965) | line | [10 empty] | 6 | 2 |  |  | 980 | 981 | 1 | FALSE | FALSE | 2 | TRUE | TRUE | 980 | 981 | 492301.4432 | 2350496.6814 | 478093.8138 | 2354858.2542 | 980 | 492301.4432 | 2350496.6814 | 981 | 478093.8138 | 2354858.2542
VN | 549761770 | LINEVN0846b | 500 | 18.066 | [5 empty] | 50 | 6 cables - 2 systems | LINESTRING (492301.4432013262 2350496.6814194466, 491693.42321005376 2350701.208968569, 490816.66169384535 2350965.9825880574, 490538.31379161676 2351050.044571387, 490061.0839538446 2351198.3454742925, 488774.27778938453 2351606.7531096754, 488397.0421563584 2351719.8172730464, 488008.0498490144 2351836.351867348, 487812.4710624643 2351984.49275835, 487456.298009229 2352230.972543992, 487209.1103929856 2352408.1576131997, 486927.4946873168 2352568.661749703, 486774.220242889 2352656.0200883397, 486129.43061651714 2353034.2375142616, 485730.0598918919 2353269.602636697, 485541.550189715 2353380.7103639343, 485276.8508675141 2353536.7237875126, 484311.1019514423 2353593.667419188, 483564.16928548005 2353629.8721122495, 483459.4120965387 2353661.4983848077, 482629.44646068057 2353882.3393991147, 482225.70794908615 2353975.686098669, 481206.8826329333 2354265.569414871, 480921.8311204744 2354346.6934699155, 479949.5709513427 2354618.8929975564, 479734.2180841921 2354678.3816406922, 479235.58996383945 2354733.3935276815, 478826.95065396617 2354776.2512041093, 478534.7595905525 2354807.7211270756, 478093.81375023094 2354858.2541633965) | line | [10 empty] | 6 | 2 |  |  | 980 | 981 | 1 | FALSE | FALSE | 2 | TRUE | TRUE | 980 | 981 | 492301.4432 | 2350496.6814 | 478093.8138 | 2354858.2542 | 980 | 492301.4432 | 2350496.6814 | 981 | 478093.8138 | 2354858.2542
VN | 549761771 | LINEVN0847 | 500 | 0.70488 | [5 empty] | 50 |  | LINESTRING (503027.96023327037 2343276.8642923273, 502662.8239841298 2343291.332801508, 502463.75968014123 2343389.55927067) | line | [10 empty] | 3 |  |  |  | 978 | 979 | 1 | FALSE | FALSE | 1 | TRUE | TRUE | 978 | 979 | 503027.9602 | 2343276.8643 | 502463.7597 | 2343389.5593 | 978 | 503027.9602 | 2343276.8643 | 979 | 502463.7597 | 2343389.5593
VN | 549761772 | LINEVN0848 | 500 | 0.82835 | [5 empty] | 50 |  | LINESTRING (511012.55911972944 2341810.3590711546, 510613.30319317395 2341696.256308832, 510350.62214030133 2341777.8227209016) | line | [10 empty] | 3 |  |  |  | 982 | 983 | 1 | FALSE | FALSE | 1 | TRUE | TRUE | 982 | 983 | 511012.5591 | 2341810.3591 | 510350.6221 | 2341777.8227 | 982 | 511012.5591 | 2341810.3591 | 983 | 510350.6221 | 2341777.8227
VN | 549761773 | LINEVN0849a | 500 | 9.0726 | [5 empty] | 50 | 6 cables - 2 systems | LINESTRING (510350.62214030133 2341777.8227209016, 509969.51200440223 2341911.416002471, 509630.0483729352 2342019.5871049436, 509164.56041320314 2342185.5334291453, 508433.43835709523 2342439.795238659, 508107.78051175 2342548.1375982207, 507839.0598351706 2342637.8314383314, 507631.3318935556 2342711.3549779053, 506890.096841077 2342961.939805058, 506183.96121158276 2343202.1898310254, 505838.59583666455 2343210.364291832, 505402.7517417371 2343217.553166238, 504951.8765867 2343230.5484384545, 504120.5556553852 2343250.949097495, 503595.20910753624 2343262.30293328, 503027.96023327037 2343276.8642923273) | line | [10 empty] | 6 |  |  |  | 983 | 978 | 1 | FALSE | FALSE | 2 | TRUE | TRUE | 983 | 978 | 510350.6221 | 2341777.8227 | 503027.9602 | 2343276.8643 | 983 | 510350.6221 | 2341777.8227 | 978 | 503027.9602 | 2343276.8643
VN | 549761773 | LINEVN0849b | 500 | 9.0726 | [5 empty] | 50 | 6 cables - 2 systems | LINESTRING (510350.62214030133 2341777.8227209016, 509969.51200440223 2341911.416002471, 509630.0483729352 2342019.5871049436, 509164.56041320314 2342185.5334291453, 508433.43835709523 2342439.795238659, 508107.78051175 2342548.1375982207, 507839.0598351706 2342637.8314383314, 507631.3318935556 2342711.3549779053, 506890.096841077 2342961.939805058, 506183.96121158276 2343202.1898310254, 505838.59583666455 2343210.364291832, 505402.7517417371 2343217.553166238, 504951.8765867 2343230.5484384545, 504120.5556553852 2343250.949097495, 503595.20910753624 2343262.30293328, 503027.96023327037 2343276.8642923273) | line | [10 empty] | 6 |  |  |  | 983 | 978 | 1 | FALSE | FALSE | 2 | TRUE | TRUE | 983 | 978 | 510350.6221 | 2341777.8227 | 503027.9602 | 2343276.8643 | 983 | 510350.6221 | 2341777.8227 | 978 | 503027.9602 | 2343276.8643
VN | 549761774 | LINEVN0850 | 500 | 0.84632 | [5 empty] | 50 |  | LINESTRING (511012.55911972944 2341810.3590711546, 510614.2215187942 2341672.6609442984, 510350.62214030133 2341777.8227209016) | line | [10 empty] | 3 |  |  |  | 982 | 983 | 1 | FALSE | FALSE | 1 | TRUE | TRUE | 982 | 983 | 511012.5591 | 2341810.3591 | 510350.6221 | 2341777.8227 | 982 | 511012.5591 | 2341810.3591 | 983 | 510350.6221 | 2341777.8227
VN | 549761775 | LINEVN0851a | 500 | 3.1173 | [5 empty] | 50 | 6 cables - 2 systems | LINESTRING (513499.5614559045 2342560.7524048006, 512971.7660953894 2342401.3980658553, 512533.12847269565 2342267.749730783, 511997.5612663586 2342107.225583411, 511406.5960189531 2341928.1312927282, 511012.55911972944 2341810.3590711546) | line | [10 empty] | 6 |  |  |  | 984 | 982 | 1 | FALSE | FALSE | 2 | TRUE | TRUE | 984 | 982 | 513499.5615 | 2342560.7524 | 511012.5591 | 2341810.3591 | 984 | 513499.5615 | 2342560.7524 | 982 | 511012.5591 | 2341810.3591
VN | 549761775 | LINEVN0851b | 500 | 3.1173 | [5 empty] | 50 | 6 cables - 2 systems | LINESTRING (513499.5614559045 2342560.7524048006, 512971.7660953894 2342401.3980658553, 512533.12847269565 2342267.749730783, 511997.5612663586 2342107.225583411, 511406.5960189531 2341928.1312927282, 511012.55911972944 2341810.3590711546) | line | [10 empty] | 6 |  |  |  | 984 | 982 | 1 | FALSE | FALSE | 2 | TRUE | TRUE | 984 | 982 | 513499.5615 | 2342560.7524 | 511012.5591 | 2341810.3591 | 984 | 513499.5615 | 2342560.7524 | 982 | 511012.5591 | 2341810.3591
VN | 549761776 | LINEVN0852a | 500 | 0.52429 | [5 empty] | 50 | 6 cables - 2 systems | LINESTRING (514931.6385569959 2342517.3539576815, 514501.96660631 2342596.5454108105) | line | [10 empty] | 6 |  |  |  | 985 | 986 | 1 | FALSE | FALSE | 2 | TRUE | TRUE | 985 | 986 | 514931.6386 | 2342517.354 | 514501.9666 | 2342596.5454 | 985 | 514931.6386 | 2342517.354 | 986 | 514501.9666 | 2342596.5454
VN | 549761776 | LINEVN0852b | 500 | 0.52429 | [5 empty] | 50 | 6 cables - 2 systems | LINESTRING (514931.6385569959 2342517.3539576815, 514501.96660631 2342596.5454108105) | line | [10 empty] | 6 |  |  |  | 985 | 986 | 1 | FALSE | FALSE | 2 | TRUE | TRUE | 985 | 986 | 514931.6386 | 2342517.354 | 514501.9666 | 2342596.5454 | 985 | 514931.6386 | 2342517.354 | 986 | 514501.9666 | 2342596.5454
VN | 549761777 | LINEVN0853 | 500 | 1.2475 | [5 empty] | 50 |  | LINESTRING (514501.96660631 2342596.5454108105, 513940.1716410896 2342712.4462718363, 513499.5614559045 2342560.7524048006) | line | [10 empty] | 3 |  |  |  | 986 | 984 | 1 | FALSE | FALSE | 1 | TRUE | TRUE | 986 | 984 | 514501.9666 | 2342596.5454 | 513499.5615 | 2342560.7524 | 986 | 514501.9666 | 2342596.5454 | 984 | 513499.5615 | 2342560.7524
VN | 549761778 | LINEVN0854 | 500 | 1.2346 | [5 empty] | 50 |  | LINESTRING (514501.96660631 2342596.5454108105, 513942.97211974737 2342690.446361544, 513499.5614559045 2342560.7524048006) | line | [10 empty] | 3 |  |  |  | 986 | 984 | 1 | FALSE | FALSE | 1 | TRUE | TRUE | 986 | 984 | 514501.9666 | 2342596.5454 | 513499.5615 | 2342560.7524 | 986 | 514501.9666 | 2342596.5454 | 984 | 513499.5615 | 2342560.7524
VN | 549761779 | LINEVN0855 | 500 | 0.69087 | [5 empty] | 50 |  | LINESTRING (515482.3267980853 2342537.507689504, 515287.0958496777 2342450.0022166297, 514931.6385569959 2342517.3539576815) | line | [10 empty] | 3 |  |  |  | 987 | 985 | 1 | FALSE | FALSE | 1 | TRUE | TRUE | 987 | 985 | 515482.3268 | 2342537.5077 | 514931.6386 | 2342517.354 | 987 | 515482.3268 | 2342537.5077 | 985 | 514931.6386 | 2342517.354
VN | 549761780 | LINEVN0856 | 500 | 0.70076 | [5 empty] | 50 |  | LINESTRING (515482.3267980853 2342537.507689504, 515287.66833410866 2342437.1311879694, 514931.6385569959 2342517.3539576815) | line | [10 empty] | 3 |  |  |  | 987 | 985 | 1 | FALSE | FALSE | 1 | TRUE | TRUE | 987 | 985 | 515482.3268 | 2342537.5077 | 514931.6386 | 2342517.354 | 987 | 515482.3268 | 2342537.5077 | 985 | 514931.6386 | 2342517.354
VN | 549761781 | LINEVN0857a | 500 | 1.2815 | [5 empty] | 50 | 6 cables - 2 systems | LINESTRING (516449.09266840346 2342991.1419247165, 516032.7801565961 2342797.524639603, 515482.3267980853 2342537.507689504) | line | [10 empty] | 6 |  |  |  | 988 | 987 | 1 | FALSE | FALSE | 2 | TRUE | TRUE | 988 | 987 | 516449.0927 | 2342991.1419 | 515482.3268 | 2342537.5077 | 988 | 516449.0927 | 2342991.1419 | 987 | 515482.3268 | 2342537.5077
VN | 549761781 | LINEVN0857b | 500 | 1.2815 | [5 empty] | 50 | 6 cables - 2 systems | LINESTRING (516449.09266840346 2342991.1419247165, 516032.7801565961 2342797.524639603, 515482.3267980853 2342537.507689504) | line | [10 empty] | 6 |  |  |  | 988 | 987 | 1 | FALSE | FALSE | 2 | TRUE | TRUE | 988 | 987 | 516449.0927 | 2342991.1419 | 515482.3268 | 2342537.5077 | 988 | 516449.0927 | 2342991.1419 | 987 | 515482.3268 | 2342537.5077
VN | 549761782 | LINEVN0858 | 500 | 0.74224 | [5 empty] | 50 |  | LINESTRING (516791.83015950146 2343382.162138652, 516811.53181093035 2343167.681737982, 516449.09266840346 2342991.1419247165) | line | [10 empty] | 3 |  |  |  | 989 | 988 | 1 | FALSE | FALSE | 1 | TRUE | TRUE | 989 | 988 | 516791.8302 | 2343382.1621 | 516449.0927 | 2342991.1419 | 989 | 516791.8302 | 2343382.1621 | 988 | 516449.0927 | 2342991.1419
VN | 549761783 | LINEVN0859 | 500 | 0.77053 | [5 empty] | 50 |  | LINESTRING (516791.83015950146 2343382.162138652, 516829.77732232446 2343159.5325273806, 516449.09266840346 2342991.1419247165) | line | [10 empty] | 3 |  |  |  | 989 | 988 | 1 | FALSE | FALSE | 1 | TRUE | TRUE | 989 | 988 | 516791.8302 | 2343382.1621 | 516449.0927 | 2342991.1419 | 989 | 516791.8302 | 2343382.1621 | 988 | 516449.0927 | 2342991.1419
VN | 549761784 | LINEVN0860 | 500 | 0.53074 | [5 empty] | 50 |  | LINESTRING (516804.34693612467 2344348.2524073613, 516722.6681011288 2344181.281124547, 516742.48253949115 2343925.6402762095) | line | [10 empty] | 3 |  |  |  | 990 | 991 | 1 | FALSE | FALSE | 1 | TRUE | TRUE | 990 | 991 | 516804.3469 | 2344348.2524 | 516742.4825 | 2343925.6403 | 990 | 516804.3469 | 2344348.2524 | 991 | 516742.4825 | 2343925.6403
VN | 549761785 | LINEVN0861a | 500 | 0.65486 | [5 empty] | 50 | 6 cables - 2 systems | LINESTRING (516742.48253949115 2343925.6402762095, 516777.6071858656 2343537.702314131, 516791.83015950146 2343382.162138652) | line | [10 empty] | 6 |  |  |  | 991 | 989 | 1 | FALSE | FALSE | 2 | TRUE | TRUE | 991 | 989 | 516742.4825 | 2343925.6403 | 516791.8302 | 2343382.1621 | 991 | 516742.4825 | 2343925.6403 | 989 | 516791.8302 | 2343382.1621
VN | 549761785 | LINEVN0861b | 500 | 0.65486 | [5 empty] | 50 | 6 cables - 2 systems | LINESTRING (516742.48253949115 2343925.6402762095, 516777.6071858656 2343537.702314131, 516791.83015950146 2343382.162138652) | line | [10 empty] | 6 |  |  |  | 991 | 989 | 1 | FALSE | FALSE | 2 | TRUE | TRUE | 991 | 989 | 516742.4825 | 2343925.6403 | 516791.8302 | 2343382.1621 | 991 | 516742.4825 | 2343925.6403 | 989 | 516791.8302 | 2343382.1621
VN | 549761786 | LINEVN0862 | 500 | 0.54829 | [5 empty] | 50 |  | LINESTRING (516804.34693612467 2344348.2524073613, 516699.9734000572 2344187.212419351, 516742.48253949115 2343925.6402762095) | line | [10 empty] | 3 |  |  |  | 990 | 991 | 1 | FALSE | FALSE | 1 | TRUE | TRUE | 990 | 991 | 516804.3469 | 2344348.2524 | 516742.4825 | 2343925.6403 | 990 | 516804.3469 | 2344348.2524 | 991 | 516742.4825 | 2343925.6403
VN | 549761787 | LINEVN0863 | 500 | 1.8293 | [5 empty] | 50 |  | LINESTRING (524285.7543683266 2363817.482274078, 524301.1551365277 2364306.804367422, 524579.4296663646 2364430.927386094, 524838.0656933471 2364575.8882072987, 525229.401734317 2364762.662359938) | line | [10 empty] | 3 |  |  |  | 992 | 993 | 1 | FALSE | FALSE | 1 | TRUE | TRUE | 992 | 993 | 524285.7544 | 2363817.4823 | 525229.4017 | 2364762.6624 | 992 | 524285.7544 | 2363817.4823 | 993 | 525229.4017 | 2364762.6624
VN | 549761788 | LINEVN0864a | 500 | 3.3515 | [5 empty] | 50 | 6 cables - 2 systems | LINESTRING (518150.4242228156 2346795.2799882046, 517824.61669757636 2346199.895223255, 517524.6970266868 2345655.7327249865, 517339.3708155026 2345304.8704243912, 517002.32071316615 2344704.6439390546, 516804.34693612467 2344348.2524073613) | line | [10 empty] | 6 |  |  |  | 994 | 990 | 1 | FALSE | FALSE | 2 | TRUE | TRUE | 994 | 990 | 518150.4242 | 2346795.28 | 516804.3469 | 2344348.2524 | 994 | 518150.4242 | 2346795.28 | 990 | 516804.3469 | 2344348.2524
VN | 549761788 | LINEVN0864b | 500 | 3.3515 | [5 empty] | 50 | 6 cables - 2 systems | LINESTRING (518150.4242228156 2346795.2799882046, 517824.61669757636 2346199.895223255, 517524.6970266868 2345655.7327249865, 517339.3708155026 2345304.8704243912, 517002.32071316615 2344704.6439390546, 516804.34693612467 2344348.2524073613) | line | [10 empty] | 6 |  |  |  | 994 | 990 | 1 | FALSE | FALSE | 2 | TRUE | TRUE | 994 | 990 | 518150.4242 | 2346795.28 | 516804.3469 | 2344348.2524 | 994 | 518150.4242 | 2346795.28 | 990 | 516804.3469 | 2344348.2524
VN | 549761789 | LINEVN0865 | 500 | 1.009 | [5 empty] | 50 |  | LINESTRING (518072.55858432304 2347609.5717943627, 518209.291313926 2346920.6969785336, 518150.4242228156 2346795.2799882046) | line | [10 empty] | 3 |  |  |  | 995 | 994 | 1 | FALSE | FALSE | 1 | TRUE | TRUE | 995 | 994 | 518072.5586 | 2347609.5718 | 518150.4242 | 2346795.28 | 995 | 518072.5586 | 2347609.5718 | 994 | 518150.4242 | 2346795.28
VN | 549761791 | LINEVN0866a | 500 | 1.9502 | [5 empty] | 50 | 6 cables - 2 systems | LINESTRING (517739.3484058578 2349200.2138627893, 517851.670666718 2348663.4223436834, 517948.4815654559 2348198.1228393195, 518072.55858432304 2347609.5717943627) | line | [10 empty] | 6 |  |  |  | 996 | 995 | 1 | FALSE | FALSE | 2 | TRUE | TRUE | 996 | 995 | 517739.3484 | 2349200.2139 | 518072.5586 | 2347609.5718 | 996 | 517739.3484 | 2349200.2139 | 995 | 518072.5586 | 2347609.5718
VN | 549761791 | LINEVN0866b | 500 | 1.9502 | [5 empty] | 50 | 6 cables - 2 systems | LINESTRING (517739.3484058578 2349200.2138627893, 517851.670666718 2348663.4223436834, 517948.4815654559 2348198.1228393195, 518072.55858432304 2347609.5717943627) | line | [10 empty] | 6 |  |  |  | 996 | 995 | 1 | FALSE | FALSE | 2 | TRUE | TRUE | 996 | 995 | 517739.3484 | 2349200.2139 | 518072.5586 | 2347609.5718 | 996 | 517739.3484 | 2349200.2139 | 995 | 518072.5586 | 2347609.5718
VN | 549761792 | LINEVN0867 | 500 | 1.0454 | [5 empty] | 50 |  | LINESTRING (518089.1883236242 2349825.7519542277, 517654.65524436074 2349542.234454558, 517739.3484058578 2349200.2138627893) | line | [10 empty] | 3 |  |  |  | 997 | 996 | 1 | FALSE | FALSE | 1 | TRUE | TRUE | 997 | 996 | 518089.1883 | 2349825.752 | 517739.3484 | 2349200.2139 | 997 | 518089.1883 | 2349825.752 | 996 | 517739.3484 | 2349200.2139
VN | 549761793 | LINEVN0868 | 500 | 1.0111 | [5 empty] | 50 |  | LINESTRING (518089.1883236242 2349825.7519542277, 517677.49458458857 2349530.361331279, 517739.3484058578 2349200.2138627893) | line | [10 empty] | 3 |  |  |  | 997 | 996 | 1 | FALSE | FALSE | 1 | TRUE | TRUE | 997 | 996 | 518089.1883 | 2349825.752 | 517739.3484 | 2349200.2139 | 997 | 518089.1883 | 2349825.752 | 996 | 517739.3484 | 2349200.2139
VN | 549761794 | LINEVN0869a | 500 | 2.0642 | [5 empty] | 50 | 6 cables - 2 systems | LINESTRING (519495.2017971681 2350816.7236675005, 518995.965581835 2350463.8095028466, 518518.8014532554 2350134.576287772, 518089.1883236242 2349825.7519542277) | line | [10 empty] | 6 |  |  |  | 998 | 997 | 1 | FALSE | FALSE | 2 | TRUE | TRUE | 998 | 997 | 519495.2018 | 2350816.7237 | 518089.1883 | 2349825.752 | 998 | 519495.2018 | 2350816.7237 | 997 | 518089.1883 | 2349825.752
VN | 549761794 | LINEVN0869b | 500 | 2.0642 | [5 empty] | 50 | 6 cables - 2 systems | LINESTRING (519495.2017971681 2350816.7236675005, 518995.965581835 2350463.8095028466, 518518.8014532554 2350134.576287772, 518089.1883236242 2349825.7519542277) | line | [10 empty] | 6 |  |  |  | 998 | 997 | 1 | FALSE | FALSE | 2 | TRUE | TRUE | 998 | 997 | 519495.2018 | 2350816.7237 | 518089.1883 | 2349825.752 | 998 | 519495.2018 | 2350816.7237 | 997 | 518089.1883 | 2349825.752
VN | 549761795 | LINEVN0870 | 500 | 1.0993 | [5 empty] | 50 |  | LINESTRING (519887.0939139774 2351551.5569831883, 519842.8869046263 2351064.326265436, 519495.2017971681 2350816.7236675005) | line | [10 empty] | 3 |  |  |  | 999 | 998 | 1 | FALSE | FALSE | 1 | TRUE | TRUE | 999 | 998 | 519887.0939 | 2351551.557 | 519495.2018 | 2350816.7237 | 999 | 519887.0939 | 2351551.557 | 998 | 519495.2018 | 2350816.7237
VN | 549761796 | LINEVN0871 | 500 | 1.126 | [5 empty] | 50 |  | LINESTRING (519887.0939139774 2351551.5569831883, 519865.43491851515 2351052.732514029, 519495.2017971681 2350816.7236675005) | line | [10 empty] | 3 |  |  |  | 999 | 998 | 1 | FALSE | FALSE | 1 | TRUE | TRUE | 999 | 998 | 519887.0939 | 2351551.557 | 519495.2018 | 2350816.7237 | 999 | 519887.0939 | 2351551.557 | 998 | 519495.2018 | 2350816.7237
VN | 549761797 | LINEVN0872a | 500 | 5.1118 | [5 empty] | 50 | 6 cables - 2 systems | LINESTRING (519620.17988924193 2355776.0333915534, 519708.50505972235 2355199.8872161964, 519790.6865652873 2354648.470738462, 519868.0964374142 2354135.7529503577, 519944.6729068799 2353629.7971200175, 520018.1540133491 2353147.8882126347, 519981.4270902802 2352692.794878503, 519934.2432460253 2352133.531102314, 519887.0939139774 2351551.5569831883) | line | [10 empty] | 6 |  |  |  | 1000 | 999 | 1 | FALSE | FALSE | 2 | TRUE | TRUE | 1000 | 999 | 519620.1799 | 2355776.0334 | 519887.0939 | 2351551.557 | 1000 | 519620.1799 | 2355776.0334 | 999 | 519887.0939 | 2351551.557
VN | 549761797 | LINEVN0872b | 500 | 5.1118 | [5 empty] | 50 | 6 cables - 2 systems | LINESTRING (519620.17988924193 2355776.0333915534, 519708.50505972235 2355199.8872161964, 519790.6865652873 2354648.470738462, 519868.0964374142 2354135.7529503577, 519944.6729068799 2353629.7971200175, 520018.1540133491 2353147.8882126347, 519981.4270902802 2352692.794878503, 519934.2432460253 2352133.531102314, 519887.0939139774 2351551.5569831883) | line | [10 empty] | 6 |  |  |  | 1000 | 999 | 1 | FALSE | FALSE | 2 | TRUE | TRUE | 1000 | 999 | 519620.1799 | 2355776.0334 | 519887.0939 | 2351551.557 | 1000 | 519620.1799 | 2355776.0334 | 999 | 519887.0939 | 2351551.557
VN | 549761798 | LINEVN0873 | 500 | 0.97922 | [5 empty] | 50 |  | LINESTRING (519852.156827713 2356381.032292643, 519550.74914742244 2356263.68315861, 519620.17988924193 2355776.0333915534) | line | [10 empty] | 3 |  |  |  | 1001 | 1000 | 1 | FALSE | FALSE | 1 | TRUE | TRUE | 1001 | 1000 | 519852.1568 | 2356381.0323 | 519620.1799 | 2355776.0334 | 1001 | 519852.1568 | 2356381.0323 | 1000 | 519620.1799 | 2355776.0334
VN | 549761799 | LINEVN0874 | 500 | 1.013 | [5 empty] | 50 |  | LINESTRING (519852.156827713 2356381.032292643, 519531.1245226672 2356273.8973646676, 519620.17988924193 2355776.0333915534) | line | [10 empty] | 3 |  |  |  | 1001 | 1000 | 1 | FALSE | FALSE | 1 | TRUE | TRUE | 1001 | 1000 | 519852.1568 | 2356381.0323 | 519620.1799 | 2355776.0334 | 1001 | 519852.1568 | 2356381.0323 | 1000 | 519620.1799 | 2355776.0334
VN | 549761800 | LINEVN0875a | 500 | 3.9845 | [5 empty] | 50 | 6 cables - 2 systems | LINESTRING (522963.5334656628 2357540.5585308583, 522455.0285024777 2357351.799465949, 521373.773376935 2356945.2033550832, 520765.55669947696 2356722.345024457, 519852.156827713 2356381.032292643) | line | [10 empty] | 6 |  |  |  | 1002 | 1001 | 1 | FALSE | FALSE | 2 | TRUE | TRUE | 1002 | 1001 | 522963.5335 | 2357540.5585 | 519852.1568 | 2356381.0323 | 1002 | 522963.5335 | 2357540.5585 | 1001 | 519852.1568 | 2356381.0323
VN | 549761800 | LINEVN0875b | 500 | 3.9845 | [5 empty] | 50 | 6 cables - 2 systems | LINESTRING (522963.5334656628 2357540.5585308583, 522455.0285024777 2357351.799465949, 521373.773376935 2356945.2033550832, 520765.55669947696 2356722.345024457, 519852.156827713 2356381.032292643) | line | [10 empty] | 6 |  |  |  | 1002 | 1001 | 1 | FALSE | FALSE | 2 | TRUE | TRUE | 1002 | 1001 | 522963.5335 | 2357540.5585 | 519852.1568 | 2356381.0323 | 1002 | 522963.5335 | 2357540.5585 | 1001 | 519852.1568 | 2356381.0323
VN | 549761801 | LINEVN0876 | 500 | 0.83378 | [5 empty] | 50 |  | LINESTRING (523528.41120035184 2357880.8219080064, 523401.2915519346 2357684.285863279, 522963.5334656628 2357540.5585308583) | line | [10 empty] | 3 |  |  |  | 1003 | 1002 | 1 | FALSE | FALSE | 1 | TRUE | TRUE | 1003 | 1002 | 523528.4112 | 2357880.8219 | 522963.5335 | 2357540.5585 | 1003 | 523528.4112 | 2357880.8219 | 1002 | 522963.5335 | 2357540.5585
VN | 549761802 | LINEVN0877 | 500 | 0.81739 | [5 empty] | 50 |  | LINESTRING (523528.41120035184 2357880.8219080064, 523387.07909016695 2357702.1067787725, 522963.5334656628 2357540.5585308583) | line | [10 empty] | 3 |  |  |  | 1003 | 1002 | 1 | FALSE | FALSE | 1 | TRUE | TRUE | 1003 | 1002 | 523528.4112 | 2357880.8219 | 522963.5335 | 2357540.5585 | 1003 | 523528.4112 | 2357880.8219 | 1002 | 522963.5335 | 2357540.5585
VN | 549761803 | LINEVN0878a | 500 | 1.583 | [5 empty] | 50 | 6 cables - 2 systems | LINESTRING (524321.5304779698 2358934.8735883585, 524091.1414976253 2358620.6715161074, 523816.4463384018 2358260.9196320707, 523528.41120035184 2357880.8219080064) | line | [10 empty] | 6 |  |  |  | 1004 | 1003 | 1 | FALSE | FALSE | 2 | TRUE | TRUE | 1004 | 1003 | 524321.5305 | 2358934.8736 | 523528.4112 | 2357880.8219 | 1004 | 524321.5305 | 2358934.8736 | 1003 | 523528.4112 | 2357880.8219
VN | 549761803 | LINEVN0878b | 500 | 1.583 | [5 empty] | 50 | 6 cables - 2 systems | LINESTRING (524321.5304779698 2358934.8735883585, 524091.1414976253 2358620.6715161074, 523816.4463384018 2358260.9196320707, 523528.41120035184 2357880.8219080064) | line | [10 empty] | 6 |  |  |  | 1004 | 1003 | 1 | FALSE | FALSE | 2 | TRUE | TRUE | 1004 | 1003 | 524321.5305 | 2358934.8736 | 523528.4112 | 2357880.8219 | 1004 | 524321.5305 | 2358934.8736 | 1003 | 523528.4112 | 2357880.8219
VN | 549761804 | LINEVN0879 | 500 | 1.0923 | [5 empty] | 50 |  | LINESTRING (524492.3379871247 2359753.2058508303, 524564.0415990176 2359229.319175064, 524321.5304779698 2358934.8735883585) | line | [10 empty] | 3 |  |  |  | 1005 | 1004 | 1 | FALSE | FALSE | 1 | TRUE | TRUE | 1005 | 1004 | 524492.338 | 2359753.2059 | 524321.5305 | 2358934.8736 | 1005 | 524492.338 | 2359753.2059 | 1004 | 524321.5305 | 2358934.8736
VN | 549761805 | LINEVN0880 | 500 | 1.0753 | [5 empty] | 50 |  | LINESTRING (524492.3379871247 2359753.2058508303, 524546.5186464803 2359235.0923572965, 524321.5304779698 2358934.8735883585) | line | [10 empty] | 3 |  |  |  | 1005 | 1004 | 1 | FALSE | FALSE | 1 | TRUE | TRUE | 1005 | 1004 | 524492.338 | 2359753.2059 | 524321.5305 | 2358934.8736 | 1005 | 524492.338 | 2359753.2059 | 1004 | 524321.5305 | 2358934.8736
VN | 549761806 | LINEVN0881a | 500 | 4.9009 | [5 empty] | 50 | 6 cables - 2 systems | LINESTRING (524285.7543683266 2363817.482274078, 524250.15471190313 2363260.3951387964, 524209.3932319176 2362623.933259725, 524194.2024325467 2362367.081413731, 524230.27704162605 2362042.2828108547, 524293.6644867938 2361493.3018085267, 524343.5319044173 2361064.81871463, 524411.755253535 2360448.61993357, 524444.9936846509 2360167.4696080964, 524492.3379871247 2359753.2058508303) | line | [10 empty] | 6 |  |  |  | 992 | 1005 | 1 | FALSE | FALSE | 2 | TRUE | TRUE | 992 | 1005 | 524285.7544 | 2363817.4823 | 524492.338 | 2359753.2059 | 992 | 524285.7544 | 2363817.4823 | 1005 | 524492.338 | 2359753.2059
VN | 549761806 | LINEVN0881b | 500 | 4.9009 | [5 empty] | 50 | 6 cables - 2 systems | LINESTRING (524285.7543683266 2363817.482274078, 524250.15471190313 2363260.3951387964, 524209.3932319176 2362623.933259725, 524194.2024325467 2362367.081413731, 524230.27704162605 2362042.2828108547, 524293.6644867938 2361493.3018085267, 524343.5319044173 2361064.81871463, 524411.755253535 2360448.61993357, 524444.9936846509 2360167.4696080964, 524492.3379871247 2359753.2058508303) | line | [10 empty] | 6 |  |  |  | 992 | 1005 | 1 | FALSE | FALSE | 2 | TRUE | TRUE | 992 | 1005 | 524285.7544 | 2363817.4823 | 524492.338 | 2359753.2059 | 992 | 524285.7544 | 2363817.4823 | 1005 | 524492.338 | 2359753.2059
VN | 549761807 | LINEVN0882 | 500 | 1.7996 | [5 empty] | 50 |  | LINESTRING (525229.401734317 2364762.662359938, 524847.6890298027 2364560.009418116, 524579.4296663646 2364430.927386094, 524320.9133215122 2364293.0100869667, 524285.7543683266 2363817.482274078) | line | [10 empty] | 3 |  |  |  | 993 | 992 | 1 | FALSE | FALSE | 1 | TRUE | TRUE | 993 | 992 | 525229.4017 | 2364762.6624 | 524285.7544 | 2363817.4823 | 993 | 525229.4017 | 2364762.6624 | 992 | 524285.7544 | 2363817.4823
VN | 549761808 | LINEVN0883a | 500 | 9.2132 | [5 empty] | 50 | 6 cables - 2 systems | LINESTRING (525229.401734317 2364762.662359938, 525944.4979864273 2365126.458170973, 526366.3477261612 2365344.121719583, 526696.644939042 2365512.85871757, 526976.106828763 2365654.147299781, 527279.5120418584 2365941.566182635, 527684.6235339305 2366330.5899971467, 528050.0232653313 2366680.585644617, 528270.5354826588 2366890.062509177, 528514.2204984074 2367121.4090423947, 528811.0217550392 2367414.2029430186, 528993.3607342965 2367584.3644664255, 529300.9716051266 2367885.0562652927, 529653.9459659657 2368156.539905697, 529951.2175693999 2368397.6689422047, 530281.4091829669 2368648.106629027, 530792.9433463755 2369056.424224815, 531263.6677227309 2369424.3149599927) | line | [10 empty] | 6 |  |  |  | 993 | 1006 | 1 | FALSE | FALSE | 2 | TRUE | TRUE | 993 | 1006 | 525229.4017 | 2364762.6624 | 531263.6677 | 2369424.315 | 993 | 525229.4017 | 2364762.6624 | 1006 | 531263.6677 | 2369424.315
VN | 549761808 | LINEVN0883b | 500 | 9.2132 | [5 empty] | 50 | 6 cables - 2 systems | LINESTRING (525229.401734317 2364762.662359938, 525944.4979864273 2365126.458170973, 526366.3477261612 2365344.121719583, 526696.644939042 2365512.85871757, 526976.106828763 2365654.147299781, 527279.5120418584 2365941.566182635, 527684.6235339305 2366330.5899971467, 528050.0232653313 2366680.585644617, 528270.5354826588 2366890.062509177, 528514.2204984074 2367121.4090423947, 528811.0217550392 2367414.2029430186, 528993.3607342965 2367584.3644664255, 529300.9716051266 2367885.0562652927, 529653.9459659657 2368156.539905697, 529951.2175693999 2368397.6689422047, 530281.4091829669 2368648.106629027, 530792.9433463755 2369056.424224815, 531263.6677227309 2369424.3149599927) | line | [10 empty] | 6 |  |  |  | 993 | 1006 | 1 | FALSE | FALSE | 2 | TRUE | TRUE | 993 | 1006 | 525229.4017 | 2364762.6624 | 531263.6677 | 2369424.315 | 993 | 525229.4017 | 2364762.6624 | 1006 | 531263.6677 | 2369424.315
VN | 549765062 | LINEVN0884 | 220 | 79.9181 | [7 empty] | LINESTRING (527698.5291693102 2352217.023323982, 527498.8671135432 2351903.2152270013, 527323.8390571562 2351650.2459092615, 527098.5351031427 2351331.5969372145, 526875.4545288897 2350999.3194855954, 526679.3087981391 2350711.7252328945, 526474.9680261792 2350541.083914808, 526321.1203703663 2350453.810763155, 525787.2802987129 2350147.2612903975, 525504.6840023942 2349988.517968409, 525262.380981828 2349957.7842473905, 524959.5016654889 2349922.335522055, 524662.8312375628 2350000.489519898, 524329.0528526969 2350091.288415445, 523856.49798295746 2349946.5039135264, 523557.03462579515 2349856.7769464487, 522871.0830242974 2349643.7161075985, 522681.42291520233 2349593.49326074, 522595.0278850135 2349538.256995914, 522138.5883661623 2349238.763227581, 521678.55455487757 2348945.5751769478, 521400.4511376109 2348764.9179185657, 520912.9407327184 2348695.2604255085, 520452.8404829814 2348625.6405301653, 519991.53230644704 2348513.8422307754, 519713.99877088965 2348442.120199345, 519490.8543674796 2348380.7049562545, 519232.7801443211 2348320.0818724292, 518888.3221134093 2348239.1647950956, 518492.66398095206 2348138.684982544, 518357.03163653513 2347720.9842300224, 518272.4304398144 2347458.708853248, 518291.2346997416 2346973.259613608, 518311.1750186089 2346661.1750199264, 518092.5848275751 2346263.5723252427, 517949.13086864585 2345999.363998937, 517799.9713534083 2345719.069632027, 517533.74539521197 2345228.9869098626, 517423.05663906527 2344869.349564894, 517229.3617329144 2344293.0665623466, 516981.8032192569 2343547.463155644, 516737.7989927967 2343397.6791466996, 516415.60052919027 2343206.029486249, 516118.1557432633 2343040.773391427, 515786.204038549 2342841.158045443, 515269.3420430737 2342532.32831004, 514931.8299661948 2342603.8470305884, 514521.38074687874 2342686.7962529473, 513982.55771312816 2342792.6112747886, 513590.9249963924 2342676.3174234955, 513182.30876802455 2342555.2934890394, 512762.00323703943 2342428.1946056685, 512077.9451615052 2342222.707665313, 511649.2658781123 2342096.5940733487, 510991.06350311707 2341899.8920523403, 510622.6379566106 2341788.7868173243, 510298.31896874233 2342002.9033437353, 509793.28920578357 2342336.3363675093, 509437.75646154705 2342571.5460383478, 508965.38588569313 2342885.3009357, 508616.98066269996 2343112.773919995, 507725.2539831433 2343697.438382576, 507168.15645557473 2344069.719511697, 506964.87543279026 2344206.49337556, 506369.6373273064 2344315.71003039, 505476.8022595977 2344489.2705665464, 504770.9186913195 2344623.3441525083, 504330.08723476325 2344717.0417031855, 503558.9399477496 2344857.8682544045, 503303.3877236423 2344907.773810796, 502923.4880206201 2344978.1578483456, 502658.76517311466 2345027.0757189956, 502158.88206612103 2345124.6071485872, 501841.7973875698 2345332.1182637117, 501595.9403733585 2345492.4613324087, 501444.0118835457 2345631.8652131413, 501039.45863513194 2345853.9936233335, 500781.6097135869 2346021.4867737605, 500478.19640389655 2346218.4555152673, 500118.1075166719 2346450.91199309, 499606.5309319251 2346792.5719372365, 499165.38200646586 2347080.3340877024, 498724.726095416 2347370.86396983, 498485.9549167081 2347528.2319305562, 497971.6755746343 2347872.5222214647, 497355.8405438335 2348270.1020240653, 497035.7630077988 2348470.192231868, 496742.317642204 2348665.413688291, 496366.443347938 2349057.451347376, 496022.94817648915 2349189.855172645, 495519.99890786613 2349381.974407363, 495094.8620027752 2349553.134704126, 494549.9727305438 2349766.490859681, 494104.5900466376 2350074.623196201, 493976.09412347345 2350165.922332595, 493711.3994561924 2350217.4860894163, 493307.18321493414 2350300.4428887675, 492938.8853836725 2350373.333703753, 492388.1649901065 2350578.950806883, 492064.40721161733 2350695.6684800023, 491677.95211051113 2350840.181883274, 491353.0547011609 2350960.323082485, 491012.16538049286 2351082.5159594645, 490714.0487730925 2351192.5836879886, 490419.04595217755 2351298.272265847, 490135.9616666724 2351412.0051750834, 489412.48497038835 2351762.780536662, 488970.4939336895 2351846.555293583, 488733.8232250745 2351946.668204053, 488477.21564485424 2352045.713937868, 488263.52779713285 2352129.3046133122, 487660.0545950846 2352370.4915998997, 487450.08882073336 2352386.234358844, 487255.04156596254 2352482.640350552, 486932.20248427347 2352852.355361302, 486483.9353554028 2353061.466398676, 485990.8841817321 2353290.837644916, 485726.8998362824 2353416.7833223618, 485332.92470676266 2353602.34906727, 484979.4346455174 2353766.1170638385, 484555.4559640789 2353961.4577569007, 484060.94523287483 2353819.092180255, 483576.234534148 2353682.896367407, 482957.6306357345 2353856.9704100993, 482632.8430132734 2353955.1169671994, 482221.70748072315 2354074.3921909225, 481937.0954058273 2354156.9700047886, 481582.53454915504 2354259.852054441, 481210.9414904604 2354367.686508174, 480954.25310096773 2354442.1811298933, 480106.5289675549 2354688.2288661264, 479964.7868419928 2354728.566546014, 479753.69238610717 2354791.5582081242, 479448.9282567876 2354822.6953233746, 478891.6477738011 2354884.1886661286, 478582.36534211214 2354915.9675783115, 477892.6122577797 2354989.9873413327, 477117.1482649078 2355070.9846936995, 476872.4746355593 2355098.278672779, 476290.13907579076 2354971.213247984, 475743.9956734854 2354852.360252954, 475246.6193416537 2354742.936638184, 474918.33741442655 2354672.7135312343, 473930.88916183263 2354460.6156861535, 473003.81039589795 2354503.379261497, 472766.67384489754 2354542.321188157, 472242.12416178756 2354562.8034883137, 471937.40923081763 2354593.626730512, 471601.8428018219 2354633.783971369, 471290.5218423527 2354669.9100925927, 470603.32054432057 2354745.2732429965, 470150.2735448294 2354792.5006365073, 469837.33956104296 2354648.1526573203) | line | [10 empty] | 3 | 1 |  |  | 1007 | 1008 | 1 | FALSE | FALSE | 1 | TRUE | FALSE | 1007 |  | 527698.5292 | 2352217.0233 |  |  | 1007 | 527698.5292 | 2352217.0233 | 1008 | 469837.3396 | 2354648.1527
VN | 549771413 | LINEVN0885 | 500 | 2.0325 | [5 empty] | 50 |  | LINESTRING (742630.6784848913 2332652.623923557, 743135.2568848389 2332851.869202146, 743795.1537135327 2332992.354063155, 743918.6834539359 2332566.912921537, 743911.6403709381 2332534.0995226717) | line | [10 empty] | 3 |  |  |  | 1009 | 1010 | 1 | FALSE | FALSE | 1 | TRUE | FALSE | 1009 |  | 742630.6785 | 2332652.6239 |  |  | 1009 | 742630.6785 | 2332652.6239 | 1010 | 743911.6404 | 2332534.0995
VN | 549771414 | LINEVN0886a | 500 | 1.9931 | [5 empty] | 50 | 6 cables - 2 systems | LINESTRING (741093.8113259351 2332022.762433484, 741642.1306450719 2332245.335449386, 742372.7347496443 2332548.765465486, 742630.6784848913 2332652.623923557) | line | [10 empty] | 6 |  |  |  | 1011 | 1009 | 1 | FALSE | FALSE | 2 | TRUE | TRUE | 1011 | 1009 | 741093.8113 | 2332022.7624 | 742630.6785 | 2332652.6239 | 1011 | 741093.8113 | 2332022.7624 | 1009 | 742630.6785 | 2332652.6239
VN | 549771414 | LINEVN0886b | 500 | 1.9931 | [5 empty] | 50 | 6 cables - 2 systems | LINESTRING (741093.8113259351 2332022.762433484, 741642.1306450719 2332245.335449386, 742372.7347496443 2332548.765465486, 742630.6784848913 2332652.623923557) | line | [10 empty] | 6 |  |  |  | 1011 | 1009 | 1 | FALSE | FALSE | 2 | TRUE | TRUE | 1011 | 1009 | 741093.8113 | 2332022.7624 | 742630.6785 | 2332652.6239 | 1011 | 741093.8113 | 2332022.7624 | 1009 | 742630.6785 | 2332652.6239
VN | 549771415 | LINEVN0887 | 500 | 2.2747 | [5 empty] | 50 |  | LINESTRING (742630.6784848913 2332652.623923557, 743127.6224258383 2332868.3941320893, 743806.3394855306 2333009.300172833, 743942.5229178863 2332566.8546031225, 744093.0880218253 2332567.823855282, 744055.4464803941 2332539.410514799) | line | [10 empty] | 3 |  |  |  | 1009 | 1012 | 1 | FALSE | FALSE | 1 | TRUE | FALSE | 1009 |  | 742630.6785 | 2332652.6239 |  |  | 1009 | 742630.6785 | 2332652.6239 | 1012 | 744055.4465 | 2332539.4105
VN | 549771416 | LINEVN0888 | 500 | 0.99915 | [5 empty] | 50 |  | LINESTRING (740303.2149929004 2332055.4792761044, 740865.3425332916 2331914.097828702, 741093.8113259351 2332022.762433484) | line | [10 empty] | 3 |  |  |  | 1013 | 1011 | 1 | FALSE | FALSE | 1 | TRUE | TRUE | 1013 | 1011 | 740303.215 | 2332055.4793 | 741093.8113 | 2332022.7624 | 1013 | 740303.215 | 2332055.4793 | 1011 | 741093.8113 | 2332022.7624
VN | 549771417 | LINEVN0889 | 500 | 0.98462 | [5 empty] | 50 |  | LINESTRING (740303.2149929004 2332055.4792761044, 740863.8045210193 2331933.337440569, 741093.8113259351 2332022.762433484) | line | [10 empty] | 3 |  |  |  | 1013 | 1011 | 1 | FALSE | FALSE | 1 | TRUE | TRUE | 1013 | 1011 | 740303.215 | 2332055.4793 | 741093.8113 | 2332022.7624 | 1013 | 740303.215 | 2332055.4793 | 1011 | 741093.8113 | 2332022.7624
VN | 549771418 | LINEVN0890 | 500 | 4.0232 | [5 empty] | 50 |  | LINESTRING (734795.6598477424 2332043.2222016077, 735124.9671605732 2332063.1501202458, 735804.6995120198 2332077.9514246285, 735986.2127592806 2332088.846307001, 736216.4241102772 2332194.1535408967, 736676.5822714621 2332432.8861480216, 737196.537725738 2332671.3938598866, 737338.1504447478 2332761.015892086, 737966.7825443712 2332596.3828873956) | line | [10 empty] | 3 |  |  |  | 1014 | 1015 | 1 | FALSE | FALSE | 1 | TRUE | TRUE | 1014 | 1015 | 734795.6598 | 2332043.2222 | 737966.7825 | 2332596.3829 | 1014 | 734795.6598 | 2332043.2222 | 1015 | 737966.7825 | 2332596.3829
VN | 549771419 | LINEVN0891a | 500 | 2.878 | [5 empty] | 50 | 6 cables - 2 systems | LINESTRING (737966.7825443712 2332596.3828873956, 738359.9068620256 2332511.3943487676, 738709.2741620329 2332425.362356849, 739155.2282040131 2332323.276904456, 739777.4174748497 2332172.8820144325, 740017.0247233482 2332119.390070433, 740303.2149929004 2332055.4792761044) | line | [10 empty] | 6 |  |  |  | 1015 | 1013 | 1 | FALSE | FALSE | 2 | TRUE | TRUE | 1015 | 1013 | 737966.7825 | 2332596.3829 | 740303.215 | 2332055.4793 | 1015 | 737966.7825 | 2332596.3829 | 1013 | 740303.215 | 2332055.4793
VN | 549771419 | LINEVN0891b | 500 | 2.878 | [5 empty] | 50 | 6 cables - 2 systems | LINESTRING (737966.7825443712 2332596.3828873956, 738359.9068620256 2332511.3943487676, 738709.2741620329 2332425.362356849, 739155.2282040131 2332323.276904456, 739777.4174748497 2332172.8820144325, 740017.0247233482 2332119.390070433, 740303.2149929004 2332055.4792761044) | line | [10 empty] | 6 |  |  |  | 1015 | 1013 | 1 | FALSE | FALSE | 2 | TRUE | TRUE | 1015 | 1013 | 737966.7825 | 2332596.3829 | 740303.215 | 2332055.4793 | 1015 | 737966.7825 | 2332596.3829 | 1013 | 740303.215 | 2332055.4793
VN | 549771420 | LINEVN0892 | 500 | 4.0091 | [5 empty] | 50 |  | LINESTRING (734795.6598477424 2332043.2222016077, 735128.151704856 2332044.6208311496, 735804.6995120198 2332077.9514246285, 735992.8332722194 2332074.386713156, 736216.4241102772 2332194.1535408967, 736685.542418985 2332410.4300190383, 737196.537725738 2332671.3938598866, 737343.9540721923 2332735.457701333, 737966.7825443712 2332596.3828873956) | line | [10 empty] | 3 |  |  |  | 1014 | 1015 | 1 | FALSE | FALSE | 1 | TRUE | TRUE | 1014 | 1015 | 734795.6598 | 2332043.2222 | 737966.7825 | 2332596.3829 | 1014 | 734795.6598 | 2332043.2222 | 1015 | 737966.7825 | 2332596.3829
VN | 549771421 | LINEVN0893a | 500 | 1.5757 | [5 empty] | 50 | 6 cables - 2 systems | LINESTRING (733483.1697843708 2332004.1372585124, 733781.2826600721 2332011.259479342, 734054.8275036527 2332020.8085411144, 734466.942767158 2332030.7966513205, 734795.6598477424 2332043.2222016077) | line | [10 empty] | 6 |  |  |  | 1016 | 1014 | 1 | FALSE | FALSE | 2 | TRUE | TRUE | 1016 | 1014 | 733483.1698 | 2332004.1373 | 734795.6598 | 2332043.2222 | 1016 | 733483.1698 | 2332004.1373 | 1014 | 734795.6598 | 2332043.2222
VN | 549771421 | LINEVN0893b | 500 | 1.5757 | [5 empty] | 50 | 6 cables - 2 systems | LINESTRING (733483.1697843708 2332004.1372585124, 733781.2826600721 2332011.259479342, 734054.8275036527 2332020.8085411144, 734466.942767158 2332030.7966513205, 734795.6598477424 2332043.2222016077) | line | [10 empty] | 6 |  |  |  | 1016 | 1014 | 1 | FALSE | FALSE | 2 | TRUE | TRUE | 1016 | 1014 | 733483.1698 | 2332004.1373 | 734795.6598 | 2332043.2222 | 1016 | 733483.1698 | 2332004.1373 | 1014 | 734795.6598 | 2332043.2222
VN | 549771422 | LINEVN0894 | 500 | 3.3369 | [5 empty] | 50 |  | LINESTRING (730854.687997032 2331228.2171022454, 731326.6013250692 2331430.2374298223, 731854.0063053372 2331650.937241736, 732152.6191719965 2331761.9831037447, 732670.759800633 2331985.9040966756, 733483.1697843708 2332004.1372585124) | line | [10 empty] | 3 |  |  |  | 1017 | 1016 | 1 | FALSE | FALSE | 1 | TRUE | TRUE | 1017 | 1016 | 730854.688 | 2331228.2171 | 733483.1698 | 2332004.1373 | 1017 | 730854.688 | 2331228.2171 | 1016 | 733483.1698 | 2332004.1373
VN | 549771423 | LINEVN0895a | 500 | 0.41341 | [5 empty] | 50 | 6 cables - 2 systems | LINESTRING (730537.140765723 2331094.604323906, 730854.687997032 2331228.2171022454) | line | [10 empty] | 6 |  |  |  | 1018 | 1017 | 1 | FALSE | FALSE | 2 | TRUE | TRUE | 1018 | 1017 | 730537.1408 | 2331094.6043 | 730854.688 | 2331228.2171 | 1018 | 730537.1408 | 2331094.6043 | 1017 | 730854.688 | 2331228.2171
VN | 549771423 | LINEVN0895b | 500 | 0.41341 | [5 empty] | 50 | 6 cables - 2 systems | LINESTRING (730537.140765723 2331094.604323906, 730854.687997032 2331228.2171022454) | line | [10 empty] | 6 |  |  |  | 1018 | 1017 | 1 | FALSE | FALSE | 2 | TRUE | TRUE | 1018 | 1017 | 730537.1408 | 2331094.6043 | 730854.688 | 2331228.2171 | 1018 | 730537.1408 | 2331094.6043 | 1017 | 730854.688 | 2331228.2171
VN | 549771424 | LINEVN0896 | 500 | 3.3288 | [5 empty] | 50 |  | LINESTRING (730854.687997032 2331228.2171022454, 731333.5061342755 2331415.2265892187, 731864.6393794024 2331628.070681198, 732152.6191719965 2331761.9831037447, 732666.8634176615 2331965.05989591, 733483.1697843708 2332004.1372585124) | line | [10 empty] | 3 |  |  |  | 1017 | 1016 | 1 | FALSE | FALSE | 1 | TRUE | TRUE | 1017 | 1016 | 730854.688 | 2331228.2171 | 733483.1698 | 2332004.1373 | 1017 | 730854.688 | 2331228.2171 | 1016 | 733483.1698 | 2332004.1373
VN | 549771425 | LINEVN0897 | 500 | 1.134 | [5 empty] | 50 |  | LINESTRING (729649.4615016887 2330770.807539885, 730160.3604990359 2330948.3900431944, 730537.140765723 2331094.604323906) | line | [10 empty] | 3 |  |  |  | 1019 | 1018 | 1 | FALSE | FALSE | 1 | TRUE | TRUE | 1019 | 1018 | 729649.4615 | 2330770.8075 | 730537.1408 | 2331094.6043 | 1019 | 729649.4615 | 2330770.8075 | 1018 | 730537.1408 | 2331094.6043
VN | 549771426 | LINEVN0898 | 500 | 1.1354 | [5 empty] | 50 |  | LINESTRING (729649.4615016887 2330770.807539885, 730168.0881828361 2330933.944042852, 730537.140765723 2331094.604323906) | line | [10 empty] | 3 |  |  |  | 1019 | 1018 | 1 | FALSE | FALSE | 1 | TRUE | TRUE | 1019 | 1018 | 729649.4615 | 2330770.8075 | 730537.1408 | 2331094.6043 | 1019 | 729649.4615 | 2330770.8075 | 1018 | 730537.1408 | 2331094.6043
VN | 549771427 | LINEVN0899 | 500 | 1.5233 | [5 empty] | 50 |  | LINESTRING (726444.5256353727 2329957.0875319014, 727185.458083935 2329976.659687202, 727690.7230427469 2330130.8136568917) | line | [10 empty] | 3 |  |  |  | 1020 | 1021 | 1 | FALSE | FALSE | 1 | TRUE | TRUE | 1020 | 1021 | 726444.5256 | 2329957.0875 | 727690.723 | 2330130.8137 | 1020 | 726444.5256 | 2329957.0875 | 1021 | 727690.723 | 2330130.8137
VN | 549771428 | LINEVN0900a | 500 | 2.473 | [5 empty] | 50 | 6 cables - 2 systems | LINESTRING (727690.7230427469 2330130.8136568917, 728132.5594155064 2330282.8917904953, 728476.2848290417 2330391.5525300233, 728721.1462851374 2330470.202456191, 729000.7441219327 2330567.345544405, 729649.4615016887 2330770.807539885) | line | [10 empty] | 6 |  |  |  | 1021 | 1019 | 1 | FALSE | FALSE | 2 | TRUE | TRUE | 1021 | 1019 | 727690.723 | 2330130.8137 | 729649.4615 | 2330770.8075 | 1021 | 727690.723 | 2330130.8137 | 1019 | 729649.4615 | 2330770.8075
VN | 549771428 | LINEVN0900b | 500 | 2.473 | [5 empty] | 50 | 6 cables - 2 systems | LINESTRING (727690.7230427469 2330130.8136568917, 728132.5594155064 2330282.8917904953, 728476.2848290417 2330391.5525300233, 728721.1462851374 2330470.202456191, 729000.7441219327 2330567.345544405, 729649.4615016887 2330770.807539885) | line | [10 empty] | 6 |  |  |  | 1021 | 1019 | 1 | FALSE | FALSE | 2 | TRUE | TRUE | 1021 | 1019 | 727690.723 | 2330130.8137 | 729649.4615 | 2330770.8075 | 1021 | 727690.723 | 2330130.8137 | 1019 | 729649.4615 | 2330770.8075
VN | 549771429 | LINEVN0901 | 500 | 1.5306 | [5 empty] | 50 |  | LINESTRING (726444.5256353727 2329957.0875319014, 727188.6526878674 2329956.7455442473, 727690.7230427469 2330130.8136568917) | line | [10 empty] | 3 |  |  |  | 1020 | 1021 | 1 | FALSE | FALSE | 1 | TRUE | TRUE | 1020 | 1021 | 726444.5256 | 2329957.0875 | 727690.723 | 2330130.8137 | 1020 | 726444.5256 | 2329957.0875 | 1021 | 727690.723 | 2330130.8137
VN | 549771430 | LINEVN0902a | 500 | 1.1108 | [5 empty] | 50 | 6 cables - 2 systems | LINESTRING (725519.1777702274 2329934.072962816, 726211.0200773281 2329954.04056583, 726444.5256353727 2329957.0875319014) | line | [10 empty] | 6 |  |  |  | 1022 | 1020 | 1 | FALSE | FALSE | 2 | TRUE | TRUE | 1022 | 1020 | 725519.1778 | 2329934.073 | 726444.5256 | 2329957.0875 | 1022 | 725519.1778 | 2329934.073 | 1020 | 726444.5256 | 2329957.0875
VN | 549771430 | LINEVN0902b | 500 | 1.1108 | [5 empty] | 50 | 6 cables - 2 systems | LINESTRING (725519.1777702274 2329934.072962816, 726211.0200773281 2329954.04056583, 726444.5256353727 2329957.0875319014) | line | [10 empty] | 6 |  |  |  | 1022 | 1020 | 1 | FALSE | FALSE | 2 | TRUE | TRUE | 1022 | 1020 | 725519.1778 | 2329934.073 | 726444.5256 | 2329957.0875 | 1022 | 725519.1778 | 2329934.073 | 1020 | 726444.5256 | 2329957.0875
VN | 549771431 | LINEVN0903a | 500 | 0.57086 | [5 empty] | 50 | 6 cables - 2 systems | LINESTRING (723734.974998591 2330075.2385030095, 724202.7997751872 2329988.9652072773) | line | [10 empty] | 6 |  |  |  | 1023 | 1024 | 1 | FALSE | FALSE | 2 | TRUE | TRUE | 1023 | 1024 | 723734.975 | 2330075.2385 | 724202.7998 | 2329988.9652 | 1023 | 723734.975 | 2330075.2385 | 1024 | 724202.7998 | 2329988.9652
VN | 549771431 | LINEVN0903b | 500 | 0.57086 | [5 empty] | 50 | 6 cables - 2 systems | LINESTRING (723734.974998591 2330075.2385030095, 724202.7997751872 2329988.9652072773) | line | [10 empty] | 6 |  |  |  | 1023 | 1024 | 1 | FALSE | FALSE | 2 | TRUE | TRUE | 1023 | 1024 | 723734.975 | 2330075.2385 | 724202.7998 | 2329988.9652 | 1023 | 723734.975 | 2330075.2385 | 1024 | 724202.7998 | 2329988.9652
VN | 549771432 | LINEVN0904 | 500 | 1.5876 | [5 empty] | 50 |  | LINESTRING (724202.7997751872 2329988.9652072773, 724555.4922160255 2329920.9790131683, 725519.1777702274 2329934.072962816) | line | [10 empty] | 3 |  |  |  | 1024 | 1022 | 1 | FALSE | FALSE | 1 | TRUE | TRUE | 1024 | 1022 | 724202.7998 | 2329988.9652 | 725519.1778 | 2329934.073 | 1024 | 724202.7998 | 2329988.9652 | 1022 | 725519.1778 | 2329934.073
VN | 549771434 | LINEVN0905 | 500 | 1.5838 | [5 empty] | 50 |  | LINESTRING (724202.7997751872 2329988.9652072773, 724557.4772050112 2329939.4351677774, 725519.1777702274 2329934.072962816) | line | [10 empty] | 3 |  |  |  | 1024 | 1022 | 1 | FALSE | FALSE | 1 | TRUE | TRUE | 1024 | 1022 | 724202.7998 | 2329988.9652 | 725519.1778 | 2329934.073 | 1024 | 724202.7998 | 2329988.9652 | 1022 | 725519.1778 | 2329934.073
VN | 549771437 | LINEVN0906 | 500 | 4.0283 | [5 empty] | 50 |  | LINESTRING (721320.001933593 2328073.3167932145, 721298.2178587811 2328159.112047177, 721522.1245591417 2328432.832038313, 721672.282438459 2328642.4968269737, 721949.8730800322 2328976.9581347783, 722143.9361819607 2329239.324912353, 722601.4544482797 2329411.6701911185, 723220.4090841142 2329658.280959318, 723449.1226905739 2329943.29462753, 723574.4228513758 2330112.431519813, 723734.974998591 2330075.2385030095) | line | [10 empty] | 3 |  |  |  | 1025 | 1023 | 1 | FALSE | FALSE | 1 | FALSE | TRUE |  | 1023 |  |  | 723734.975 | 2330075.2385 | 1025 | 721320.0019 | 2328073.3168 | 1023 | 723734.975 | 2330075.2385
VN | 549771438 | LINEVN0907 | 500 | 3.9875 | [5 empty] | 50 |  | LINESTRING (721352.8796132116 2328085.672510353, 721314.1205097947 2328147.8174242955, 721522.1245591417 2328432.832038313, 721687.9134721544 2328630.512291207, 721949.8730800322 2328976.9581347783, 722156.9461171741 2329225.090670757, 722601.4544482797 2329411.6701911185, 723229.9133844834 2329645.794425366, 723449.1226905739 2329943.29462753, 723580.8852633218 2330098.098856396, 723734.974998591 2330075.2385030095) | line | [10 empty] | 3 |  |  |  | 1026 | 1023 | 1 | FALSE | FALSE | 1 | FALSE | TRUE |  | 1023 |  |  | 723734.975 | 2330075.2385 | 1026 | 721352.8796 | 2328085.6725 | 1023 | 723734.975 | 2330075.2385
VN | 549812349 | LINEVN0908a | 220 | 21.5863 | [5 empty] | 50 | 6 cables - 2 systems | LINESTRING (635831.6707305602 2335285.079071827, 635865.4296947096 2335177.874990798, 636295.8757964366 2335146.7933064806, 636580.0210769098 2335237.647878539, 636795.7895838146 2335493.0223246897, 636828.9243130769 2335819.1863115653, 636888.1406473704 2336402.0231726207, 636719.0214883706 2336889.478339117, 635866.1434054943 2337376.8256431203, 635597.0173391979 2337530.2607298153, 635266.592017144 2337721.068784972, 634914.6904449128 2337924.028608251, 634556.6663245248 2338126.192703721, 634202.3307356641 2338331.836930339, 633972.630605959 2338745.935275759, 633731.3330594648 2339166.163702723, 633500.5524533003 2339570.262308157, 633056.8065250689 2340349.585246741, 632862.7443511889 2340685.4961389503, 632667.9679445302 2341024.6467810064, 632485.601004588 2341345.2790095075, 632191.3679750477 2341559.924691108, 631889.6134305308 2341785.109169697, 631584.2797313432 2342005.764534819, 631311.5680795223 2342205.563310926, 630837.7028011036 2342309.9794741906, 629960.4127329906 2342507.916802997, 629121.6657529373 2342695.3974992936, 628689.9350555966 2342793.0752695873, 628242.8568461906 2342894.4304315867, 627782.7109082752 2342998.773420072, 627336.4484786586 2343096.9817695958, 626915.5061358581 2343190.913808627, 626481.293277544 2343289.868674963, 626011.3199475153 2343396.929710011, 625569.732806155 2343496.5378588405, 625123.5661948269 2343595.7131302212, 624329.6961920175 2343775.6697602295, 623937.7933510677 2343863.585621575) | line | [10 empty] | 6 | 2 |  |  | 1027 | 1028 | 1 | FALSE | FALSE | 2 | FALSE | TRUE |  | 1028 |  |  | 623937.7934 | 2343863.5856 | 1027 | 635831.6707 | 2335285.0791 | 1028 | 623937.7934 | 2343863.5856
VN | 549812349 | LINEVN0908b | 220 | 21.5863 | [5 empty] | 50 | 6 cables - 2 systems | LINESTRING (635831.6707305602 2335285.079071827, 635865.4296947096 2335177.874990798, 636295.8757964366 2335146.7933064806, 636580.0210769098 2335237.647878539, 636795.7895838146 2335493.0223246897, 636828.9243130769 2335819.1863115653, 636888.1406473704 2336402.0231726207, 636719.0214883706 2336889.478339117, 635866.1434054943 2337376.8256431203, 635597.0173391979 2337530.2607298153, 635266.592017144 2337721.068784972, 634914.6904449128 2337924.028608251, 634556.6663245248 2338126.192703721, 634202.3307356641 2338331.836930339, 633972.630605959 2338745.935275759, 633731.3330594648 2339166.163702723, 633500.5524533003 2339570.262308157, 633056.8065250689 2340349.585246741, 632862.7443511889 2340685.4961389503, 632667.9679445302 2341024.6467810064, 632485.601004588 2341345.2790095075, 632191.3679750477 2341559.924691108, 631889.6134305308 2341785.109169697, 631584.2797313432 2342005.764534819, 631311.5680795223 2342205.563310926, 630837.7028011036 2342309.9794741906, 629960.4127329906 2342507.916802997, 629121.6657529373 2342695.3974992936, 628689.9350555966 2342793.0752695873, 628242.8568461906 2342894.4304315867, 627782.7109082752 2342998.773420072, 627336.4484786586 2343096.9817695958, 626915.5061358581 2343190.913808627, 626481.293277544 2343289.868674963, 626011.3199475153 2343396.929710011, 625569.732806155 2343496.5378588405, 625123.5661948269 2343595.7131302212, 624329.6961920175 2343775.6697602295, 623937.7933510677 2343863.585621575) | line | [10 empty] | 6 | 2 |  |  | 1027 | 1028 | 1 | FALSE | FALSE | 2 | FALSE | TRUE |  | 1028 |  |  | 623937.7934 | 2343863.5856 | 1027 | 635831.6707 | 2335285.0791 | 1028 | 623937.7934 | 2343863.5856
VN | 549812350 | LINEVN0909 | 500 | 1.0149 | [5 empty] | 50 |  | LINESTRING (710637.9886211819 2329586.3593480843, 711082.9117313207 2329560.9818446576, 711473.6799562215 2329475.0344953877) | line | [10 empty] | 3 |  |  |  | 1029 | 1030 | 1 | FALSE | FALSE | 1 | TRUE | TRUE | 1029 | 1030 | 710637.9886 | 2329586.3593 | 711473.68 | 2329475.0345 | 1029 | 710637.9886 | 2329586.3593 | 1030 | 711473.68 | 2329475.0345
VN | 549812351 | LINEVN0910 | 500 | 2.7568 | [5 empty] | 50 |  | LINESTRING (706858.6986474233 2329814.132055885, 707195.8244466339 2329867.4043762, 708084.1607446033 2329788.586496903, 708740.8321555534 2329752.364721105, 709144.1071402954 2329700.763239445) | line | [10 empty] | 3 |  |  |  | 1031 | 1032 | 1 | FALSE | FALSE | 1 | TRUE | TRUE | 1031 | 1032 | 706858.6986 | 2329814.1321 | 709144.1071 | 2329700.7632 | 1031 | 706858.6986 | 2329814.1321 | 1032 | 709144.1071 | 2329700.7632
VN | 549812352 | LINEVN0911a | 500 | 3.0328 | [5 empty] | 50 | 6 cables - 2 systems | LINESTRING (692861.8466359633 2332515.925690687, 693259.2654828189 2332427.316587992, 693818.5389514909 2332300.283403855, 694249.3625722942 2332204.5919219274, 694730.5432175715 2332094.134075794, 695328.0801693131 2331963.5806086273) | line | [10 empty] | 6 |  |  |  | 1033 | 1034 | 1 | FALSE | FALSE | 2 | TRUE | TRUE | 1033 | 1034 | 692861.8466 | 2332515.9257 | 695328.0802 | 2331963.5806 | 1033 | 692861.8466 | 2332515.9257 | 1034 | 695328.0802 | 2331963.5806
VN | 549812352 | LINEVN0911b | 500 | 3.0328 | [5 empty] | 50 | 6 cables - 2 systems | LINESTRING (692861.8466359633 2332515.925690687, 693259.2654828189 2332427.316587992, 693818.5389514909 2332300.283403855, 694249.3625722942 2332204.5919219274, 694730.5432175715 2332094.134075794, 695328.0801693131 2331963.5806086273) | line | [10 empty] | 6 |  |  |  | 1033 | 1034 | 1 | FALSE | FALSE | 2 | TRUE | TRUE | 1033 | 1034 | 692861.8466 | 2332515.9257 | 695328.0802 | 2331963.5806 | 1033 | 692861.8466 | 2332515.9257 | 1034 | 695328.0802 | 2331963.5806
VN | 549812353 | LINEVN0912a | 500 | 4.9018 | [5 empty] | 50 | 6 cables - 2 systems | LINESTRING (621387.444209446 2321248.6647817744, 621769.3214867258 2321513.419163097, 622138.133914974 2321771.987720646, 622434.9777978288 2321976.9449393647, 622741.1521357273 2322181.55619032, 623048.3288510474 2322401.4238852724, 623411.4208803952 2322645.4131694175, 623719.7716097939 2322863.078106484, 624036.4034817372 2323088.5156253, 624400.1647429334 2323336.463148826, 624746.4785031142 2323572.653983003) | line | [10 empty] | 6 |  |  |  | 1035 | 1036 | 1 | FALSE | FALSE | 2 | TRUE | TRUE | 1035 | 1036 | 621387.4442 | 2321248.6648 | 624746.4785 | 2323572.654 | 1035 | 621387.4442 | 2321248.6648 | 1036 | 624746.4785 | 2323572.654
VN | 549812353 | LINEVN0912b | 500 | 4.9018 | [5 empty] | 50 | 6 cables - 2 systems | LINESTRING (621387.444209446 2321248.6647817744, 621769.3214867258 2321513.419163097, 622138.133914974 2321771.987720646, 622434.9777978288 2321976.9449393647, 622741.1521357273 2322181.55619032, 623048.3288510474 2322401.4238852724, 623411.4208803952 2322645.4131694175, 623719.7716097939 2322863.078106484, 624036.4034817372 2323088.5156253, 624400.1647429334 2323336.463148826, 624746.4785031142 2323572.653983003) | line | [10 empty] | 6 |  |  |  | 1035 | 1036 | 1 | FALSE | FALSE | 2 | TRUE | TRUE | 1035 | 1036 | 621387.4442 | 2321248.6648 | 624746.4785 | 2323572.654 | 1035 | 621387.4442 | 2321248.6648 | 1036 | 624746.4785 | 2323572.654
VN | 549812354 | LINEVN0913 | 500 | 0.80799 | [5 empty] | 50 |  | LINESTRING (624746.4785031142 2323572.653983003, 624983.8551936217 2323725.153238741, 625271.6654042779 2323990.084604308) | line | [10 empty] | 3 |  |  |  | 1036 | 1037 | 1 | FALSE | FALSE | 1 | TRUE | TRUE | 1036 | 1037 | 624746.4785 | 2323572.654 | 625271.6654 | 2323990.0846 | 1036 | 624746.4785 | 2323572.654 | 1037 | 625271.6654 | 2323990.0846
VN | 549812355 | LINEVN0914 | 500 | 0.80517 | [5 empty] | 50 |  | LINESTRING (624746.4785031142 2323572.653983003, 624970.1971116443 2323743.0719796503, 625271.6654042779 2323990.084604308) | line | [10 empty] | 3 |  |  |  | 1036 | 1037 | 1 | FALSE | FALSE | 1 | TRUE | TRUE | 1036 | 1037 | 624746.4785 | 2323572.654 | 625271.6654 | 2323990.0846 | 1036 | 624746.4785 | 2323572.654 | 1037 | 625271.6654 | 2323990.0846
VN | 549812356 | LINEVN0915 | 500 | 1.881 | [5 empty] | 50 |  | LINESTRING (625604.607620332 2324277.103993315, 625910.1040754891 2324524.9901873223, 626132.1588274073 2324872.850601024, 626361.9415285767 2325176.416783394, 626433.157404606 2325550.3440676928) | line | [10 empty] | 3 |  |  |  | 1038 | 1039 | 1 | FALSE | FALSE | 1 | TRUE | TRUE | 1038 | 1039 | 625604.6076 | 2324277.104 | 626433.1574 | 2325550.3441 | 1038 | 625604.6076 | 2324277.104 | 1039 | 626433.1574 | 2325550.3441
VN | 549812357 | LINEVN0916 | 500 | 1.8608 | [5 empty] | 50 |  | LINESTRING (625604.607620332 2324277.103993315, 625893.8026153031 2324541.914013498, 626132.1588274073 2324872.850601024, 626336.4887823414 2325187.1710300455, 626433.157404606 2325550.3440676928) | line | [10 empty] | 3 |  |  |  | 1038 | 1039 | 1 | FALSE | FALSE | 1 | TRUE | TRUE | 1038 | 1039 | 625604.6076 | 2324277.104 | 626433.1574 | 2325550.3441 | 1038 | 625604.6076 | 2324277.104 | 1039 | 626433.1574 | 2325550.3441
VN | 549812358 | LINEVN0917a | 500 | 1.4846 | [5 empty] | 50 | 6 cables - 2 systems | LINESTRING (626433.157404606 2325550.3440676928, 626526.5950375597 2325957.6952312756, 626621.105345586 2326379.0478337184, 626708.0989590049 2326756.5295767095) | line | [10 empty] | 6 |  |  |  | 1039 | 1040 | 1 | FALSE | FALSE | 2 | TRUE | TRUE | 1039 | 1040 | 626433.1574 | 2325550.3441 | 626708.099 | 2326756.5296 | 1039 | 626433.1574 | 2325550.3441 | 1040 | 626708.099 | 2326756.5296
VN | 549812358 | LINEVN0917b | 500 | 1.4846 | [5 empty] | 50 | 6 cables - 2 systems | LINESTRING (626433.157404606 2325550.3440676928, 626526.5950375597 2325957.6952312756, 626621.105345586 2326379.0478337184, 626708.0989590049 2326756.5295767095) | line | [10 empty] | 6 |  |  |  | 1039 | 1040 | 1 | FALSE | FALSE | 2 | TRUE | TRUE | 1039 | 1040 | 626433.1574 | 2325550.3441 | 626708.099 | 2326756.5296 | 1039 | 626433.1574 | 2325550.3441 | 1040 | 626708.099 | 2326756.5296
VN | 549812359 | LINEVN0918a | 500 | 2.7569 | [5 empty] | 50 | 6 cables - 2 systems | LINESTRING (627141.3777842443 2327289.428233485, 627497.0871695849 2327466.4664136684, 627850.9875648861 2327642.668513999, 628230.6737827375 2327835.007739691, 628587.8998764438 2328011.938643558, 628849.8602001753 2328142.9602742973, 629196.0795438674 2328317.184901715) | line | [10 empty] | 6 |  |  |  | 1041 | 1042 | 1 | FALSE | FALSE | 2 | TRUE | TRUE | 1041 | 1042 | 627141.3778 | 2327289.4282 | 629196.0795 | 2328317.1849 | 1041 | 627141.3778 | 2327289.4282 | 1042 | 629196.0795 | 2328317.1849
VN | 549812359 | LINEVN0918b | 500 | 2.7569 | [5 empty] | 50 | 6 cables - 2 systems | LINESTRING (627141.3777842443 2327289.428233485, 627497.0871695849 2327466.4664136684, 627850.9875648861 2327642.668513999, 628230.6737827375 2327835.007739691, 628587.8998764438 2328011.938643558, 628849.8602001753 2328142.9602742973, 629196.0795438674 2328317.184901715) | line | [10 empty] | 6 |  |  |  | 1041 | 1042 | 1 | FALSE | FALSE | 2 | TRUE | TRUE | 1041 | 1042 | 627141.3778 | 2327289.4282 | 629196.0795 | 2328317.1849 | 1041 | 627141.3778 | 2327289.4282 | 1042 | 629196.0795 | 2328317.1849
VN | 549812360 | LINEVN0919 | 500 | 0.92311 | [5 empty] | 50 |  | LINESTRING (629196.0795438674 2328317.184901715, 629554.4768040924 2328484.02914365, 629926.2702870993 2328523.936332646) | line | [10 empty] | 3 |  |  |  | 1042 | 1043 | 1 | FALSE | FALSE | 1 | TRUE | TRUE | 1042 | 1043 | 629196.0795 | 2328317.1849 | 629926.2703 | 2328523.9363 | 1042 | 629196.0795 | 2328317.1849 | 1043 | 629926.2703 | 2328523.9363
VN | 549812361 | LINEVN0920 | 500 | 0.93393 | [5 empty] | 50 |  | LINESTRING (629196.0795438674 2328317.184901715, 629549.2895846686 2328506.848088126, 629926.2702870993 2328523.936332646) | line | [10 empty] | 3 |  |  |  | 1042 | 1043 | 1 | FALSE | FALSE | 1 | TRUE | TRUE | 1042 | 1043 | 629196.0795 | 2328317.1849 | 629926.2703 | 2328523.9363 | 1042 | 629196.0795 | 2328317.1849 | 1043 | 629926.2703 | 2328523.9363
VN | 549812362 | LINEVN0921 | 500 | 0.83849 | [5 empty] | 50 |  | LINESTRING (632278.5852640294 2328716.848100208, 632615.5341786596 2328755.973570353, 632954.7294371205 2328636.765949742) | line | [10 empty] | 3 |  |  |  | 1044 | 1045 | 1 | FALSE | FALSE | 1 | TRUE | TRUE | 1044 | 1045 | 632278.5853 | 2328716.8481 | 632954.7294 | 2328636.7659 | 1044 | 632278.5853 | 2328716.8481 | 1045 | 632954.7294 | 2328636.7659
VN | 549812363 | LINEVN0922a | 500 | 2.8324 | [5 empty] | 50 | 6 cables - 2 systems | LINESTRING (629926.2702870993 2328523.936332646, 630328.7705691151 2328557.163658565, 630756.8881946617 2328592.6731043425, 631187.6865890808 2328625.458503339, 631596.8531292668 2328660.28630785, 631966.8923039127 2328697.934365074, 632278.5852640294 2328716.848100208) | line | [10 empty] | 6 |  |  |  | 1043 | 1044 | 1 | FALSE | FALSE | 2 | TRUE | TRUE | 1043 | 1044 | 629926.2703 | 2328523.9363 | 632278.5853 | 2328716.8481 | 1043 | 629926.2703 | 2328523.9363 | 1044 | 632278.5853 | 2328716.8481
VN | 549812363 | LINEVN0922b | 500 | 2.8324 | [5 empty] | 50 | 6 cables - 2 systems | LINESTRING (629926.2702870993 2328523.936332646, 630328.7705691151 2328557.163658565, 630756.8881946617 2328592.6731043425, 631187.6865890808 2328625.458503339, 631596.8531292668 2328660.28630785, 631966.8923039127 2328697.934365074, 632278.5852640294 2328716.848100208) | line | [10 empty] | 6 |  |  |  | 1043 | 1044 | 1 | FALSE | FALSE | 2 | TRUE | TRUE | 1043 | 1044 | 629926.2703 | 2328523.9363 | 632278.5853 | 2328716.8481 | 1043 | 629926.2703 | 2328523.9363 | 1044 | 632278.5853 | 2328716.8481
VN | 549812364 | LINEVN0923 | 500 | 0.82776 | [5 empty] | 50 |  | LINESTRING (632278.5852640294 2328716.848100208, 632611.5399668213 2328733.081828707, 632954.7294371205 2328636.765949742) | line | [10 empty] | 3 |  |  |  | 1044 | 1045 | 1 | FALSE | FALSE | 1 | TRUE | TRUE | 1044 | 1045 | 632278.5853 | 2328716.8481 | 632954.7294 | 2328636.7659 | 1044 | 632278.5853 | 2328716.8481 | 1045 | 632954.7294 | 2328636.7659
VN | 549812365 | LINEVN0924a | 500 | 0.91125 | [5 empty] | 50 | 6 cables - 2 systems | LINESTRING (634727.588588394 2328054.194205935, 635439.555979294 2327790.0946123446) | line | [10 empty] | 6 |  |  |  | 1046 | 1047 | 1 | FALSE | FALSE | 2 | TRUE | TRUE | 1046 | 1047 | 634727.5886 | 2328054.1942 | 635439.556 | 2327790.0946 | 1046 | 634727.5886 | 2328054.1942 | 1047 | 635439.556 | 2327790.0946
VN | 549812365 | LINEVN0924b | 500 | 0.91125 | [5 empty] | 50 | 6 cables - 2 systems | LINESTRING (634727.588588394 2328054.194205935, 635439.555979294 2327790.0946123446) | line | [10 empty] | 6 |  |  |  | 1046 | 1047 | 1 | FALSE | FALSE | 2 | TRUE | TRUE | 1046 | 1047 | 634727.5886 | 2328054.1942 | 635439.556 | 2327790.0946 | 1046 | 634727.5886 | 2328054.1942 | 1047 | 635439.556 | 2327790.0946
VN | 549812366 | LINEVN0925a | 500 | 1.3302 | [5 empty] | 50 | 6 cables - 2 systems | LINESTRING (632954.7294371205 2328636.765949742, 633308.5071945813 2328524.3354497775, 633661.2806780441 2328414.6716467743, 634011.8593239614 2328303.336794437) | line | [10 empty] | 6 |  |  |  | 1045 | 1048 | 1 | FALSE | FALSE | 2 | TRUE | TRUE | 1045 | 1048 | 632954.7294 | 2328636.7659 | 634011.8593 | 2328303.3368 | 1045 | 632954.7294 | 2328636.7659 | 1048 | 634011.8593 | 2328303.3368
VN | 549812366 | LINEVN0925b | 500 | 1.3302 | [5 empty] | 50 | 6 cables - 2 systems | LINESTRING (632954.7294371205 2328636.765949742, 633308.5071945813 2328524.3354497775, 633661.2806780441 2328414.6716467743, 634011.8593239614 2328303.336794437) | line | [10 empty] | 6 |  |  |  | 1045 | 1048 | 1 | FALSE | FALSE | 2 | TRUE | TRUE | 1045 | 1048 | 632954.7294 | 2328636.7659 | 634011.8593 | 2328303.3368 | 1045 | 632954.7294 | 2328636.7659 | 1048 | 634011.8593 | 2328303.3368
VN | 549812367 | LINEVN0926 | 500 | 0.90942 | [5 empty] | 50 |  | LINESTRING (634011.8593239614 2328303.336794437, 634286.9071861241 2328208.1570676784, 634727.588588394 2328054.194205935) | line | [10 empty] | 3 |  |  |  | 1048 | 1046 | 1 | FALSE | FALSE | 1 | TRUE | TRUE | 1048 | 1046 | 634011.8593 | 2328303.3368 | 634727.5886 | 2328054.1942 | 1048 | 634011.8593 | 2328303.3368 | 1046 | 634727.5886 | 2328054.1942
VN | 549812368 | LINEVN0927a | 500 | 1.1347 | [5 empty] | 50 | 6 cables - 2 systems | LINESTRING (636102.8210803487 2327843.185179111, 636522.9293164813 2328058.2262371103, 636945.6896723083 2328271.7618327085) | line | [10 empty] | 6 |  |  |  | 1049 | 1050 | 1 | FALSE | FALSE | 2 | TRUE | TRUE | 1049 | 1050 | 636102.8211 | 2327843.1852 | 636945.6897 | 2328271.7618 | 1049 | 636102.8211 | 2327843.1852 | 1050 | 636945.6897 | 2328271.7618
VN | 549812368 | LINEVN0927b | 500 | 1.1347 | [5 empty] | 50 | 6 cables - 2 systems | LINESTRING (636102.8210803487 2327843.185179111, 636522.9293164813 2328058.2262371103, 636945.6896723083 2328271.7618327085) | line | [10 empty] | 6 |  |  |  | 1049 | 1050 | 1 | FALSE | FALSE | 2 | TRUE | TRUE | 1049 | 1050 | 636102.8211 | 2327843.1852 | 636945.6897 | 2328271.7618 | 1049 | 636102.8211 | 2327843.1852 | 1050 | 636945.6897 | 2328271.7618
VN | 549812369 | LINEVN0928 | 500 | 0.91063 | [5 empty] | 50 |  | LINESTRING (634011.8593239614 2328303.336794437, 634292.3343442149 2328225.802618436, 634727.588588394 2328054.194205935) | line | [10 empty] | 3 |  |  |  | 1048 | 1046 | 1 | FALSE | FALSE | 1 | TRUE | TRUE | 1048 | 1046 | 634011.8593 | 2328303.3368 | 634727.5886 | 2328054.1942 | 1048 | 634011.8593 | 2328303.3368 | 1046 | 634727.5886 | 2328054.1942
VN | 549812370 | LINEVN0929 | 500 | 0.87996 | [5 empty] | 50 |  | LINESTRING (635439.555979294 2327790.0946123446, 635763.5415427941 2327661.66269335, 636102.8210803487 2327843.185179111) | line | [10 empty] | 3 |  |  |  | 1047 | 1049 | 1 | FALSE | FALSE | 1 | TRUE | TRUE | 1047 | 1049 | 635439.556 | 2327790.0946 | 636102.8211 | 2327843.1852 | 1047 | 635439.556 | 2327790.0946 | 1049 | 636102.8211 | 2327843.1852
VN | 549812371 | LINEVN0930 | 500 | 0.86203 | [5 empty] | 50 |  | LINESTRING (635439.555979294 2327790.0946123446, 635762.8271609372 2327680.3655233616, 636102.8210803487 2327843.185179111) | line | [10 empty] | 3 |  |  |  | 1047 | 1049 | 1 | FALSE | FALSE | 1 | TRUE | TRUE | 1047 | 1049 | 635439.556 | 2327790.0946 | 636102.8211 | 2327843.1852 | 1047 | 635439.556 | 2327790.0946 | 1049 | 636102.8211 | 2327843.1852
VN | 549812372 | LINEVN0931 | 500 | 0.97661 | [5 empty] | 50 |  | LINESTRING (636945.6896723083 2328271.7618327085, 637250.2151521853 2328439.439077306, 637703.9473054376 2328546.5672492073) | line | [10 empty] | 3 |  |  |  | 1050 | 1051 | 1 | FALSE | FALSE | 1 | TRUE | TRUE | 1050 | 1051 | 636945.6897 | 2328271.7618 | 637703.9473 | 2328546.5672 | 1050 | 636945.6897 | 2328271.7618 | 1051 | 637703.9473 | 2328546.5672
VN | 549812373 | LINEVN0932 | 500 | 0.9709 | [5 empty] | 50 |  | LINESTRING (636945.6896723083 2328271.7618327085, 637257.775524124 2328418.7227531355, 637703.9473054376 2328546.5672492073) | line | [10 empty] | 3 |  |  |  | 1050 | 1051 | 1 | FALSE | FALSE | 1 | TRUE | TRUE | 1050 | 1051 | 636945.6897 | 2328271.7618 | 637703.9473 | 2328546.5672 | 1050 | 636945.6897 | 2328271.7618 | 1051 | 637703.9473 | 2328546.5672
VN | 549812374 | LINEVN0933 | 500 | 0.87761 | [5 empty] | 50 |  | LINESTRING (642634.5313857314 2330556.5123009323, 642924.3757657917 2330767.3716229633, 643266.1712673567 2330916.491602643) | line | [10 empty] | 3 |  |  |  | 1052 | 1053 | 1 | FALSE | FALSE | 1 | TRUE | TRUE | 1052 | 1053 | 642634.5314 | 2330556.5123 | 643266.1713 | 2330916.4916 | 1052 | 642634.5314 | 2330556.5123 | 1053 | 643266.1713 | 2330916.4916
VN | 549812376 | LINEVN0934 | 500 | 0.8818 | [5 empty] | 50 |  | LINESTRING (640816.2183707316 2329362.7582714786, 641178.0986581331 2329466.2814546144, 641469.2525049939 2329675.341382041) | line | [10 empty] | 3 |  |  |  | 1054 | 1055 | 1 | FALSE | FALSE | 1 | TRUE | TRUE | 1054 | 1055 | 640816.2184 | 2329362.7583 | 641469.2525 | 2329675.3414 | 1054 | 640816.2184 | 2329362.7583 | 1055 | 641469.2525 | 2329675.3414
VN | 549812378 | LINEVN0935a | 500 | 3.861 | [5 empty] | 50 | 6 cables - 2 systems | LINESTRING (637703.9473054376 2328546.5672492073, 637877.638559554 2328591.6620211103, 638347.405101285 2328714.1745975483, 638668.3468281296 2328799.0219886196, 639075.1176150254 2328904.268208747, 639497.9929384077 2329015.483400351, 639966.5973174162 2329140.247770224, 640425.7693816664 2329258.989994051, 640816.2183707316 2329362.7582714786) | line | [10 empty] | 6 |  |  |  | 1051 | 1054 | 1 | FALSE | FALSE | 2 | TRUE | TRUE | 1051 | 1054 | 637703.9473 | 2328546.5672 | 640816.2184 | 2329362.7583 | 1051 | 637703.9473 | 2328546.5672 | 1054 | 640816.2184 | 2329362.7583
VN | 549812378 | LINEVN0935b | 500 | 3.861 | [5 empty] | 50 | 6 cables - 2 systems | LINESTRING (637703.9473054376 2328546.5672492073, 637877.638559554 2328591.6620211103, 638347.405101285 2328714.1745975483, 638668.3468281296 2328799.0219886196, 639075.1176150254 2328904.268208747, 639497.9929384077 2329015.483400351, 639966.5973174162 2329140.247770224, 640425.7693816664 2329258.989994051, 640816.2183707316 2329362.7582714786) | line | [10 empty] | 6 |  |  |  | 1051 | 1054 | 1 | FALSE | FALSE | 2 | TRUE | TRUE | 1051 | 1054 | 637703.9473 | 2328546.5672 | 640816.2184 | 2329362.7583 | 1051 | 637703.9473 | 2328546.5672 | 1054 | 640816.2184 | 2329362.7583
VN | 549812379 | LINEVN0936 | 500 | 0.89003 | [5 empty] | 50 |  | LINESTRING (640816.2183707316 2329362.7582714786, 641184.6503277423 2329449.8533564736, 641469.2525049939 2329675.341382041) | line | [10 empty] | 3 |  |  |  | 1054 | 1055 | 1 | FALSE | FALSE | 1 | TRUE | TRUE | 1054 | 1055 | 640816.2184 | 2329362.7583 | 641469.2525 | 2329675.3414 | 1054 | 640816.2184 | 2329362.7583 | 1055 | 641469.2525 | 2329675.3414
VN | 549812380 | LINEVN0937a | 500 | 1.7531 | [5 empty] | 50 | 6 cables - 2 systems | LINESTRING (641469.2525049939 2329675.341382041, 641981.5705665172 2330062.4006946827, 642340.4313306249 2330337.0201874115, 642634.5313857314 2330556.5123009323) | line | [10 empty] | 6 |  |  |  | 1055 | 1052 | 1 | FALSE | FALSE | 2 | TRUE | TRUE | 1055 | 1052 | 641469.2525 | 2329675.3414 | 642634.5314 | 2330556.5123 | 1055 | 641469.2525 | 2329675.3414 | 1052 | 642634.5314 | 2330556.5123
VN | 549812380 | LINEVN0937b | 500 | 1.7531 | [5 empty] | 50 | 6 cables - 2 systems | LINESTRING (641469.2525049939 2329675.341382041, 641981.5705665172 2330062.4006946827, 642340.4313306249 2330337.0201874115, 642634.5313857314 2330556.5123009323) | line | [10 empty] | 6 |  |  |  | 1055 | 1052 | 1 | FALSE | FALSE | 2 | TRUE | TRUE | 1055 | 1052 | 641469.2525 | 2329675.3414 | 642634.5314 | 2330556.5123 | 1055 | 641469.2525 | 2329675.3414 | 1052 | 642634.5314 | 2330556.5123
VN | 549812381 | LINEVN0938 | 500 | 0.88381 | [5 empty] | 50 |  | LINESTRING (642634.5313857314 2330556.5123009323, 642915.3138602994 2330784.3420615806, 643266.1712673567 2330916.491602643) | line | [10 empty] | 3 |  |  |  | 1052 | 1053 | 1 | FALSE | FALSE | 1 | TRUE | TRUE | 1052 | 1053 | 642634.5314 | 2330556.5123 | 643266.1713 | 2330916.4916 | 1052 | 642634.5314 | 2330556.5123 | 1053 | 643266.1713 | 2330916.4916
VN | 549812382 | LINEVN0939 | 500 | 0.94097 | [5 empty] | 50 |  | LINESTRING (644509.9610673976 2331418.9747764617, 644832.0148252125 2331559.2107989187, 645209.4591578969 2331771.1572946734) | line | [10 empty] | 3 |  |  |  | 1056 | 1057 | 1 | FALSE | FALSE | 1 | TRUE | TRUE | 1056 | 1057 | 644509.9611 | 2331418.9748 | 645209.4592 | 2331771.1573 | 1056 | 644509.9611 | 2331418.9748 | 1057 | 645209.4592 | 2331771.1573
VN | 549812383 | LINEVN0940a | 500 | 1.6098 | [5 empty] | 50 | 6 cables - 2 systems | LINESTRING (643266.1712673567 2330916.491602643, 643565.8440556633 2331037.2560359985, 643878.838265695 2331164.662613123, 644224.6157026181 2331302.1918736636, 644509.9610673976 2331418.9747764617) | line | [10 empty] | 6 |  |  |  | 1053 | 1056 | 1 | FALSE | FALSE | 2 | TRUE | TRUE | 1053 | 1056 | 643266.1713 | 2330916.4916 | 644509.9611 | 2331418.9748 | 1053 | 643266.1713 | 2330916.4916 | 1056 | 644509.9611 | 2331418.9748
VN | 549812383 | LINEVN0940b | 500 | 1.6098 | [5 empty] | 50 | 6 cables - 2 systems | LINESTRING (643266.1712673567 2330916.491602643, 643565.8440556633 2331037.2560359985, 643878.838265695 2331164.662613123, 644224.6157026181 2331302.1918736636, 644509.9610673976 2331418.9747764617) | line | [10 empty] | 6 |  |  |  | 1053 | 1056 | 1 | FALSE | FALSE | 2 | TRUE | TRUE | 1053 | 1056 | 643266.1713 | 2330916.4916 | 644509.9611 | 2331418.9748 | 1053 | 643266.1713 | 2330916.4916 | 1056 | 644509.9611 | 2331418.9748
VN | 549812384 | LINEVN0941 | 500 | 0.94656 | [5 empty] | 50 |  | LINESTRING (644509.9610673976 2331418.9747764617, 644847.9644351716 2331536.6334030055, 645209.4591578969 2331771.1572946734) | line | [10 empty] | 3 |  |  |  | 1056 | 1057 | 1 | FALSE | FALSE | 1 | TRUE | TRUE | 1056 | 1057 | 644509.9611 | 2331418.9748 | 645209.4592 | 2331771.1573 | 1056 | 644509.9611 | 2331418.9748 | 1057 | 645209.4592 | 2331771.1573
VN | 549812385 | LINEVN0942a | 500 | 0.71839 | [5 empty] | 50 | 6 cables - 2 systems | LINESTRING (649489.1132876131 2334310.8891591094, 649780.7355409964 2334448.0306941434, 650030.585553806 2334566.23238518) | line | [10 empty] | 6 |  |  |  | 1058 | 1059 | 1 | FALSE | FALSE | 2 | TRUE | TRUE | 1058 | 1059 | 649489.1133 | 2334310.8892 | 650030.5856 | 2334566.2324 | 1058 | 649489.1133 | 2334310.8892 | 1059 | 650030.5856 | 2334566.2324
VN | 549812385 | LINEVN0942b | 500 | 0.71839 | [5 empty] | 50 | 6 cables - 2 systems | LINESTRING (649489.1132876131 2334310.8891591094, 649780.7355409964 2334448.0306941434, 650030.585553806 2334566.23238518) | line | [10 empty] | 6 |  |  |  | 1058 | 1059 | 1 | FALSE | FALSE | 2 | TRUE | TRUE | 1058 | 1059 | 649489.1133 | 2334310.8892 | 650030.5856 | 2334566.2324 | 1058 | 649489.1133 | 2334310.8892 | 1059 | 650030.5856 | 2334566.2324
VN | 549812386 | LINEVN0943a | 500 | 5.1878 | [5 empty] | 50 | 6 cables - 2 systems | LINESTRING (645209.4591578969 2331771.1572946734, 645682.6660930194 2332058.0524740373, 645984.8078411669 2332242.331535335, 646353.9102870065 2332463.775705763, 646744.7325078773 2332702.326629031, 647002.5374878173 2332856.4300431293, 647525.4401206565 2333172.4978425913, 647915.4658831311 2333403.565780951, 648250.3079794359 2333602.851400849, 648609.6482677425 2333818.572408772, 648912.2935704383 2334002.338581316) | line | [10 empty] | 6 |  |  |  | 1057 | 1060 | 1 | FALSE | FALSE | 2 | TRUE | TRUE | 1057 | 1060 | 645209.4592 | 2331771.1573 | 648912.2936 | 2334002.3386 | 1057 | 645209.4592 | 2331771.1573 | 1060 | 648912.2936 | 2334002.3386
VN | 549812386 | LINEVN0943b | 500 | 5.1878 | [5 empty] | 50 | 6 cables - 2 systems | LINESTRING (645209.4591578969 2331771.1572946734, 645682.6660930194 2332058.0524740373, 645984.8078411669 2332242.331535335, 646353.9102870065 2332463.775705763, 646744.7325078773 2332702.326629031, 647002.5374878173 2332856.4300431293, 647525.4401206565 2333172.4978425913, 647915.4658831311 2333403.565780951, 648250.3079794359 2333602.851400849, 648609.6482677425 2333818.572408772, 648912.2935704383 2334002.338581316) | line | [10 empty] | 6 |  |  |  | 1057 | 1060 | 1 | FALSE | FALSE | 2 | TRUE | TRUE | 1057 | 1060 | 645209.4592 | 2331771.1573 | 648912.2936 | 2334002.3386 | 1057 | 645209.4592 | 2331771.1573 | 1060 | 648912.2936 | 2334002.3386
VN | 549812387 | LINEVN0944 | 500 | 0.78512 | [5 empty] | 50 |  | LINESTRING (648912.2935704383 2334002.338581316, 649187.4739205989 2334156.214945422, 649489.1132876131 2334310.8891591094) | line | [10 empty] | 3 |  |  |  | 1060 | 1058 | 1 | FALSE | FALSE | 1 | TRUE | TRUE | 1060 | 1058 | 648912.2936 | 2334002.3386 | 649489.1133 | 2334310.8892 | 1060 | 648912.2936 | 2334002.3386 | 1058 | 649489.1133 | 2334310.8892
VN | 549812388 | LINEVN0945 | 500 | 0.91046 | [5 empty] | 50 |  | LINESTRING (650030.585553806 2334566.23238518, 650392.0220317718 2334747.9158845283, 650665.835932108 2334972.5831603) | line | [10 empty] | 3 |  |  |  | 1059 | 1061 | 1 | FALSE | FALSE | 1 | TRUE | TRUE | 1059 | 1061 | 650030.5856 | 2334566.2324 | 650665.8359 | 2334972.5832 | 1059 | 650030.5856 | 2334566.2324 | 1061 | 650665.8359 | 2334972.5832
VN | 549812389 | LINEVN0946 | 500 | 0.78765 | [5 empty] | 50 |  | LINESTRING (648912.2935704383 2334002.338581316, 649176.3103220895 2334174.115456745, 649489.1132876131 2334310.8891591094) | line | [10 empty] | 3 |  |  |  | 1060 | 1058 | 1 | FALSE | FALSE | 1 | TRUE | TRUE | 1060 | 1058 | 648912.2936 | 2334002.3386 | 649489.1133 | 2334310.8892 | 1060 | 648912.2936 | 2334002.3386 | 1058 | 649489.1133 | 2334310.8892
VN | 549812390 | LINEVN0947 | 500 | 0.91756 | [5 empty] | 50 |  | LINESTRING (650030.585553806 2334566.23238518, 650399.451441952 2334727.2143810517, 650665.835932108 2334972.5831603) | line | [10 empty] | 3 |  |  |  | 1059 | 1061 | 1 | FALSE | FALSE | 1 | TRUE | TRUE | 1059 | 1061 | 650030.5856 | 2334566.2324 | 650665.8359 | 2334972.5832 | 1059 | 650030.5856 | 2334566.2324 | 1061 | 650665.8359 | 2334972.5832
VN | 549812391 | LINEVN0948a | 500 | 1.4474 | [5 empty] | 50 | 6 cables - 2 systems | LINESTRING (650665.835932108 2334972.5831603, 650952.4929199087 2335223.41190842, 651266.1259551032 2335495.1186700827, 651573.473496665 2335766.918421503) | line | [10 empty] | 6 |  |  |  | 1061 | 1062 | 1 | FALSE | FALSE | 2 | TRUE | TRUE | 1061 | 1062 | 650665.8359 | 2334972.5832 | 651573.4735 | 2335766.9184 | 1061 | 650665.8359 | 2334972.5832 | 1062 | 651573.4735 | 2335766.9184
VN | 549812391 | LINEVN0948b | 500 | 1.4474 | [5 empty] | 50 | 6 cables - 2 systems | LINESTRING (650665.835932108 2334972.5831603, 650952.4929199087 2335223.41190842, 651266.1259551032 2335495.1186700827, 651573.473496665 2335766.918421503) | line | [10 empty] | 6 |  |  |  | 1061 | 1062 | 1 | FALSE | FALSE | 2 | TRUE | TRUE | 1061 | 1062 | 650665.8359 | 2334972.5832 | 651573.4735 | 2335766.9184 | 1061 | 650665.8359 | 2334972.5832 | 1062 | 651573.4735 | 2335766.9184
VN | 549812392 | LINEVN0949 | 500 | 1.2613 | [5 empty] | 50 |  | LINESTRING (652286.553182841 2336531.2166831517, 652041.5768605002 2336189.774267187, 651864.8170311187 2336036.0754199326, 651573.473496665 2335766.918421503) | line | [10 empty] | 3 |  |  |  | 1063 | 1062 | 1 | FALSE | FALSE | 1 | TRUE | TRUE | 1063 | 1062 | 652286.5532 | 2336531.2167 | 651573.4735 | 2335766.9184 | 1063 | 652286.5532 | 2336531.2167 | 1062 | 651573.4735 | 2335766.9184
VN | 549812393 | LINEVN0950 | 500 | 1.2686 | [5 empty] | 50 |  | LINESTRING (651573.473496665 2335766.918421503, 651876.664561152 2336019.699595795, 652059.1426443794 2336174.004780135, 652286.553182841 2336531.2166831517) | line | [10 empty] | 3 |  |  |  | 1062 | 1063 | 1 | FALSE | FALSE | 1 | TRUE | TRUE | 1062 | 1063 | 651573.4735 | 2335766.9184 | 652286.5532 | 2336531.2167 | 1062 | 651573.4735 | 2335766.9184 | 1063 | 652286.5532 | 2336531.2167
VN | 549812394 | LINEVN0951a | 500 | 0.51456 | [5 empty] | 50 | 6 cables - 2 systems | LINESTRING (652529.2992710061 2336884.688321674, 652286.553182841 2336531.2166831517) | line | [10 empty] | 6 |  |  |  | 1064 | 1063 | 1 | FALSE | FALSE | 2 | TRUE | TRUE | 1064 | 1063 | 652529.2993 | 2336884.6883 | 652286.5532 | 2336531.2167 | 1064 | 652529.2993 | 2336884.6883 | 1063 | 652286.5532 | 2336531.2167
VN | 549812394 | LINEVN0951b | 500 | 0.51456 | [5 empty] | 50 | 6 cables - 2 systems | LINESTRING (652529.2992710061 2336884.688321674, 652286.553182841 2336531.2166831517) | line | [10 empty] | 6 |  |  |  | 1064 | 1063 | 1 | FALSE | FALSE | 2 | TRUE | TRUE | 1064 | 1063 | 652529.2993 | 2336884.6883 | 652286.5532 | 2336531.2167 | 1064 | 652529.2993 | 2336884.6883 | 1063 | 652286.5532 | 2336531.2167
VN | 549812395 | LINEVN0952a | 500 | 1.0885 | [5 empty] | 50 | 6 cables - 2 systems | LINESTRING (653663.3782645313 2338533.119683027, 653408.1201541722 2338158.9074734827, 653151.315491019 2337784.409059574) | line | [10 empty] | 6 |  |  |  | 1065 | 1066 | 1 | FALSE | FALSE | 2 | TRUE | TRUE | 1065 | 1066 | 653663.3783 | 2338533.1197 | 653151.3155 | 2337784.4091 | 1065 | 653663.3783 | 2338533.1197 | 1066 | 653151.3155 | 2337784.4091
VN | 549812395 | LINEVN0952b | 500 | 1.0885 | [5 empty] | 50 | 6 cables - 2 systems | LINESTRING (653663.3782645313 2338533.119683027, 653408.1201541722 2338158.9074734827, 653151.315491019 2337784.409059574) | line | [10 empty] | 6 |  |  |  | 1065 | 1066 | 1 | FALSE | FALSE | 2 | TRUE | TRUE | 1065 | 1066 | 653663.3783 | 2338533.1197 | 653151.3155 | 2337784.4091 | 1065 | 653663.3783 | 2338533.1197 | 1066 | 653151.3155 | 2337784.4091
VN | 549812396 | LINEVN0953 | 500 | 1.313 | [5 empty] | 50 |  | LINESTRING (652529.2992710061 2336884.688321674, 652760.3306198235 2337195.255044727, 652901.8019349817 2337412.0534889735, 653151.315491019 2337784.409059574) | line | [10 empty] | 3 |  |  |  | 1064 | 1066 | 1 | FALSE | FALSE | 1 | TRUE | TRUE | 1064 | 1066 | 652529.2993 | 2336884.6883 | 653151.3155 | 2337784.4091 | 1064 | 652529.2993 | 2336884.6883 | 1066 | 653151.3155 | 2337784.4091
VN | 549812397 | LINEVN0954 | 500 | 1.3128 | [5 empty] | 50 |  | LINESTRING (653151.315491019 2337784.409059574, 652887.0932935777 2337421.0619423687, 652745.588542116 2337206.743249237, 652529.2992710061 2336884.688321674) | line | [10 empty] | 3 |  |  |  | 1066 | 1064 | 1 | FALSE | FALSE | 1 | TRUE | TRUE | 1066 | 1064 | 653151.3155 | 2337784.4091 | 652529.2993 | 2336884.6883 | 1066 | 653151.3155 | 2337784.4091 | 1064 | 652529.2993 | 2336884.6883
VN | 549812398 | LINEVN0955 | 500 | 0.77282 | [5 empty] | 50 |  | LINESTRING (654096.1107932643 2338941.2448282107, 653955.5460761276 2338943.1092085317, 653663.3782645313 2338533.119683027) | line | [10 empty] | 3 |  |  |  | 1067 | 1065 | 1 | FALSE | FALSE | 1 | FALSE | TRUE |  | 1065 |  |  | 653663.3783 | 2338533.1197 | 1067 | 654096.1108 | 2338941.2448 | 1065 | 653663.3783 | 2338533.1197
VN | 549812399 | LINEVN0956a | 500 | 2.0322 | [5 empty] | 50 | 6 cables - 2 systems | LINESTRING (655128.6938400565 2338880.990136515, 654633.7863076451 2338910.551621934, 654096.1107932643 2338941.2448282107, 653949.4308662168 2338957.3228741046, 653663.3782645313 2338533.119683027) | line | [10 empty] | 6 |  |  |  | 1068 | 1065 | 1 | FALSE | FALSE | 2 | TRUE | TRUE | 1068 | 1065 | 655128.6938 | 2338880.9901 | 653663.3783 | 2338533.1197 | 1068 | 655128.6938 | 2338880.9901 | 1065 | 653663.3783 | 2338533.1197
VN | 549812399 | LINEVN0956b | 500 | 2.0322 | [5 empty] | 50 | 6 cables - 2 systems | LINESTRING (655128.6938400565 2338880.990136515, 654633.7863076451 2338910.551621934, 654096.1107932643 2338941.2448282107, 653949.4308662168 2338957.3228741046, 653663.3782645313 2338533.119683027) | line | [10 empty] | 6 |  |  |  | 1068 | 1065 | 1 | FALSE | FALSE | 2 | TRUE | TRUE | 1068 | 1065 | 655128.6938 | 2338880.9901 | 653663.3783 | 2338533.1197 | 1068 | 655128.6938 | 2338880.9901 | 1065 | 653663.3783 | 2338533.1197
VN | 549812400 | LINEVN0957 | 500 | 1.5673 | [5 empty] | 50 |  | LINESTRING (618742.504626632 2346805.1207076022, 618586.791316009 2346990.1230377196, 618065.66961488 2347331.3801028114, 617722.9933961708 2347609.571474301) | line | [10 empty] | 3 |  |  |  | 1069 | 1070 | 1 | FALSE | FALSE | 1 | TRUE | TRUE | 1069 | 1070 | 618742.5046 | 2346805.1207 | 617722.9934 | 2347609.5715 | 1069 | 618742.5046 | 2346805.1207 | 1070 | 617722.9934 | 2347609.5715
VN | 549812401 | LINEVN0958a | 500 | 0.43832 | [5 empty] | 50 | 6 cables - 2 systems | LINESTRING (618742.504626632 2346805.1207076022, 618983.6408396752 2346530.762949047) | line | [10 empty] | 6 |  |  |  | 1069 | 1071 | 1 | FALSE | FALSE | 2 | TRUE | TRUE | 1069 | 1071 | 618742.5046 | 2346805.1207 | 618983.6408 | 2346530.7629 | 1069 | 618742.5046 | 2346805.1207 | 1071 | 618983.6408 | 2346530.7629
VN | 549812401 | LINEVN0958b | 500 | 0.43832 | [5 empty] | 50 | 6 cables - 2 systems | LINESTRING (618742.504626632 2346805.1207076022, 618983.6408396752 2346530.762949047) | line | [10 empty] | 6 |  |  |  | 1069 | 1071 | 1 | FALSE | FALSE | 2 | TRUE | TRUE | 1069 | 1071 | 618742.5046 | 2346805.1207 | 618983.6408 | 2346530.7629 | 1069 | 618742.5046 | 2346805.1207 | 1071 | 618983.6408 | 2346530.7629
VN | 549812402 | LINEVN0959a | 500 | 0.77892 | [5 empty] | 50 | 6 cables - 2 systems | LINESTRING (619656.8011883606 2346018.8802025393, 619954.9099407169 2345820.0922020837, 620196.7912016009 2345658.690319062) | line | [10 empty] | 6 |  |  |  | 1072 | 1073 | 1 | FALSE | FALSE | 2 | TRUE | TRUE | 1072 | 1073 | 619656.8012 | 2346018.8802 | 620196.7912 | 2345658.6903 | 1072 | 619656.8012 | 2346018.8802 | 1073 | 620196.7912 | 2345658.6903
VN | 549812402 | LINEVN0959b | 500 | 0.77892 | [5 empty] | 50 | 6 cables - 2 systems | LINESTRING (619656.8011883606 2346018.8802025393, 619954.9099407169 2345820.0922020837, 620196.7912016009 2345658.690319062) | line | [10 empty] | 6 |  |  |  | 1072 | 1073 | 1 | FALSE | FALSE | 2 | TRUE | TRUE | 1072 | 1073 | 619656.8012 | 2346018.8802 | 620196.7912 | 2345658.6903 | 1072 | 619656.8012 | 2346018.8802 | 1073 | 620196.7912 | 2345658.6903
VN | 549812403 | LINEVN0960 | 500 | 1.565 | [5 empty] | 50 |  | LINESTRING (617722.9933961708 2347609.571474301, 618049.3855581993 2347312.444454003, 618571.5776866002 2346975.345757302, 618742.504626632 2346805.1207076022) | line | [10 empty] | 3 |  |  |  | 1070 | 1069 | 1 | FALSE | FALSE | 1 | TRUE | TRUE | 1070 | 1069 | 617722.9934 | 2347609.5715 | 618742.5046 | 2346805.1207 | 1070 | 617722.9934 | 2347609.5715 | 1069 | 618742.5046 | 2346805.1207
VN | 549812404 | LINEVN0961 | 500 | 1.0241 | [5 empty] | 50 |  | LINESTRING (618983.6408396752 2346530.762949047, 619104.7369610376 2346378.434549727, 619656.8011883606 2346018.8802025393) | line | [10 empty] | 3 |  |  |  | 1071 | 1072 | 1 | FALSE | FALSE | 1 | TRUE | TRUE | 1071 | 1072 | 618983.6408 | 2346530.7629 | 619656.8012 | 2346018.8802 | 1071 | 618983.6408 | 2346530.7629 | 1072 | 619656.8012 | 2346018.8802
VN | 549812405 | LINEVN0962 | 500 | 0.83646 | [5 empty] | 50 |  | LINESTRING (620196.7912016009 2345658.690319062, 620446.8839697544 2345497.894347256, 620810.6147457007 2345332.1250387924) | line | [10 empty] | 3 |  |  |  | 1073 | 1074 | 1 | FALSE | FALSE | 1 | TRUE | TRUE | 1073 | 1074 | 620196.7912 | 2345658.6903 | 620810.6147 | 2345332.125 | 1073 | 620196.7912 | 2345658.6903 | 1074 | 620810.6147 | 2345332.125
VN | 549812406 | LINEVN0963 | 500 | 1.0171 | [5 empty] | 50 |  | LINESTRING (618983.6408396752 2346530.762949047, 619120.1934652539 2346396.955658794, 619656.8011883606 2346018.8802025393) | line | [10 empty] | 3 |  |  |  | 1071 | 1072 | 1 | FALSE | FALSE | 1 | TRUE | TRUE | 1071 | 1072 | 618983.6408 | 2346530.7629 | 619656.8012 | 2346018.8802 | 1071 | 618983.6408 | 2346530.7629 | 1072 | 619656.8012 | 2346018.8802
VN | 549812407 | LINEVN0964 | 500 | 0.84004 | [5 empty] | 50 |  | LINESTRING (620196.7912016009 2345658.690319062, 620439.4702662906 2345483.9916709857, 620810.6147457007 2345332.1250387924) | line | [10 empty] | 3 |  |  |  | 1073 | 1074 | 1 | FALSE | FALSE | 1 | TRUE | TRUE | 1073 | 1074 | 620196.7912 | 2345658.6903 | 620810.6147 | 2345332.125 | 1073 | 620196.7912 | 2345658.6903 | 1074 | 620810.6147 | 2345332.125
VN | 549812408 | LINEVN0965 | 500 | 0.79199 | [5 empty] | 50 |  | LINESTRING (623647.9787110728 2344077.1907628546, 623978.9655259833 2343942.3706993046, 624279.0238900125 2343903.2555238707) | line | [10 empty] | 3 |  |  |  | 1075 | 1076 | 1 | FALSE | FALSE | 1 | TRUE | TRUE | 1075 | 1076 | 623647.9787 | 2344077.1908 | 624279.0239 | 2343903.2555 | 1075 | 623647.9787 | 2344077.1908 | 1076 | 624279.0239 | 2343903.2555
VN | 549812409 | LINEVN0966a | 500 | 3.723 | [5 empty] | 50 | 6 cables - 2 systems | LINESTRING (620810.6147457007 2345332.1250387924, 621774.5290966379 2344903.5272600804, 622243.2919688802 2344696.0691392506, 622718.3383215789 2344488.5267259097, 623196.6330082667 2344277.280087553, 623647.9787110728 2344077.1907628546) | line | [10 empty] | 6 |  |  |  | 1074 | 1075 | 1 | FALSE | FALSE | 2 | TRUE | TRUE | 1074 | 1075 | 620810.6147 | 2345332.125 | 623647.9787 | 2344077.1908 | 1074 | 620810.6147 | 2345332.125 | 1075 | 623647.9787 | 2344077.1908
VN | 549812409 | LINEVN0966b | 500 | 3.723 | [5 empty] | 50 | 6 cables - 2 systems | LINESTRING (620810.6147457007 2345332.1250387924, 621774.5290966379 2344903.5272600804, 622243.2919688802 2344696.0691392506, 622718.3383215789 2344488.5267259097, 623196.6330082667 2344277.280087553, 623647.9787110728 2344077.1907628546) | line | [10 empty] | 6 |  |  |  | 1074 | 1075 | 1 | FALSE | FALSE | 2 | TRUE | TRUE | 1074 | 1075 | 620810.6147 | 2345332.125 | 623647.9787 | 2344077.1908 | 1074 | 620810.6147 | 2345332.125 | 1075 | 623647.9787 | 2344077.1908
VN | 549812410 | LINEVN0967 | 500 | 0.79857 | [5 empty] | 50 |  | LINESTRING (623647.9787110728 2344077.1907628546, 623972.550533979 2343925.7174363444, 624279.0238900125 2343903.2555238707) | line | [10 empty] | 3 |  |  |  | 1075 | 1076 | 1 | FALSE | FALSE | 1 | TRUE | TRUE | 1075 | 1076 | 623647.9787 | 2344077.1908 | 624279.0239 | 2343903.2555 | 1075 | 623647.9787 | 2344077.1908 | 1076 | 624279.0239 | 2343903.2555
VN | 549812411 | LINEVN0968 | 500 | 0.83029 | [5 empty] | 50 |  | LINESTRING (630125.7901115485 2343297.3091244907, 630465.9989075058 2343274.0545888753, 630784.4511868216 2343421.4473866266) | line | [10 empty] | 3 |  |  |  | 1077 | 1078 | 1 | FALSE | FALSE | 1 | TRUE | TRUE | 1077 | 1078 | 630125.7901 | 2343297.3091 | 630784.4512 | 2343421.4474 | 1077 | 630125.7901 | 2343297.3091 | 1078 | 630784.4512 | 2343421.4474
VN | 549812412 | LINEVN0969a | 500 | 7.0537 | [5 empty] | 50 | 6 cables - 2 systems | LINESTRING (624279.0238900125 2343903.2555238707, 624896.1741498888 2343838.443558803, 625421.3465903875 2343784.5764367892, 625802.5953468134 2343743.329303054, 626257.8209736209 2343697.676963859, 626788.3143503384 2343641.956511125, 627307.9340054832 2343588.659562775, 628224.9754625092 2343494.323826058, 628659.8882076563 2343448.9884100556, 629677.2708773176 2343345.95294774, 630125.7901115485 2343297.3091244907) | line | [10 empty] | 6 |  |  |  | 1076 | 1077 | 1 | FALSE | FALSE | 2 | TRUE | TRUE | 1076 | 1077 | 624279.0239 | 2343903.2555 | 630125.7901 | 2343297.3091 | 1076 | 624279.0239 | 2343903.2555 | 1077 | 630125.7901 | 2343297.3091
VN | 549812412 | LINEVN0969b | 500 | 7.0537 | [5 empty] | 50 | 6 cables - 2 systems | LINESTRING (624279.0238900125 2343903.2555238707, 624896.1741498888 2343838.443558803, 625421.3465903875 2343784.5764367892, 625802.5953468134 2343743.329303054, 626257.8209736209 2343697.676963859, 626788.3143503384 2343641.956511125, 627307.9340054832 2343588.659562775, 628224.9754625092 2343494.323826058, 628659.8882076563 2343448.9884100556, 629677.2708773176 2343345.95294774, 630125.7901115485 2343297.3091244907) | line | [10 empty] | 6 |  |  |  | 1076 | 1077 | 1 | FALSE | FALSE | 2 | TRUE | TRUE | 1076 | 1077 | 624279.0239 | 2343903.2555 | 630125.7901 | 2343297.3091 | 1076 | 624279.0239 | 2343903.2555 | 1077 | 630125.7901 | 2343297.3091
VN | 549812413 | LINEVN0970 | 500 | 0.84712 | [5 empty] | 50 |  | LINESTRING (630125.7901115485 2343297.3091244907, 630469.1230917182 2343249.2931969576, 630784.4511868216 2343421.4473866266) | line | [10 empty] | 3 |  |  |  | 1077 | 1078 | 1 | FALSE | FALSE | 1 | TRUE | TRUE | 1077 | 1078 | 630125.7901 | 2343297.3091 | 630784.4512 | 2343421.4474 | 1077 | 630125.7901 | 2343297.3091 | 1078 | 630784.4512 | 2343421.4474
VN | 549812414 | LINEVN0971a | 500 | 3.0076 | [5 empty] | 50 | 6 cables - 2 systems | LINESTRING (630784.4511868216 2343421.4473866266, 631237.5160715342 2343650.688347568, 631703.5491070468 2343893.8842441593, 632111.9169571036 2344102.3020559032, 632539.8280146155 2344321.825615606, 633017.8463959764 2344558.6485176794) | line | [10 empty] | 6 |  |  |  | 1078 | 1079 | 1 | FALSE | FALSE | 2 | TRUE | TRUE | 1078 | 1079 | 630784.4512 | 2343421.4474 | 633017.8464 | 2344558.6485 | 1078 | 630784.4512 | 2343421.4474 | 1079 | 633017.8464 | 2344558.6485
VN | 549812414 | LINEVN0971b | 500 | 3.0076 | [5 empty] | 50 | 6 cables - 2 systems | LINESTRING (630784.4511868216 2343421.4473866266, 631237.5160715342 2343650.688347568, 631703.5491070468 2343893.8842441593, 632111.9169571036 2344102.3020559032, 632539.8280146155 2344321.825615606, 633017.8463959764 2344558.6485176794) | line | [10 empty] | 6 |  |  |  | 1078 | 1079 | 1 | FALSE | FALSE | 2 | TRUE | TRUE | 1078 | 1079 | 630784.4512 | 2343421.4474 | 633017.8464 | 2344558.6485 | 1078 | 630784.4512 | 2343421.4474 | 1079 | 633017.8464 | 2344558.6485
VN | 549812415 | LINEVN0972 | 500 | 0.97835 | [5 empty] | 50 |  | LINESTRING (633017.8463959764 2344558.6485176794, 633397.5438728798 2344761.455128805, 633761.6652951302 2344636.927029075) | line | [10 empty] | 3 |  |  |  | 1079 | 1080 | 1 | FALSE | FALSE | 1 | TRUE | TRUE | 1079 | 1080 | 633017.8464 | 2344558.6485 | 633761.6653 | 2344636.927 | 1079 | 633017.8464 | 2344558.6485 | 1080 | 633761.6653 | 2344636.927
VN | 549812416 | LINEVN0973 | 500 | 0.96213 | [5 empty] | 50 |  | LINESTRING (633017.8463959764 2344558.6485176794, 633397.4188209049 2344743.5976671423, 633761.6652951302 2344636.927029075) | line | [10 empty] | 3 |  |  |  | 1079 | 1080 | 1 | FALSE | FALSE | 1 | TRUE | TRUE | 1079 | 1080 | 633017.8464 | 2344558.6485 | 633761.6653 | 2344636.927 | 1079 | 633017.8464 | 2344558.6485 | 1080 | 633761.6653 | 2344636.927
VN | 549812417 | LINEVN0974 | 500 | 1.2047 | [5 empty] | 50 |  | LINESTRING (635028.5791526594 2344240.3224255503, 635389.0623171753 2344120.780720168, 635612.3036804545 2344217.1722476524, 635955.825176196 2344381.8248006287) | line | [10 empty] | 3 |  |  |  | 1081 | 1082 | 1 | FALSE | FALSE | 1 | TRUE | TRUE | 1081 | 1082 | 635028.5792 | 2344240.3224 | 635955.8252 | 2344381.8248 | 1081 | 635028.5792 | 2344240.3224 | 1082 | 635955.8252 | 2344381.8248
VN | 549812418 | LINEVN0975a | 500 | 0.78633 | [5 empty] | 50 | 6 cables - 2 systems | LINESTRING (635955.825176196 2344381.8248006287, 636554.1219064805 2344649.085212045) | line | [10 empty] | 6 |  |  |  | 1082 | 1083 | 1 | FALSE | FALSE | 2 | TRUE | TRUE | 1082 | 1083 | 635955.8252 | 2344381.8248 | 636554.1219 | 2344649.0852 | 1082 | 635955.8252 | 2344381.8248 | 1083 | 636554.1219 | 2344649.0852
VN | 549812418 | LINEVN0975b | 500 | 0.78633 | [5 empty] | 50 | 6 cables - 2 systems | LINESTRING (635955.825176196 2344381.8248006287, 636554.1219064805 2344649.085212045) | line | [10 empty] | 6 |  |  |  | 1082 | 1083 | 1 | FALSE | FALSE | 2 | TRUE | TRUE | 1082 | 1083 | 635955.8252 | 2344381.8248 | 636554.1219 | 2344649.0852 | 1082 | 635955.8252 | 2344381.8248 | 1083 | 636554.1219 | 2344649.0852
VN | 549812419 | LINEVN0976a | 500 | 1.5931 | [5 empty] | 50 | 6 cables - 2 systems | LINESTRING (633761.6652951302 2344636.927029075, 634140.6455352188 2344517.93019005, 634557.6837953773 2344385.968636553, 635028.5791526594 2344240.3224255503) | line | [10 empty] | 6 |  |  |  | 1080 | 1081 | 1 | FALSE | FALSE | 2 | TRUE | TRUE | 1080 | 1081 | 633761.6653 | 2344636.927 | 635028.5792 | 2344240.3224 | 1080 | 633761.6653 | 2344636.927 | 1081 | 635028.5792 | 2344240.3224
VN | 549812419 | LINEVN0976b | 500 | 1.5931 | [5 empty] | 50 | 6 cables - 2 systems | LINESTRING (633761.6652951302 2344636.927029075, 634140.6455352188 2344517.93019005, 634557.6837953773 2344385.968636553, 635028.5791526594 2344240.3224255503) | line | [10 empty] | 6 |  |  |  | 1080 | 1081 | 1 | FALSE | FALSE | 2 | TRUE | TRUE | 1080 | 1081 | 633761.6653 | 2344636.927 | 635028.5792 | 2344240.3224 | 1080 | 633761.6653 | 2344636.927 | 1081 | 635028.5792 | 2344240.3224
VN | 549812420 | LINEVN0977 | 500 | 1.7285 | [5 empty] | 50 |  | LINESTRING (636554.1219064805 2344649.085212045, 636984.1387115959 2344824.785652953, 637198.3038135994 2344920.6261813845, 637557.723585666 2344979.623887, 637927.4499485608 2345053.5173704745) | line | [10 empty] | 3 |  |  |  | 1083 | 1084 | 1 | FALSE | FALSE | 1 | TRUE | TRUE | 1083 | 1084 | 636554.1219 | 2344649.0852 | 637927.4499 | 2345053.5174 | 1083 | 636554.1219 | 2344649.0852 | 1084 | 637927.4499 | 2345053.5174
VN | 549812421 | LINEVN0978 | 500 | 1.1835 | [5 empty] | 50 |  | LINESTRING (635028.5791526594 2344240.3224255503, 635386.9113310995 2344146.2360269995, 635603.9001938516 2344239.1109558214, 635955.825176196 2344381.8248006287) | line | [10 empty] | 3 |  |  |  | 1081 | 1082 | 1 | FALSE | FALSE | 1 | TRUE | TRUE | 1081 | 1082 | 635028.5792 | 2344240.3224 | 635955.8252 | 2344381.8248 | 1081 | 635028.5792 | 2344240.3224 | 1082 | 635955.8252 | 2344381.8248
VN | 549812422 | LINEVN0979a | 500 | 0.83021 | [5 empty] | 50 | 6 cables - 2 systems | LINESTRING (637927.4499485608 2345053.5173704745, 638609.9734395581 2345166.6750130197) | line | [10 empty] | 6 |  |  |  | 1084 | 1085 | 1 | FALSE | FALSE | 2 | TRUE | TRUE | 1084 | 1085 | 637927.4499 | 2345053.5174 | 638609.9734 | 2345166.675 | 1084 | 637927.4499 | 2345053.5174 | 1085 | 638609.9734 | 2345166.675
VN | 549812422 | LINEVN0979b | 500 | 0.83021 | [5 empty] | 50 | 6 cables - 2 systems | LINESTRING (637927.4499485608 2345053.5173704745, 638609.9734395581 2345166.6750130197) | line | [10 empty] | 6 |  |  |  | 1084 | 1085 | 1 | FALSE | FALSE | 2 | TRUE | TRUE | 1084 | 1085 | 637927.4499 | 2345053.5174 | 638609.9734 | 2345166.675 | 1084 | 637927.4499 | 2345053.5174 | 1085 | 638609.9734 | 2345166.675
VN | 549812423 | LINEVN0980 | 500 | 0.73294 | [5 empty] | 50 |  | LINESTRING (638609.9734395581 2345166.6750130197, 638810.0809914154 2345211.959271132, 639208.4964750473 2345135.8855894334) | line | [10 empty] | 3 |  |  |  | 1085 | 1086 | 1 | FALSE | FALSE | 1 | TRUE | TRUE | 1085 | 1086 | 638609.9734 | 2345166.675 | 639208.4965 | 2345135.8856 | 1085 | 638609.9734 | 2345166.675 | 1086 | 639208.4965 | 2345135.8856
VN | 549812424 | LINEVN0981 | 500 | 1.7352 | [5 empty] | 50 |  | LINESTRING (636554.1219064805 2344649.085212045, 636974.9751426589 2344846.7949334467, 637191.7197404371 2344942.025864757, 637554.1793914278 2345003.6836707178, 637927.4499485608 2345053.5173704745) | line | [10 empty] | 3 |  |  |  | 1083 | 1084 | 1 | FALSE | FALSE | 1 | TRUE | TRUE | 1083 | 1084 | 636554.1219 | 2344649.0852 | 637927.4499 | 2345053.5174 | 1083 | 636554.1219 | 2344649.0852 | 1084 | 637927.4499 | 2345053.5174
VN | 549812425 | LINEVN0982 | 500 | 0.72359 | [5 empty] | 50 |  | LINESTRING (638609.9734395581 2345166.6750130197, 638810.9810162473 2345187.7444639304, 639208.4964750473 2345135.8855894334) | line | [10 empty] | 3 |  |  |  | 1085 | 1086 | 1 | FALSE | FALSE | 1 | TRUE | TRUE | 1085 | 1086 | 638609.9734 | 2345166.675 | 639208.4965 | 2345135.8856 | 1085 | 638609.9734 | 2345166.675 | 1086 | 639208.4965 | 2345135.8856
VN | 549812426 | LINEVN0983a | 500 | 1.2764 | [5 empty] | 50 | 6 cables - 2 systems | LINESTRING (641395.4149262145 2344726.6889923257, 641763.3406706752 2344589.768262367, 642384.8485804987 2344336.558992031) | line | [10 empty] | 6 |  |  |  | 1087 | 1088 | 1 | FALSE | FALSE | 2 | TRUE | TRUE | 1087 | 1088 | 641395.4149 | 2344726.689 | 642384.8486 | 2344336.559 | 1087 | 641395.4149 | 2344726.689 | 1088 | 642384.8486 | 2344336.559
VN | 549812426 | LINEVN0983b | 500 | 1.2764 | [5 empty] | 50 | 6 cables - 2 systems | LINESTRING (641395.4149262145 2344726.6889923257, 641763.3406706752 2344589.768262367, 642384.8485804987 2344336.558992031) | line | [10 empty] | 6 |  |  |  | 1087 | 1088 | 1 | FALSE | FALSE | 2 | TRUE | TRUE | 1087 | 1088 | 641395.4149 | 2344726.689 | 642384.8486 | 2344336.559 | 1087 | 641395.4149 | 2344726.689 | 1088 | 642384.8486 | 2344336.559
VN | 549812427 | LINEVN0984a | 500 | 1.8122 | [5 empty] | 50 | 6 cables - 2 systems | LINESTRING (639208.4964750473 2345135.8855894334, 639726.164186313 2345052.0996566964, 640233.3780422654 2344971.428849388, 640699.7395902472 2344897.4868024164) | line | [10 empty] | 6 |  |  |  | 1086 | 1089 | 1 | FALSE | FALSE | 2 | TRUE | TRUE | 1086 | 1089 | 639208.4965 | 2345135.8856 | 640699.7396 | 2344897.4868 | 1086 | 639208.4965 | 2345135.8856 | 1089 | 640699.7396 | 2344897.4868
VN | 549812427 | LINEVN0984b | 500 | 1.8122 | [5 empty] | 50 | 6 cables - 2 systems | LINESTRING (639208.4964750473 2345135.8855894334, 639726.164186313 2345052.0996566964, 640233.3780422654 2344971.428849388, 640699.7395902472 2344897.4868024164) | line | [10 empty] | 6 |  |  |  | 1086 | 1089 | 1 | FALSE | FALSE | 2 | TRUE | TRUE | 1086 | 1089 | 639208.4965 | 2345135.8856 | 640699.7396 | 2344897.4868 | 1086 | 639208.4965 | 2345135.8856 | 1089 | 640699.7396 | 2344897.4868
VN | 549812428 | LINEVN0985 | 500 | 0.8621 | [5 empty] | 50 |  | LINESTRING (640699.7395902472 2344897.4868024164, 641139.9819241231 2344816.680013115, 641395.4149262145 2344726.6889923257) | line | [10 empty] | 3 |  |  |  | 1089 | 1087 | 1 | FALSE | FALSE | 1 | TRUE | TRUE | 1089 | 1087 | 640699.7396 | 2344897.4868 | 641395.4149 | 2344726.689 | 1089 | 640699.7396 | 2344897.4868 | 1087 | 641395.4149 | 2344726.689
VN | 549812429 | LINEVN0986a | 500 | 0.38282 | [5 empty] | 50 | 6 cables - 2 systems | LINESTRING (644078.8144515948 2344449.044439163, 644360.4277278561 2344598.9328760225) | line | [10 empty] | 6 |  |  |  | 1090 | 1091 | 1 | FALSE | FALSE | 2 | TRUE | TRUE | 1090 | 1091 | 644078.8145 | 2344449.0444 | 644360.4277 | 2344598.9329 | 1090 | 644078.8145 | 2344449.0444 | 1091 | 644360.4277 | 2344598.9329
VN | 549812429 | LINEVN0986b | 500 | 0.38282 | [5 empty] | 50 | 6 cables - 2 systems | LINESTRING (644078.8144515948 2344449.044439163, 644360.4277278561 2344598.9328760225) | line | [10 empty] | 6 |  |  |  | 1090 | 1091 | 1 | FALSE | FALSE | 2 | TRUE | TRUE | 1090 | 1091 | 644078.8145 | 2344449.0444 | 644360.4277 | 2344598.9329 | 1090 | 644078.8145 | 2344449.0444 | 1091 | 644360.4277 | 2344598.9329
VN | 549812430 | LINEVN0987 | 500 | 2.1157 | [5 empty] | 50 |  | LINESTRING (642384.8485804987 2344336.558992031, 642621.5650638257 2344239.6377298348, 643029.9322237337 2344257.985470683, 643788.9353068295 2344272.6408312153, 644078.8144515948 2344449.044439163) | line | [10 empty] | 3 |  |  |  | 1088 | 1090 | 1 | FALSE | FALSE | 1 | TRUE | TRUE | 1088 | 1090 | 642384.8486 | 2344336.559 | 644078.8145 | 2344449.0444 | 1088 | 642384.8486 | 2344336.559 | 1090 | 644078.8145 | 2344449.0444
VN | 549812431 | LINEVN0988 | 500 | 0.86684 | [5 empty] | 50 |  | LINESTRING (640699.7395902472 2344897.4868024164, 641146.6630860002 2344834.173664592, 641395.4149262145 2344726.6889923257) | line | [10 empty] | 3 |  |  |  | 1089 | 1087 | 1 | FALSE | FALSE | 1 | TRUE | TRUE | 1089 | 1087 | 640699.7396 | 2344897.4868 | 641395.4149 | 2344726.689 | 1089 | 640699.7396 | 2344897.4868 | 1087 | 641395.4149 | 2344726.689
VN | 549812432 | LINEVN0989a | 500 | 1.7702 | [5 empty] | 50 | 6 cables - 2 systems | LINESTRING (645886.4055066537 2345107.9653467173, 646261.963551258 2345025.1926262276, 646847.9876854313 2344886.0402941816, 647324.9791946685 2344781.5129747284) | line | [10 empty] | 6 |  |  |  | 1092 | 1093 | 1 | FALSE | FALSE | 2 | TRUE | TRUE | 1092 | 1093 | 645886.4055 | 2345107.9653 | 647324.9792 | 2344781.513 | 1092 | 645886.4055 | 2345107.9653 | 1093 | 647324.9792 | 2344781.513
VN | 549812432 | LINEVN0989b | 500 | 1.7702 | [5 empty] | 50 | 6 cables - 2 systems | LINESTRING (645886.4055066537 2345107.9653467173, 646261.963551258 2345025.1926262276, 646847.9876854313 2344886.0402941816, 647324.9791946685 2344781.5129747284) | line | [10 empty] | 6 |  |  |  | 1092 | 1093 | 1 | FALSE | FALSE | 2 | TRUE | TRUE | 1092 | 1093 | 645886.4055 | 2345107.9653 | 647324.9792 | 2344781.513 | 1092 | 645886.4055 | 2345107.9653 | 1093 | 647324.9792 | 2344781.513
VN | 549812433 | LINEVN0990 | 500 | 1.9864 | [5 empty] | 50 |  | LINESTRING (644360.4277278561 2344598.9328760225, 644882.7747813708 2344875.26022135, 645157.3895526556 2344981.360752516, 645613.9923063276 2345164.2370802, 645886.4055066537 2345107.9653467173) | line | [10 empty] | 3 |  |  |  | 1091 | 1092 | 1 | FALSE | FALSE | 1 | TRUE | TRUE | 1091 | 1092 | 644360.4277 | 2344598.9329 | 645886.4055 | 2345107.9653 | 1091 | 644360.4277 | 2344598.9329 | 1092 | 645886.4055 | 2345107.9653
VN | 549812434 | LINEVN0991 | 500 | 2.0941 | [5 empty] | 50 |  | LINESTRING (642384.8485804987 2344336.558992031, 642629.0566693767 2344258.1133123045, 643029.9322237337 2344257.985470683, 643782.1957874775 2344294.1699320343, 644078.8144515948 2344449.044439163) | line | [10 empty] | 3 |  |  |  | 1088 | 1090 | 1 | FALSE | FALSE | 1 | TRUE | TRUE | 1088 | 1090 | 642384.8486 | 2344336.559 | 644078.8145 | 2344449.0444 | 1088 | 642384.8486 | 2344336.559 | 1090 | 644078.8145 | 2344449.0444
VN | 549812435 | LINEVN0992 | 500 | 2.0028 | [5 empty] | 50 |  | LINESTRING (644360.4277278561 2344598.9328760225, 644874.2660189422 2344893.5960496445, 645150.3956147627 2345000.949766194, 645611.7335401885 2345182.484014835, 645886.4055066537 2345107.9653467173) | line | [10 empty] | 3 |  |  |  | 1091 | 1092 | 1 | FALSE | FALSE | 1 | TRUE | TRUE | 1091 | 1092 | 644360.4277 | 2344598.9329 | 645886.4055 | 2345107.9653 | 1091 | 644360.4277 | 2344598.9329 | 1092 | 645886.4055 | 2345107.9653
VN | 549812436 | LINEVN0993 | 500 | 2.5256 | [5 empty] | 50 |  | LINESTRING (647324.9791946685 2344781.5129747284, 647991.6848322504 2344637.7205681526, 648526.7197225132 2344551.72884235, 648937.2192988936 2344503.9501043614, 649397.3493961454 2344586.61729544) | line | [10 empty] | 3 |  |  |  | 1093 | 1094 | 1 | FALSE | FALSE | 1 | TRUE | TRUE | 1093 | 1094 | 647324.9792 | 2344781.513 | 649397.3494 | 2344586.6173 | 1093 | 647324.9792 | 2344781.513 | 1094 | 649397.3494 | 2344586.6173
VN | 549812437 | LINEVN0994 | 500 | 2.5365 | [5 empty] | 50 |  | LINESTRING (647324.9791946685 2344781.5129747284, 647986.2660601708 2344621.4749659086, 648526.7197225132 2344551.72884235, 648939.7894392823 2344481.5434970246, 649397.3493961454 2344586.61729544) | line | [10 empty] | 3 |  |  |  | 1093 | 1094 | 1 | FALSE | FALSE | 1 | TRUE | TRUE | 1093 | 1094 | 647324.9792 | 2344781.513 | 649397.3494 | 2344586.6173 | 1093 | 647324.9792 | 2344781.513 | 1094 | 649397.3494 | 2344586.6173
VN | 549812438 | LINEVN0995a | 500 | 0.73363 | [5 empty] | 50 | 6 cables - 2 systems | LINESTRING (649397.3493961454 2344586.61729544, 649619.5696056087 2344634.172818628, 649995.778401856 2344711.665453554) | line | [10 empty] | 6 |  |  |  | 1094 | 1095 | 1 | FALSE | FALSE | 2 | TRUE | TRUE | 1094 | 1095 | 649397.3494 | 2344586.6173 | 649995.7784 | 2344711.6655 | 1094 | 649397.3494 | 2344586.6173 | 1095 | 649995.7784 | 2344711.6655
VN | 549812438 | LINEVN0995b | 500 | 0.73363 | [5 empty] | 50 | 6 cables - 2 systems | LINESTRING (649397.3493961454 2344586.61729544, 649619.5696056087 2344634.172818628, 649995.778401856 2344711.665453554) | line | [10 empty] | 6 |  |  |  | 1094 | 1095 | 1 | FALSE | FALSE | 2 | TRUE | TRUE | 1094 | 1095 | 649397.3494 | 2344586.6173 | 649995.7784 | 2344711.6655 | 1094 | 649397.3494 | 2344586.6173 | 1095 | 649995.7784 | 2344711.6655
VN | 549812439 | LINEVN0996 | 500 | 3.1265 | [5 empty] | 50 |  | LINESTRING (649995.778401856 2344711.665453554, 650311.6221327356 2344783.3451930014, 650547.8313873913 2344456.8716828055, 650744.771476792 2344010.2960915007, 650994.2547000486 2343772.5294295503, 651423.709421369 2343408.2289097016, 651507.6013122115 2342932.898567588) | line | [10 empty] | 3 |  |  |  | 1095 | 1096 | 1 | FALSE | FALSE | 1 | TRUE | TRUE | 1095 | 1096 | 649995.7784 | 2344711.6655 | 651507.6013 | 2342932.8986 | 1095 | 649995.7784 | 2344711.6655 | 1096 | 651507.6013 | 2342932.8986
VN | 549812440 | LINEVN0997 | 500 | 3.094 | [5 empty] | 50 |  | LINESTRING (649995.778401856 2344711.665453554, 650305.6270822205 2344767.9237256246, 650530.229756883 2344448.1304701176, 650728.0409190276 2343998.2302803583, 650994.2547000486 2343772.5294295503, 651406.27642596 2343395.7463298626, 651507.6013122115 2342932.898567588) | line | [10 empty] | 3 |  |  |  | 1095 | 1096 | 1 | FALSE | FALSE | 1 | TRUE | TRUE | 1095 | 1096 | 649995.7784 | 2344711.6655 | 651507.6013 | 2342932.8986 | 1095 | 649995.7784 | 2344711.6655 | 1096 | 651507.6013 | 2342932.8986
VN | 549812441 | LINEVN0998a | 500 | 1.1077 | [5 empty] | 50 | 6 cables - 2 systems | LINESTRING (651507.6013122115 2342932.898567588, 651596.5513554311 2342482.6580118495, 651692.923665476 2342028.6002347125) | line | [10 empty] | 6 |  |  |  | 1096 | 1097 | 1 | FALSE | FALSE | 2 | TRUE | TRUE | 1096 | 1097 | 651507.6013 | 2342932.8986 | 651692.9237 | 2342028.6002 | 1096 | 651507.6013 | 2342932.8986 | 1097 | 651692.9237 | 2342028.6002
VN | 549812441 | LINEVN0998b | 500 | 1.1077 | [5 empty] | 50 | 6 cables - 2 systems | LINESTRING (651507.6013122115 2342932.898567588, 651596.5513554311 2342482.6580118495, 651692.923665476 2342028.6002347125) | line | [10 empty] | 6 |  |  |  | 1096 | 1097 | 1 | FALSE | FALSE | 2 | TRUE | TRUE | 1096 | 1097 | 651507.6013 | 2342932.8986 | 651692.9237 | 2342028.6002 | 1096 | 651507.6013 | 2342932.8986 | 1097 | 651692.9237 | 2342028.6002
VN | 549812442 | LINEVN0999 | 500 | 3.247 | [5 empty] | 50 |  | LINESTRING (651692.923665476 2342028.6002347125, 651767.5223416633 2341747.1180549194, 652272.319369224 2341420.3193557444, 652418.3042979395 2341311.7332652663, 653090.7281748477 2340889.1609500768, 653447.1252116179 2340650.1617529416, 653757.1281416087 2340384.77463587) | line | [10 empty] | 3 |  |  |  | 1097 | 1098 | 1 | FALSE | FALSE | 1 | TRUE | TRUE | 1097 | 1098 | 651692.9237 | 2342028.6002 | 653757.1281 | 2340384.7746 | 1097 | 651692.9237 | 2342028.6002 | 1098 | 653757.1281 | 2340384.7746
VN | 549812443 | LINEVN1000 | 500 | 3.2637 | [5 empty] | 50 |  | LINESTRING (651692.923665476 2342028.6002347125, 651749.3791707777 2341736.0236565503, 652259.4084425458 2341400.404796499, 652418.3042979395 2341311.7332652663, 653078.9507362549 2340866.8980942094, 653437.1085886924 2340634.0041759578, 653757.1281416087 2340384.77463587) | line | [10 empty] | 3 |  |  |  | 1097 | 1098 | 1 | FALSE | FALSE | 1 | TRUE | TRUE | 1097 | 1098 | 651692.9237 | 2342028.6002 | 653757.1281 | 2340384.7746 | 1097 | 651692.9237 | 2342028.6002 | 1098 | 653757.1281 | 2340384.7746
VN | 549812444 | LINEVN1001a | 500 | 0.96107 | [5 empty] | 50 | 6 cables - 2 systems | LINESTRING (653757.1281416087 2340384.77463587, 654052.8641993483 2340141.268894114, 654378.4424716766 2339879.425597229) | line | [10 empty] | 6 |  |  |  | 1098 | 1099 | 1 | FALSE | FALSE | 2 | TRUE | TRUE | 1098 | 1099 | 653757.1281 | 2340384.7746 | 654378.4425 | 2339879.4256 | 1098 | 653757.1281 | 2340384.7746 | 1099 | 654378.4425 | 2339879.4256
VN | 549812444 | LINEVN1001b | 500 | 0.96107 | [5 empty] | 50 | 6 cables - 2 systems | LINESTRING (653757.1281416087 2340384.77463587, 654052.8641993483 2340141.268894114, 654378.4424716766 2339879.425597229) | line | [10 empty] | 6 |  |  |  | 1098 | 1099 | 1 | FALSE | FALSE | 2 | TRUE | TRUE | 1098 | 1099 | 653757.1281 | 2340384.7746 | 654378.4425 | 2339879.4256 | 1098 | 653757.1281 | 2340384.7746 | 1099 | 654378.4425 | 2339879.4256
VN | 549812445 | LINEVN1002 | 500 | 0.80603 | [5 empty] | 50 |  | LINESTRING (654378.4424716766 2339879.425597229, 654631.963142071 2339654.155545322, 654904.9440260896 2339464.234056075) | line | [10 empty] | 3 |  |  |  | 1099 | 1100 | 1 | FALSE | FALSE | 1 | TRUE | TRUE | 1099 | 1100 | 654378.4425 | 2339879.4256 | 654904.944 | 2339464.2341 | 1099 | 654378.4425 | 2339879.4256 | 1100 | 654904.944 | 2339464.2341
VN | 549812446 | LINEVN1003 | 500 | 0.8048 | [5 empty] | 50 |  | LINESTRING (654378.4424716766 2339879.425597229, 654645.5335614744 2339677.820294216, 654904.9440260896 2339464.234056075) | line | [10 empty] | 3 |  |  |  | 1099 | 1100 | 1 | FALSE | FALSE | 1 | TRUE | TRUE | 1099 | 1100 | 654378.4425 | 2339879.4256 | 654904.944 | 2339464.2341 | 1099 | 654378.4425 | 2339879.4256 | 1100 | 654904.944 | 2339464.2341
VN | 549812447 | LINEVN1004a | 500 | 2.8186 | [5 empty] | 50 | 6 cables - 2 systems | LINESTRING (654904.9440260896 2339464.234056075, 655185.3054496178 2339258.8753141025, 655616.0834920239 2338939.5882823328, 656057.9517244728 2338611.415379483, 656231.4871785475 2338482.4614644195, 656533.513269739 2338259.0388529715, 656793.107317168 2338067.213956071) | line | [10 empty] | 6 |  |  |  | 1100 | 1101 | 1 | FALSE | FALSE | 2 | TRUE | TRUE | 1100 | 1101 | 654904.944 | 2339464.2341 | 656793.1073 | 2338067.214 | 1100 | 654904.944 | 2339464.2341 | 1101 | 656793.1073 | 2338067.214
VN | 549812447 | LINEVN1004b | 500 | 2.8186 | [5 empty] | 50 | 6 cables - 2 systems | LINESTRING (654904.9440260896 2339464.234056075, 655185.3054496178 2339258.8753141025, 655616.0834920239 2338939.5882823328, 656057.9517244728 2338611.415379483, 656231.4871785475 2338482.4614644195, 656533.513269739 2338259.0388529715, 656793.107317168 2338067.213956071) | line | [10 empty] | 6 |  |  |  | 1100 | 1101 | 1 | FALSE | FALSE | 2 | TRUE | TRUE | 1100 | 1101 | 654904.944 | 2339464.2341 | 656793.1073 | 2338067.214 | 1100 | 654904.944 | 2339464.2341 | 1101 | 656793.1073 | 2338067.214
VN | 549812448 | LINEVN1005 | 500 | 1.1694 | [5 empty] | 50 |  | LINESTRING (655128.6938400565 2338880.990136515, 655575.7511569447 2338858.3431549007, 655999.7961898667 2338545.6331528127) | line | [10 empty] | 3 |  |  |  | 1068 | 1102 | 1 | FALSE | FALSE | 1 | TRUE | TRUE | 1068 | 1102 | 655128.6938 | 2338880.9901 | 655999.7962 | 2338545.6332 | 1068 | 655128.6938 | 2338880.9901 | 1102 | 655999.7962 | 2338545.6332
VN | 549812449 | LINEVN1006 | 500 | 1.156 | [5 empty] | 50 |  | LINESTRING (655128.6938400565 2338880.990136515, 655568.134626835 2338838.8744377987, 655999.7961898667 2338545.6331528127) | line | [10 empty] | 3 |  |  |  | 1068 | 1102 | 1 | FALSE | FALSE | 1 | TRUE | TRUE | 1068 | 1102 | 655128.6938 | 2338880.9901 | 655999.7962 | 2338545.6332 | 1068 | 655128.6938 | 2338880.9901 | 1102 | 655999.7962 | 2338545.6332
VN | 549812450 | LINEVN1007a | 500 | 1.1085 | [5 empty] | 50 | 6 cables - 2 systems | LINESTRING (655999.7961898667 2338545.6331528127, 656390.9370844852 2338266.277713828, 656749.8006303495 2338006.353003386) | line | [10 empty] | 6 |  |  |  | 1102 | 1103 | 1 | FALSE | FALSE | 2 | TRUE | TRUE | 1102 | 1103 | 655999.7962 | 2338545.6332 | 656749.8006 | 2338006.353 | 1102 | 655999.7962 | 2338545.6332 | 1103 | 656749.8006 | 2338006.353
VN | 549812450 | LINEVN1007b | 500 | 1.1085 | [5 empty] | 50 | 6 cables - 2 systems | LINESTRING (655999.7961898667 2338545.6331528127, 656390.9370844852 2338266.277713828, 656749.8006303495 2338006.353003386) | line | [10 empty] | 6 |  |  |  | 1102 | 1103 | 1 | FALSE | FALSE | 2 | TRUE | TRUE | 1102 | 1103 | 655999.7962 | 2338545.6332 | 656749.8006 | 2338006.353 | 1102 | 655999.7962 | 2338545.6332 | 1103 | 656749.8006 | 2338006.353
VN | 549812451 | LINEVN1008 | 500 | 1.1094 | [5 empty] | 50 |  | LINESTRING (657613.5883779068 2337768.135181912, 657046.5807896798 2337809.747935591, 656749.8006303495 2338006.353003386) | line | [10 empty] | 3 |  |  |  | 1104 | 1103 | 1 | FALSE | FALSE | 1 | TRUE | TRUE | 1104 | 1103 | 657613.5884 | 2337768.1352 | 656749.8006 | 2338006.353 | 1104 | 657613.5884 | 2337768.1352 | 1103 | 656749.8006 | 2338006.353
VN | 549812452 | LINEVN1009 | 500 | 1.1215 | [5 empty] | 50 |  | LINESTRING (656749.8006303495 2338006.353003386, 657039.9821687167 2337792.5799248056, 657613.5883779068 2337768.135181912) | line | [10 empty] | 3 |  |  |  | 1103 | 1104 | 1 | FALSE | FALSE | 1 | TRUE | TRUE | 1103 | 1104 | 656749.8006 | 2338006.353 | 657613.5884 | 2337768.1352 | 1103 | 656749.8006 | 2338006.353 | 1104 | 657613.5884 | 2337768.1352
VN | 549812453 | LINEVN1010 | 500 | 1.8701 | [5 empty] | 50 |  | LINESTRING (656793.107317168 2338067.213956071, 657064.246896463 2337855.8289073203, 657572.03434814 2337962.250836605, 657943.1063459291 2338023.758072812, 658258.0289628382 2337968.8840567316) | line | [10 empty] | 3 |  |  |  | 1101 | 1105 | 1 | FALSE | FALSE | 1 | TRUE | FALSE | 1101 |  | 656793.1073 | 2338067.214 |  |  | 1101 | 656793.1073 | 2338067.214 | 1105 | 658258.029 | 2337968.8841
VN | 549812454 | LINEVN1011a | 500 | 1.6356 | [5 empty] | 50 | 6 cables - 2 systems | LINESTRING (658974.0036577504 2337684.3795286757, 658561.7556520184 2337710.9473610222, 658073.7158497444 2337738.4043804766, 657613.5883779068 2337768.135181912) | line | [10 empty] | 6 |  |  |  | 1106 | 1104 | 1 | FALSE | FALSE | 2 | TRUE | TRUE | 1106 | 1104 | 658974.0037 | 2337684.3795 | 657613.5884 | 2337768.1352 | 1106 | 658974.0037 | 2337684.3795 | 1104 | 657613.5884 | 2337768.1352
VN | 549812454 | LINEVN1011b | 500 | 1.6356 | [5 empty] | 50 | 6 cables - 2 systems | LINESTRING (658974.0036577504 2337684.3795286757, 658561.7556520184 2337710.9473610222, 658073.7158497444 2337738.4043804766, 657613.5883779068 2337768.135181912) | line | [10 empty] | 6 |  |  |  | 1106 | 1104 | 1 | FALSE | FALSE | 2 | TRUE | TRUE | 1106 | 1104 | 658974.0037 | 2337684.3795 | 657613.5884 | 2337768.1352 | 1106 | 658974.0037 | 2337684.3795 | 1104 | 657613.5884 | 2337768.1352
VN | 549812455 | LINEVN1012a | 500 | 4.261 | [5 empty] | 50 | 6 cables - 2 systems | LINESTRING (656793.107317168 2338067.213956071, 657068.0873928822 2337876.8456372432, 657572.03434814 2337962.250836605, 657945.8325676239 2338043.8676460125, 658258.0289628382 2337968.8840567316, 658619.162841131 2337890.6455636644, 658974.2574160581 2337816.508306375, 659442.336453935 2337714.6620734124, 659903.8230937845 2337616.3630204657, 660215.268738759 2337550.1433219425) | line | [10 empty] | 6 |  |  |  | 1101 | 1107 | 1 | FALSE | FALSE | 2 | TRUE | TRUE | 1101 | 1107 | 656793.1073 | 2338067.214 | 660215.2687 | 2337550.1433 | 1101 | 656793.1073 | 2338067.214 | 1107 | 660215.2687 | 2337550.1433
VN | 549812455 | LINEVN1012b | 500 | 4.261 | [5 empty] | 50 | 6 cables - 2 systems | LINESTRING (656793.107317168 2338067.213956071, 657068.0873928822 2337876.8456372432, 657572.03434814 2337962.250836605, 657945.8325676239 2338043.8676460125, 658258.0289628382 2337968.8840567316, 658619.162841131 2337890.6455636644, 658974.2574160581 2337816.508306375, 659442.336453935 2337714.6620734124, 659903.8230937845 2337616.3630204657, 660215.268738759 2337550.1433219425) | line | [10 empty] | 6 |  |  |  | 1101 | 1107 | 1 | FALSE | FALSE | 2 | TRUE | TRUE | 1101 | 1107 | 656793.1073 | 2338067.214 | 660215.2687 | 2337550.1433 | 1101 | 656793.1073 | 2338067.214 | 1107 | 660215.2687 | 2337550.1433
VN | 549812457 | LINEVN1013 | 500 | 1.974 | [5 empty] | 50 |  | LINESTRING (660215.268738759 2337550.1433219425, 660967.1630781036 2337401.6520036473, 661823.6046808133 2337205.603587336) | line | [10 empty] | 3 |  |  |  | 1107 | 1108 | 1 | FALSE | FALSE | 1 | TRUE | TRUE | 1107 | 1108 | 660215.2687 | 2337550.1433 | 661823.6047 | 2337205.6036 | 1107 | 660215.2687 | 2337550.1433 | 1108 | 661823.6047 | 2337205.6036
VN | 549812458 | LINEVN1014 | 500 | 1.9739 | [5 empty] | 50 |  | LINESTRING (660215.268738759 2337550.1433219425, 660964.0185784556 2337381.1168817645, 661823.6046808133 2337205.603587336) | line | [10 empty] | 3 |  |  |  | 1107 | 1108 | 1 | FALSE | FALSE | 1 | TRUE | TRUE | 1107 | 1108 | 660215.2687 | 2337550.1433 | 661823.6047 | 2337205.6036 | 1107 | 660215.2687 | 2337550.1433 | 1108 | 661823.6047 | 2337205.6036
VN | 549812459 | LINEVN1015a | 500 | 3.4952 | [5 empty] | 50 | 6 cables - 2 systems | LINESTRING (659874.1338806276 2337560.8176372745, 660199.2794762709 2337489.4602958495, 660617.9060765151 2337402.123716178, 660923.922453881 2337335.2993834466, 661309.3489597485 2337254.3100240133, 661859.9484492803 2337136.020978806, 662395.3287809718 2337022.9918019017, 662722.2990920797 2336951.4237009417) | line | [10 empty] | 6 |  |  |  | 1109 | 1110 | 1 | FALSE | FALSE | 2 | TRUE | TRUE | 1109 | 1110 | 659874.1339 | 2337560.8176 | 662722.2991 | 2336951.4237 | 1109 | 659874.1339 | 2337560.8176 | 1110 | 662722.2991 | 2336951.4237
VN | 549812459 | LINEVN1015b | 500 | 3.4952 | [5 empty] | 50 | 6 cables - 2 systems | LINESTRING (659874.1338806276 2337560.8176372745, 660199.2794762709 2337489.4602958495, 660617.9060765151 2337402.123716178, 660923.922453881 2337335.2993834466, 661309.3489597485 2337254.3100240133, 661859.9484492803 2337136.020978806, 662395.3287809718 2337022.9918019017, 662722.2990920797 2336951.4237009417) | line | [10 empty] | 6 |  |  |  | 1109 | 1110 | 1 | FALSE | FALSE | 2 | TRUE | TRUE | 1109 | 1110 | 659874.1339 | 2337560.8176 | 662722.2991 | 2336951.4237 | 1109 | 659874.1339 | 2337560.8176 | 1110 | 662722.2991 | 2336951.4237
VN | 549812460 | LINEVN1016 | 500 | 1.0912 | [5 empty] | 50 |  | LINESTRING (658974.0036577504 2337684.3795286757, 659432.6050369077 2337640.334009129, 659874.1338806276 2337560.8176372745) | line | [10 empty] | 3 |  |  |  | 1106 | 1109 | 1 | FALSE | FALSE | 1 | TRUE | TRUE | 1106 | 1109 | 658974.0037 | 2337684.3795 | 659874.1339 | 2337560.8176 | 1106 | 658974.0037 | 2337684.3795 | 1109 | 659874.1339 | 2337560.8176
VN | 549812461 | LINEVN1017 | 500 | 1.0939 | [5 empty] | 50 |  | LINESTRING (658974.0036577504 2337684.3795286757, 659437.3049966744 2337658.1048054686, 659874.1338806276 2337560.8176372745) | line | [10 empty] | 3 |  |  |  | 1106 | 1109 | 1 | FALSE | FALSE | 1 | TRUE | TRUE | 1106 | 1109 | 658974.0037 | 2337684.3795 | 659874.1339 | 2337560.8176 | 1106 | 658974.0037 | 2337684.3795 | 1109 | 659874.1339 | 2337560.8176
VN | 549812462 | LINEVN1018a | 500 | 0.93934 | [5 empty] | 50 | 6 cables - 2 systems | LINESTRING (661823.6046808133 2337205.603587336, 662426.3972644127 2337079.120474632, 662589.730217977 2337044.9896877846) | line | [10 empty] | 6 |  |  |  | 1108 | 1111 | 1 | FALSE | FALSE | 2 | TRUE | TRUE | 1108 | 1111 | 661823.6047 | 2337205.6036 | 662589.7302 | 2337044.9897 | 1108 | 661823.6047 | 2337205.6036 | 1111 | 662589.7302 | 2337044.9897
VN | 549812462 | LINEVN1018b | 500 | 0.93934 | [5 empty] | 50 | 6 cables - 2 systems | LINESTRING (661823.6046808133 2337205.603587336, 662426.3972644127 2337079.120474632, 662589.730217977 2337044.9896877846) | line | [10 empty] | 6 |  |  |  | 1108 | 1111 | 1 | FALSE | FALSE | 2 | TRUE | TRUE | 1108 | 1111 | 661823.6047 | 2337205.6036 | 662589.7302 | 2337044.9897 | 1108 | 661823.6047 | 2337205.6036 | 1111 | 662589.7302 | 2337044.9897
VN | 549812463 | LINEVN1019 | 500 | 1.1706 | [5 empty] | 50 |  | LINESTRING (662722.2990920797 2336951.4237009417, 663331.5086415634 2336812.4361644834, 663677.5669577877 2336756.0219676318) | line | [10 empty] | 3 |  |  |  | 1110 | 1112 | 1 | FALSE | FALSE | 1 | TRUE | TRUE | 1110 | 1112 | 662722.2991 | 2336951.4237 | 663677.567 | 2336756.022 | 1110 | 662722.2991 | 2336951.4237 | 1112 | 663677.567 | 2336756.022
VN | 549812464 | LINEVN1020 | 500 | 1.1701 | [5 empty] | 50 |  | LINESTRING (662722.2990920797 2336951.4237009417, 663333.9710074675 2336831.293372733, 663677.5669577877 2336756.0219676318) | line | [10 empty] | 3 |  |  |  | 1110 | 1112 | 1 | FALSE | FALSE | 1 | TRUE | TRUE | 1110 | 1112 | 662722.2991 | 2336951.4237 | 663677.567 | 2336756.022 | 1110 | 662722.2991 | 2336951.4237 | 1112 | 663677.567 | 2336756.022
VN | 549812465 | LINEVN1021 | 500 | 1.4121 | [5 empty] | 50 |  | LINESTRING (662589.730217977 2337044.9896877846, 663355.0036754948 2336873.6069324627, 663742.3690948882 2336810.406474994) | line | [10 empty] | 3 |  |  |  | 1111 | 1113 | 1 | FALSE | FALSE | 1 | TRUE | TRUE | 1111 | 1113 | 662589.7302 | 2337044.9897 | 663742.3691 | 2336810.4065 | 1111 | 662589.7302 | 2337044.9897 | 1113 | 663742.3691 | 2336810.4065
VN | 549812466 | LINEVN1022 | 500 | 1.4115 | [5 empty] | 50 |  | LINESTRING (662589.730217977 2337044.9896877846, 663355.9492047335 2336890.3787404103, 663742.3690948882 2336810.406474994) | line | [10 empty] | 3 |  |  |  | 1111 | 1113 | 1 | FALSE | FALSE | 1 | TRUE | TRUE | 1111 | 1113 | 662589.7302 | 2337044.9897 | 663742.3691 | 2336810.4065 | 1111 | 662589.7302 | 2337044.9897 | 1113 | 663742.3691 | 2336810.4065
VN | 549812467 | LINEVN1023 | 500 | 0.78821 | [5 empty] | 50 |  | LINESTRING (667837.829621867 2336034.4733252344, 668115.8384526814 2335974.003673832, 668487.1477573584 2336001.614940582) | line | [10 empty] | 3 |  |  |  | 1114 | 1115 | 1 | FALSE | FALSE | 1 | TRUE | TRUE | 1114 | 1115 | 667837.8296 | 2336034.4733 | 668487.1478 | 2336001.6149 | 1114 | 667837.8296 | 2336034.4733 | 1115 | 668487.1478 | 2336001.6149
VN | 549812468 | LINEVN1024a | 500 | 5.0021 | [5 empty] | 50 | 6 cables - 2 systems | LINESTRING (663742.3690948882 2336810.406474994, 664090.9064168122 2336743.097679716, 664781.8372864678 2336612.0274021234, 664978.8799912777 2336579.0864326563, 665533.2037222075 2336471.338647457, 666144.8624965473 2336356.1477085627, 666581.4951538974 2336273.700508264, 667057.801235449 2336180.5940715256, 667543.5486308162 2336092.4351415634, 667837.829621867 2336034.4733252344) | line | [10 empty] | 6 |  |  |  | 1113 | 1114 | 1 | FALSE | FALSE | 2 | TRUE | TRUE | 1113 | 1114 | 663742.3691 | 2336810.4065 | 667837.8296 | 2336034.4733 | 1113 | 663742.3691 | 2336810.4065 | 1114 | 667837.8296 | 2336034.4733
VN | 549812468 | LINEVN1024b | 500 | 5.0021 | [5 empty] | 50 | 6 cables - 2 systems | LINESTRING (663742.3690948882 2336810.406474994, 664090.9064168122 2336743.097679716, 664781.8372864678 2336612.0274021234, 664978.8799912777 2336579.0864326563, 665533.2037222075 2336471.338647457, 666144.8624965473 2336356.1477085627, 666581.4951538974 2336273.700508264, 667057.801235449 2336180.5940715256, 667543.5486308162 2336092.4351415634, 667837.829621867 2336034.4733252344) | line | [10 empty] | 6 |  |  |  | 1113 | 1114 | 1 | FALSE | FALSE | 2 | TRUE | TRUE | 1113 | 1114 | 663742.3691 | 2336810.4065 | 667837.8296 | 2336034.4733 | 1113 | 663742.3691 | 2336810.4065 | 1114 | 667837.8296 | 2336034.4733
VN | 549812469 | LINEVN1025 | 500 | 0.78336 | [5 empty] | 50 |  | LINESTRING (667837.829621867 2336034.4733252344, 668116.7855184322 2335991.1857829047, 668487.1477573584 2336001.614940582) | line | [10 empty] | 3 |  |  |  | 1114 | 1115 | 1 | FALSE | FALSE | 1 | TRUE | TRUE | 1114 | 1115 | 667837.8296 | 2336034.4733 | 668487.1478 | 2336001.6149 | 1114 | 667837.8296 | 2336034.4733 | 1115 | 668487.1478 | 2336001.6149
VN | 549812470 | LINEVN1026a | 500 | 5.0836 | [5 empty] | 50 | 6 cables - 2 systems | LINESTRING (663677.5669577877 2336756.0219676318, 663913.7399492506 2336711.2778360154, 664112.3850573065 2336671.422876311, 664743.6870927995 2336554.1623542192, 664985.8515460903 2336509.348970833, 665536.0806868775 2336406.132813764, 666124.7116843528 2336295.96916393, 666500.0828755777 2336222.8790911366, 666839.6613384313 2336162.876739927, 667237.6574263327 2336085.5917727435, 667531.2072451515 2336030.9497909523, 667841.2188526993 2335974.9522765507) | line | [10 empty] | 6 |  |  |  | 1112 | 1116 | 1 | FALSE | FALSE | 2 | TRUE | TRUE | 1112 | 1116 | 663677.567 | 2336756.022 | 667841.2189 | 2335974.9523 | 1112 | 663677.567 | 2336756.022 | 1116 | 667841.2189 | 2335974.9523
VN | 549812470 | LINEVN1026b | 500 | 5.0836 | [5 empty] | 50 | 6 cables - 2 systems | LINESTRING (663677.5669577877 2336756.0219676318, 663913.7399492506 2336711.2778360154, 664112.3850573065 2336671.422876311, 664743.6870927995 2336554.1623542192, 664985.8515460903 2336509.348970833, 665536.0806868775 2336406.132813764, 666124.7116843528 2336295.96916393, 666500.0828755777 2336222.8790911366, 666839.6613384313 2336162.876739927, 667237.6574263327 2336085.5917727435, 667531.2072451515 2336030.9497909523, 667841.2188526993 2335974.9522765507) | line | [10 empty] | 6 |  |  |  | 1112 | 1116 | 1 | FALSE | FALSE | 2 | TRUE | TRUE | 1112 | 1116 | 663677.567 | 2336756.022 | 667841.2189 | 2335974.9523 | 1112 | 663677.567 | 2336756.022 | 1116 | 667841.2189 | 2335974.9523
VN | 549812471 | LINEVN1027 | 500 | 0.75772 | [5 empty] | 50 |  | LINESTRING (667841.2188526993 2335974.9522765507, 668108.2971243646 2335907.5731983623, 668462.2913102246 2335945.193651333) | line | [10 empty] | 3 |  |  |  | 1116 | 1117 | 1 | FALSE | FALSE | 1 | TRUE | TRUE | 1116 | 1117 | 667841.2189 | 2335974.9523 | 668462.2913 | 2335945.1937 | 1116 | 667841.2189 | 2335974.9523 | 1117 | 668462.2913 | 2335945.1937
VN | 549812472 | LINEVN1028 | 500 | 0.74878 | [5 empty] | 50 |  | LINESTRING (667841.2188526993 2335974.9522765507, 668109.8244445834 2335936.1320192195, 668462.2913102246 2335945.193651333) | line | [10 empty] | 3 |  |  |  | 1116 | 1117 | 1 | FALSE | FALSE | 1 | TRUE | TRUE | 1116 | 1117 | 667841.2189 | 2335974.9523 | 668462.2913 | 2335945.1937 | 1116 | 667841.2189 | 2335974.9523 | 1117 | 668462.2913 | 2335945.1937
VN | 549812473 | LINEVN1029a | 500 | 0.79955 | [5 empty] | 50 | 6 cables - 2 systems | LINESTRING (668487.1477573584 2336001.614940582, 668886.1585377497 2336030.7580101257, 669151.6544698634 2336050.37142997) | line | [10 empty] | 6 |  |  |  | 1115 | 1118 | 1 | FALSE | FALSE | 2 | TRUE | TRUE | 1115 | 1118 | 668487.1478 | 2336001.6149 | 669151.6545 | 2336050.3714 | 1115 | 668487.1478 | 2336001.6149 | 1118 | 669151.6545 | 2336050.3714
VN | 549812473 | LINEVN1029b | 500 | 0.79955 | [5 empty] | 50 | 6 cables - 2 systems | LINESTRING (668487.1477573584 2336001.614940582, 668886.1585377497 2336030.7580101257, 669151.6544698634 2336050.37142997) | line | [10 empty] | 6 |  |  |  | 1115 | 1118 | 1 | FALSE | FALSE | 2 | TRUE | TRUE | 1115 | 1118 | 668487.1478 | 2336001.6149 | 669151.6545 | 2336050.3714 | 1115 | 668487.1478 | 2336001.6149 | 1118 | 669151.6545 | 2336050.3714
VN | 549812476 | LINEVN1030a | 500 | 0.91534 | [5 empty] | 50 | 6 cables - 2 systems | LINESTRING (668462.2913102246 2335945.193651333, 668839.0745248353 2335975.016612165, 669223.0855583423 2335999.99533291) | line | [10 empty] | 6 |  |  |  | 1117 | 1119 | 1 | FALSE | FALSE | 2 | TRUE | TRUE | 1117 | 1119 | 668462.2913 | 2335945.1937 | 669223.0856 | 2335999.9953 | 1117 | 668462.2913 | 2335945.1937 | 1119 | 669223.0856 | 2335999.9953
VN | 549812476 | LINEVN1030b | 500 | 0.91534 | [5 empty] | 50 | 6 cables - 2 systems | LINESTRING (668462.2913102246 2335945.193651333, 668839.0745248353 2335975.016612165, 669223.0855583423 2335999.99533291) | line | [10 empty] | 6 |  |  |  | 1117 | 1119 | 1 | FALSE | FALSE | 2 | TRUE | TRUE | 1117 | 1119 | 668462.2913 | 2335945.1937 | 669223.0856 | 2335999.9953 | 1117 | 668462.2913 | 2335945.1937 | 1119 | 669223.0856 | 2335999.9953
VN | 549812478 | LINEVN1031 | 500 | 1.4604 | [5 empty] | 50 |  | LINESTRING (669223.0855583423 2335999.99533291, 669783.5556258815 2336050.9777060654, 670432.11066437 2335965.1970589603) | line | [10 empty] | 3 |  |  |  | 1119 | 1120 | 1 | FALSE | FALSE | 1 | TRUE | TRUE | 1119 | 1120 | 669223.0856 | 2335999.9953 | 670432.1107 | 2335965.1971 | 1119 | 669223.0856 | 2335999.9953 | 1120 | 670432.1107 | 2335965.1971
VN | 549812481 | LINEVN1032 | 500 | 1.456 | [5 empty] | 50 |  | LINESTRING (669223.0855583423 2335999.99533291, 669783.4086233093 2336031.9324290226, 670432.11066437 2335965.1970589603) | line | [10 empty] | 3 |  |  |  | 1119 | 1120 | 1 | FALSE | FALSE | 1 | TRUE | TRUE | 1119 | 1120 | 669223.0856 | 2335999.9953 | 670432.1107 | 2335965.1971 | 1119 | 669223.0856 | 2335999.9953 | 1120 | 670432.1107 | 2335965.1971
VN | 549812484 | LINEVN1033 | 500 | 1.7959 | [5 empty] | 50 |  | LINESTRING (669151.6544698634 2336050.37142997, 669788.3171610885 2336096.111677792, 670414.0611042489 2336025.962075516, 670638.7749597252 2335983.79548519) | line | [10 empty] | 3 |  |  |  | 1118 | 1121 | 1 | FALSE | FALSE | 1 | TRUE | TRUE | 1118 | 1121 | 669151.6545 | 2336050.3714 | 670638.775 | 2335983.7955 | 1118 | 669151.6545 | 2336050.3714 | 1121 | 670638.775 | 2335983.7955
VN | 549812486 | LINEVN1034 | 500 | 1.7919 | [5 empty] | 50 |  | LINESTRING (669151.6544698634 2336050.37142997, 669778.667996226 2336079.7366808127, 670407.623325842 2336002.4783769147, 670638.7749597252 2335983.79548519) | line | [10 empty] | 3 |  |  |  | 1118 | 1121 | 1 | FALSE | FALSE | 1 | TRUE | TRUE | 1118 | 1121 | 669151.6545 | 2336050.3714 | 670638.775 | 2335983.7955 | 1118 | 669151.6545 | 2336050.3714 | 1121 | 670638.775 | 2335983.7955
VN | 549812487 | LINEVN1035a | 500 | 6.2707 | [5 empty] | 50 | 6 cables - 2 systems | LINESTRING (670638.7749597252 2335983.79548519, 671260.5254355111 2335914.0678427406, 671536.3518037437 2335878.56617738, 672025.3233652153 2335818.2721712627, 672484.0486717166 2335760.7212306894, 672924.0754761929 2335705.3453213144, 673402.5708679443 2335649.6872025793, 673986.1676727614 2335577.555858847, 674609.4330599691 2335508.9199584676, 675132.6955208638 2335438.2721054014, 675447.0810539091 2335394.7840590286, 675825.9623829087 2335352.8297689254) | line | [10 empty] | 6 |  |  |  | 1121 | 1122 | 1 | FALSE | FALSE | 2 | TRUE | TRUE | 1121 | 1122 | 670638.775 | 2335983.7955 | 675825.9624 | 2335352.8298 | 1121 | 670638.775 | 2335983.7955 | 1122 | 675825.9624 | 2335352.8298
VN | 549812487 | LINEVN1035b | 500 | 6.2707 | [5 empty] | 50 | 6 cables - 2 systems | LINESTRING (670638.7749597252 2335983.79548519, 671260.5254355111 2335914.0678427406, 671536.3518037437 2335878.56617738, 672025.3233652153 2335818.2721712627, 672484.0486717166 2335760.7212306894, 672924.0754761929 2335705.3453213144, 673402.5708679443 2335649.6872025793, 673986.1676727614 2335577.555858847, 674609.4330599691 2335508.9199584676, 675132.6955208638 2335438.2721054014, 675447.0810539091 2335394.7840590286, 675825.9623829087 2335352.8297689254) | line | [10 empty] | 6 |  |  |  | 1121 | 1122 | 1 | FALSE | FALSE | 2 | TRUE | TRUE | 1121 | 1122 | 670638.775 | 2335983.7955 | 675825.9624 | 2335352.8298 | 1121 | 670638.775 | 2335983.7955 | 1122 | 675825.9624 | 2335352.8298
VN | 549812488 | LINEVN1036a | 500 | 6.5599 | [5 empty] | 50 | 6 cables - 2 systems | LINESTRING (670432.11066437 2335965.1970589603, 670944.9031165751 2335905.1175006065, 671203.2676195113 2335873.3047763044, 671479.2295052671 2335837.803519947, 671969.4229088046 2335780.974956877, 672427.9913112167 2335711.6511254446, 672889.6543749467 2335666.752907344, 673391.0468424647 2335606.35162375, 673817.9613418077 2335553.9061214365, 674235.6475120247 2335504.009248032, 674630.6046918351 2335457.0601156475, 675122.2653550812 2335397.0170792546, 675515.1616523964 2335347.1658785595, 675858.2497238102 2335304.411186011) | line | [10 empty] | 6 |  |  |  | 1120 | 1123 | 1 | FALSE | FALSE | 2 | TRUE | TRUE | 1120 | 1123 | 670432.1107 | 2335965.1971 | 675858.2497 | 2335304.4112 | 1120 | 670432.1107 | 2335965.1971 | 1123 | 675858.2497 | 2335304.4112
VN | 549812488 | LINEVN1036b | 500 | 6.5599 | [5 empty] | 50 | 6 cables - 2 systems | LINESTRING (670432.11066437 2335965.1970589603, 670944.9031165751 2335905.1175006065, 671203.2676195113 2335873.3047763044, 671479.2295052671 2335837.803519947, 671969.4229088046 2335780.974956877, 672427.9913112167 2335711.6511254446, 672889.6543749467 2335666.752907344, 673391.0468424647 2335606.35162375, 673817.9613418077 2335553.9061214365, 674235.6475120247 2335504.009248032, 674630.6046918351 2335457.0601156475, 675122.2653550812 2335397.0170792546, 675515.1616523964 2335347.1658785595, 675858.2497238102 2335304.411186011) | line | [10 empty] | 6 |  |  |  | 1120 | 1123 | 1 | FALSE | FALSE | 2 | TRUE | TRUE | 1120 | 1123 | 670432.1107 | 2335965.1971 | 675858.2497 | 2335304.4112 | 1120 | 670432.1107 | 2335965.1971 | 1123 | 675858.2497 | 2335304.4112
VN | 549812489 | LINEVN1037 | 500 | 0.82321 | [5 empty] | 50 |  | LINESTRING (675858.2497238102 2335304.411186011, 676199.0484157556 2335254.4309808775, 676489.6682803339 2335074.962240665) | line | [10 empty] | 3 |  |  |  | 1123 | 1124 | 1 | FALSE | FALSE | 1 | TRUE | TRUE | 1123 | 1124 | 675858.2497 | 2335304.4112 | 676489.6683 | 2335074.9622 | 1123 | 675858.2497 | 2335304.4112 | 1124 | 676489.6683 | 2335074.9622
VN | 549812490 | LINEVN1038 | 500 | 0.83526 | [5 empty] | 50 |  | LINESTRING (675858.2497238102 2335304.411186011, 676206.0721183986 2335274.867855014, 676489.6682803339 2335074.962240665) | line | [10 empty] | 3 |  |  |  | 1123 | 1124 | 1 | FALSE | FALSE | 1 | TRUE | TRUE | 1123 | 1124 | 675858.2497 | 2335304.4112 | 676489.6683 | 2335074.9622 | 1123 | 675858.2497 | 2335304.4112 | 1124 | 676489.6683 | 2335074.9622
VN | 549812491 | LINEVN1039 | 500 | 2.0437 | [5 empty] | 50 |  | LINESTRING (675825.9623829087 2335352.8297689254, 676210.3248784643 2335294.035076747, 676620.8653877716 2335081.479830761, 677004.0910176656 2334830.14277787, 677335.7758054568 2334618.1430784585) | line | [10 empty] | 3 |  |  |  | 1122 | 1125 | 1 | FALSE | FALSE | 1 | TRUE | TRUE | 1122 | 1125 | 675825.9624 | 2335352.8298 | 677335.7758 | 2334618.1431 | 1122 | 675825.9624 | 2335352.8298 | 1125 | 677335.7758 | 2334618.1431
VN | 549812492 | LINEVN1040 | 500 | 2.0546 | [5 empty] | 50 |  | LINESTRING (675825.9623829087 2335352.8297689254, 676217.3959030157 2335311.0068351016, 676632.0575021673 2335102.6590426574, 677013.8180819293 2334845.4825245026, 677335.7758054568 2334618.1430784585) | line | [10 empty] | 3 |  |  |  | 1122 | 1125 | 1 | FALSE | FALSE | 1 | TRUE | TRUE | 1122 | 1125 | 675825.9624 | 2335352.8298 | 677335.7758 | 2334618.1431 | 1122 | 675825.9624 | 2335352.8298 | 1125 | 677335.7758 | 2334618.1431
VN | 549812493 | LINEVN1041a | 500 | 0.42227 | [5 empty] | 50 | 6 cables - 2 systems | LINESTRING (677335.7758054568 2334618.1430784585, 677633.071249672 2334429.884207512) | line | [10 empty] | 6 |  |  |  | 1125 | 1126 | 1 | FALSE | FALSE | 2 | TRUE | TRUE | 1125 | 1126 | 677335.7758 | 2334618.1431 | 677633.0712 | 2334429.8842 | 1125 | 677335.7758 | 2334618.1431 | 1126 | 677633.0712 | 2334429.8842
VN | 549812493 | LINEVN1041b | 500 | 0.42227 | [5 empty] | 50 | 6 cables - 2 systems | LINESTRING (677335.7758054568 2334618.1430784585, 677633.071249672 2334429.884207512) | line | [10 empty] | 6 |  |  |  | 1125 | 1126 | 1 | FALSE | FALSE | 2 | TRUE | TRUE | 1125 | 1126 | 677335.7758 | 2334618.1431 | 677633.0712 | 2334429.8842 | 1125 | 677335.7758 | 2334618.1431 | 1126 | 677633.0712 | 2334429.8842
VN | 549812494 | LINEVN1042a | 500 | 1.63 | [5 empty] | 50 | 6 cables - 2 systems | LINESTRING (676489.6682803339 2335074.962240665, 676983.5281169363 2334746.8024890977, 677373.4256033578 2334485.9668630906, 677620.2961810014 2334322.1013743524) | line | [10 empty] | 6 |  |  |  | 1124 | 1127 | 1 | FALSE | FALSE | 2 | TRUE | TRUE | 1124 | 1127 | 676489.6683 | 2335074.9622 | 677620.2962 | 2334322.1014 | 1124 | 676489.6683 | 2335074.9622 | 1127 | 677620.2962 | 2334322.1014
VN | 549812494 | LINEVN1042b | 500 | 1.63 | [5 empty] | 50 | 6 cables - 2 systems | LINESTRING (676489.6682803339 2335074.962240665, 676983.5281169363 2334746.8024890977, 677373.4256033578 2334485.9668630906, 677620.2961810014 2334322.1013743524) | line | [10 empty] | 6 |  |  |  | 1124 | 1127 | 1 | FALSE | FALSE | 2 | TRUE | TRUE | 1124 | 1127 | 676489.6683 | 2335074.9622 | 677620.2962 | 2334322.1014 | 1124 | 676489.6683 | 2335074.9622 | 1127 | 677620.2962 | 2334322.1014
VN | 549812495 | LINEVN1043 | 500 | 1.2803 | [5 empty] | 50 |  | LINESTRING (677620.2961810014 2334322.1013743524, 677992.3226692128 2334066.00287541, 678580.8128040179 2334245.590046113) | line | [10 empty] | 3 |  |  |  | 1127 | 1128 | 1 | FALSE | FALSE | 1 | TRUE | TRUE | 1127 | 1128 | 677620.2962 | 2334322.1014 | 678580.8128 | 2334245.59 | 1127 | 677620.2962 | 2334322.1014 | 1128 | 678580.8128 | 2334245.59
VN | 549812496 | LINEVN1044 | 500 | 1.2571 | [5 empty] | 50 |  | LINESTRING (677620.2961810014 2334322.1013743524, 677993.5362465465 2334089.356522035, 678580.8128040179 2334245.590046113) | line | [10 empty] | 3 |  |  |  | 1127 | 1128 | 1 | FALSE | FALSE | 1 | TRUE | TRUE | 1127 | 1128 | 677620.2962 | 2334322.1014 | 678580.8128 | 2334245.59 | 1127 | 677620.2962 | 2334322.1014 | 1128 | 678580.8128 | 2334245.59
VN | 549812497 | LINEVN1045 | 500 | 0.97202 | [5 empty] | 50 |  | LINESTRING (677633.071249672 2334429.884207512, 677938.8900563422 2334214.007759724, 678362.235054554 2334316.938544291) | line | [10 empty] | 3 |  |  |  | 1126 | 1129 | 1 | FALSE | FALSE | 1 | TRUE | TRUE | 1126 | 1129 | 677633.0712 | 2334429.8842 | 678362.2351 | 2334316.9385 | 1126 | 677633.0712 | 2334429.8842 | 1129 | 678362.2351 | 2334316.9385
VN | 549812498 | LINEVN1046 | 500 | 0.94847 | [5 empty] | 50 |  | LINESTRING (677633.071249672 2334429.884207512, 677943.2241010675 2334238.9894223083, 678362.235054554 2334316.938544291) | line | [10 empty] | 3 |  |  |  | 1126 | 1129 | 1 | FALSE | FALSE | 1 | TRUE | TRUE | 1126 | 1129 | 677633.0712 | 2334429.8842 | 678362.2351 | 2334316.9385 | 1126 | 677633.0712 | 2334429.8842 | 1129 | 678362.2351 | 2334316.9385
VN | 549812499 | LINEVN1047a | 500 | 0.41266 | [5 empty] | 50 | 6 cables - 2 systems | LINESTRING (678580.8128040179 2334245.590046113, 678910.4222163274 2334343.6361490972) | line | [10 empty] | 6 |  |  |  | 1128 | 1130 | 1 | FALSE | FALSE | 2 | TRUE | TRUE | 1128 | 1130 | 678580.8128 | 2334245.59 | 678910.4222 | 2334343.6361 | 1128 | 678580.8128 | 2334245.59 | 1130 | 678910.4222 | 2334343.6361
VN | 549812499 | LINEVN1047b | 500 | 0.41266 | [5 empty] | 50 | 6 cables - 2 systems | LINESTRING (678580.8128040179 2334245.590046113, 678910.4222163274 2334343.6361490972) | line | [10 empty] | 6 |  |  |  | 1128 | 1130 | 1 | FALSE | FALSE | 2 | TRUE | TRUE | 1128 | 1130 | 678580.8128 | 2334245.59 | 678910.4222 | 2334343.6361 | 1128 | 678580.8128 | 2334245.59 | 1130 | 678910.4222 | 2334343.6361
VN | 549812500 | LINEVN1048a | 500 | 0.49791 | [5 empty] | 50 | 6 cables - 2 systems | LINESTRING (678362.235054554 2334316.938544291, 678767.6215984771 2334405.402892819) | line | [10 empty] | 6 |  |  |  | 1129 | 1131 | 1 | FALSE | FALSE | 2 | TRUE | TRUE | 1129 | 1131 | 678362.2351 | 2334316.9385 | 678767.6216 | 2334405.4029 | 1129 | 678362.2351 | 2334316.9385 | 1131 | 678767.6216 | 2334405.4029
VN | 549812500 | LINEVN1048b | 500 | 0.49791 | [5 empty] | 50 | 6 cables - 2 systems | LINESTRING (678362.235054554 2334316.938544291, 678767.6215984771 2334405.402892819) | line | [10 empty] | 6 |  |  |  | 1129 | 1131 | 1 | FALSE | FALSE | 2 | TRUE | TRUE | 1129 | 1131 | 678362.2351 | 2334316.9385 | 678767.6216 | 2334405.4029 | 1129 | 678362.2351 | 2334316.9385 | 1131 | 678767.6216 | 2334405.4029
VN | 549812501 | LINEVN1049 | 500 | 0.94956 | [5 empty] | 50 |  | LINESTRING (678910.4222163274 2334343.6361490972, 679167.6876245956 2334405.4395556664, 679682.1368775709 2334292.439105461) | line | [10 empty] | 3 |  |  |  | 1130 | 1132 | 1 | FALSE | FALSE | 1 | TRUE | TRUE | 1130 | 1132 | 678910.4222 | 2334343.6361 | 679682.1369 | 2334292.4391 | 1130 | 678910.4222 | 2334343.6361 | 1132 | 679682.1369 | 2334292.4391
VN | 549812502 | LINEVN1050 | 500 | 0.96513 | [5 empty] | 50 |  | LINESTRING (678910.4222163274 2334343.6361490972, 679167.6948123883 2334430.6516021336, 679682.1368775709 2334292.439105461) | line | [10 empty] | 3 |  |  |  | 1130 | 1132 | 1 | FALSE | FALSE | 1 | TRUE | TRUE | 1130 | 1132 | 678910.4222 | 2334343.6361 | 679682.1369 | 2334292.4391 | 1130 | 678910.4222 | 2334343.6361 | 1132 | 679682.1369 | 2334292.4391
VN | 549812503 | LINEVN1051 | 500 | 1.1384 | [5 empty] | 50 |  | LINESTRING (678767.6215984771 2334405.402892819, 679150.6268978678 2334475.354264403, 679696.9139731152 2334355.358588509) | line | [10 empty] | 3 |  |  |  | 1131 | 1133 | 1 | FALSE | FALSE | 1 | TRUE | TRUE | 1131 | 1133 | 678767.6216 | 2334405.4029 | 679696.914 | 2334355.3586 | 1131 | 678767.6216 | 2334405.4029 | 1133 | 679696.914 | 2334355.3586
VN | 549812504 | LINEVN1052 | 500 | 1.1509 | [5 empty] | 50 |  | LINESTRING (678767.6215984771 2334405.402892819, 679150.9222266689 2334498.90856709, 679696.9139731152 2334355.358588509) | line | [10 empty] | 3 |  |  |  | 1131 | 1133 | 1 | FALSE | FALSE | 1 | TRUE | TRUE | 1131 | 1133 | 678767.6216 | 2334405.4029 | 679696.914 | 2334355.3586 | 1131 | 678767.6216 | 2334405.4029 | 1133 | 679696.914 | 2334355.3586
VN | 549812505 | LINEVN1053a | 500 | 2.1072 | [5 empty] | 50 | 6 cables - 2 systems | LINESTRING (679682.1368775709 2334292.439105461, 680140.9805240118 2334180.6526961206, 680729.4935821816 2334037.034030666, 680985.5951034997 2333975.560297818, 681388.2945568236 2333877.1770210187) | line | [10 empty] | 6 |  |  |  | 1132 | 1134 | 1 | FALSE | FALSE | 2 | TRUE | TRUE | 1132 | 1134 | 679682.1369 | 2334292.4391 | 681388.2946 | 2333877.177 | 1132 | 679682.1369 | 2334292.4391 | 1134 | 681388.2946 | 2333877.177
VN | 549812505 | LINEVN1053b | 500 | 2.1072 | [5 empty] | 50 | 6 cables - 2 systems | LINESTRING (679682.1368775709 2334292.439105461, 680140.9805240118 2334180.6526961206, 680729.4935821816 2334037.034030666, 680985.5951034997 2333975.560297818, 681388.2945568236 2333877.1770210187) | line | [10 empty] | 6 |  |  |  | 1132 | 1134 | 1 | FALSE | FALSE | 2 | TRUE | TRUE | 1132 | 1134 | 679682.1369 | 2334292.4391 | 681388.2946 | 2333877.177 | 1132 | 679682.1369 | 2334292.4391 | 1134 | 681388.2946 | 2333877.177
VN | 549812506 | LINEVN1054 | 500 | 1.2708 | [5 empty] | 50 |  | LINESTRING (681388.2945568236 2333877.1770210187, 682006.207077688 2333736.5598718715, 682417.1187360317 2333626.9305428974) | line | [10 empty] | 3 |  |  |  | 1134 | 1135 | 1 | FALSE | FALSE | 1 | TRUE | TRUE | 1134 | 1135 | 681388.2946 | 2333877.177 | 682417.1187 | 2333626.9305 | 1134 | 681388.2946 | 2333877.177 | 1135 | 682417.1187 | 2333626.9305
VN | 549812507 | LINEVN1055 | 500 | 1.2707 | [5 empty] | 50 |  | LINESTRING (681388.2945568236 2333877.1770210187, 682001.7736796156 2333721.131214761, 682417.1187360317 2333626.9305428974) | line | [10 empty] | 3 |  |  |  | 1134 | 1135 | 1 | FALSE | FALSE | 1 | TRUE | TRUE | 1134 | 1135 | 681388.2946 | 2333877.177 | 682417.1187 | 2333626.9305 | 1134 | 681388.2946 | 2333877.177 | 1135 | 682417.1187 | 2333626.9305
VN | 549812508 | LINEVN1056a | 500 | 4.1497 | [5 empty] | 50 | 6 cables - 2 systems | LINESTRING (682417.1187360317 2333626.9305428974, 682791.6101917817 2333535.6099262172, 683268.908673688 2333422.715641074, 683704.6339607101 2333314.9089483498, 684189.6692254166 2333197.276258946, 684939.1201473514 2333013.606945591, 685107.3695257737 2332973.0918599446, 685513.3029976948 2332876.911634453, 685778.5146522184 2332814.9136592755) | line | [10 empty] | 6 |  |  |  | 1135 | 1136 | 1 | FALSE | FALSE | 2 | TRUE | TRUE | 1135 | 1136 | 682417.1187 | 2333626.9305 | 685778.5147 | 2332814.9137 | 1135 | 682417.1187 | 2333626.9305 | 1136 | 685778.5147 | 2332814.9137
VN | 549812508 | LINEVN1056b | 500 | 4.1497 | [5 empty] | 50 | 6 cables - 2 systems | LINESTRING (682417.1187360317 2333626.9305428974, 682791.6101917817 2333535.6099262172, 683268.908673688 2333422.715641074, 683704.6339607101 2333314.9089483498, 684189.6692254166 2333197.276258946, 684939.1201473514 2333013.606945591, 685107.3695257737 2332973.0918599446, 685513.3029976948 2332876.911634453, 685778.5146522184 2332814.9136592755) | line | [10 empty] | 6 |  |  |  | 1135 | 1136 | 1 | FALSE | FALSE | 2 | TRUE | TRUE | 1135 | 1136 | 682417.1187 | 2333626.9305 | 685778.5147 | 2332814.9137 | 1135 | 682417.1187 | 2333626.9305 | 1136 | 685778.5147 | 2332814.9137
VN | 549812509 | LINEVN1057a | 500 | 7.1841 | [5 empty] | 50 | 6 cables - 2 systems | LINESTRING (679696.9139731152 2334355.358588509, 680146.4882206533 2334237.7914809976, 680555.2760159819 2334141.1161146713, 680916.3025600938 2334055.8416383713, 681168.0872464261 2333993.9026853875, 681518.6493316257 2333910.3309565573, 682074.0379565423 2333777.345404604, 682787.1000752563 2333603.3024995974, 683148.190947365 2333513.779288153, 683598.0756603647 2333410.7110088025, 684146.431607197 2333275.4884758783, 685040.0676689321 2333058.9387401678, 685513.8499507892 2332940.243078805) | line | [10 empty] | 6 |  |  |  | 1133 | 1137 | 1 | FALSE | FALSE | 2 | TRUE | TRUE | 1133 | 1137 | 679696.914 | 2334355.3586 | 685513.85 | 2332940.2431 | 1133 | 679696.914 | 2334355.3586 | 1137 | 685513.85 | 2332940.2431
VN | 549812509 | LINEVN1057b | 500 | 7.1841 | [5 empty] | 50 | 6 cables - 2 systems | LINESTRING (679696.9139731152 2334355.358588509, 680146.4882206533 2334237.7914809976, 680555.2760159819 2334141.1161146713, 680916.3025600938 2334055.8416383713, 681168.0872464261 2333993.9026853875, 681518.6493316257 2333910.3309565573, 682074.0379565423 2333777.345404604, 682787.1000752563 2333603.3024995974, 683148.190947365 2333513.779288153, 683598.0756603647 2333410.7110088025, 684146.431607197 2333275.4884758783, 685040.0676689321 2333058.9387401678, 685513.8499507892 2332940.243078805) | line | [10 empty] | 6 |  |  |  | 1133 | 1137 | 1 | FALSE | FALSE | 2 | TRUE | TRUE | 1133 | 1137 | 679696.914 | 2334355.3586 | 685513.85 | 2332940.2431 | 1133 | 679696.914 | 2334355.3586 | 1137 | 685513.85 | 2332940.2431
VN | 549812510 | LINEVN1058 | 500 | 4.6106 | [5 empty] | 50 |  | LINESTRING (685513.8499507892 2332940.243078805, 685818.0599611836 2332855.2532829773, 687004.492442019 2332849.371209218, 687187.2026001723 2332879.840262391, 687725.0147868856 2332929.718929618, 688836.9886015403 2333031.0518763396, 689331.9633599364 2333085.211564185) | line | [10 empty] | 3 |  |  |  | 1137 | 1138 | 1 | FALSE | FALSE | 1 | TRUE | TRUE | 1137 | 1138 | 685513.85 | 2332940.2431 | 689331.9634 | 2333085.2116 | 1137 | 685513.85 | 2332940.2431 | 1138 | 689331.9634 | 2333085.2116
VN | 549812511 | LINEVN1059 | 500 | 1.006 | [5 empty] | 50 |  | LINESTRING (685778.5146522184 2332814.9136592755, 686351.1751481765 2332666.3036736525, 686595.9772118705 2332697.0559690897) | line | [10 empty] | 3 |  |  |  | 1136 | 1139 | 1 | FALSE | FALSE | 1 | TRUE | TRUE | 1136 | 1139 | 685778.5147 | 2332814.9137 | 686595.9772 | 2332697.056 | 1136 | 685778.5147 | 2332814.9137 | 1139 | 686595.9772 | 2332697.056
VN | 549812512 | LINEVN1060 | 500 | 0.99915 | [5 empty] | 50 |  | LINESTRING (685778.5146522184 2332814.9136592755, 686353.4944759934 2332683.6588014206, 686595.9772118705 2332697.0559690897) | line | [10 empty] | 3 |  |  |  | 1136 | 1139 | 1 | FALSE | FALSE | 1 | TRUE | TRUE | 1136 | 1139 | 685778.5147 | 2332814.9137 | 686595.9772 | 2332697.056 | 1136 | 685778.5147 | 2332814.9137 | 1139 | 686595.9772 | 2332697.056
VN | 549812513 | LINEVN1061a | 500 | 0.95951 | [5 empty] | 50 | 6 cables - 2 systems | LINESTRING (686595.9772118705 2332697.0559690897, 687168.6029222946 2332762.135309576, 687390.8660930907 2332783.4318880723) | line | [10 empty] | 6 |  |  |  | 1139 | 1140 | 1 | FALSE | FALSE | 2 | TRUE | TRUE | 1139 | 1140 | 686595.9772 | 2332697.056 | 687390.8661 | 2332783.4319 | 1139 | 686595.9772 | 2332697.056 | 1140 | 687390.8661 | 2332783.4319
VN | 549812513 | LINEVN1061b | 500 | 0.95951 | [5 empty] | 50 | 6 cables - 2 systems | LINESTRING (686595.9772118705 2332697.0559690897, 687168.6029222946 2332762.135309576, 687390.8660930907 2332783.4318880723) | line | [10 empty] | 6 |  |  |  | 1139 | 1140 | 1 | FALSE | FALSE | 2 | TRUE | TRUE | 1139 | 1140 | 686595.9772 | 2332697.056 | 687390.8661 | 2332783.4319 | 1139 | 686595.9772 | 2332697.056 | 1140 | 687390.8661 | 2332783.4319
VN | 549812514 | LINEVN1062 | 500 | 4.6022 | [5 empty] | 50 |  | LINESTRING (685513.8499507892 2332940.243078805, 685827.014292956 2332876.835153396, 686998.8228861614 2332875.6273350683, 687187.2026001723 2332879.840262391, 687720.5373698081 2332956.132389996, 688836.0345044276 2333053.629881569, 689331.9633599364 2333085.211564185) | line | [10 empty] | 3 |  |  |  | 1137 | 1138 | 1 | FALSE | FALSE | 1 | TRUE | TRUE | 1137 | 1138 | 685513.85 | 2332940.2431 | 689331.9634 | 2333085.2116 | 1137 | 685513.85 | 2332940.2431 | 1138 | 689331.9634 | 2333085.2116
VN | 549812515 | LINEVN1063a | 500 | 0.45841 | [5 empty] | 50 | 6 cables - 2 systems | LINESTRING (689347.5689029938 2333000.1833576346, 689728.0699289356 2333034.0542719876) | line | [10 empty] | 6 |  |  |  | 1141 | 1142 | 1 | FALSE | FALSE | 2 | TRUE | TRUE | 1141 | 1142 | 689347.5689 | 2333000.1834 | 689728.0699 | 2333034.0543 | 1141 | 689347.5689 | 2333000.1834 | 1142 | 689728.0699 | 2333034.0543
VN | 549812515 | LINEVN1063b | 500 | 0.45841 | [5 empty] | 50 | 6 cables - 2 systems | LINESTRING (689347.5689029938 2333000.1833576346, 689728.0699289356 2333034.0542719876) | line | [10 empty] | 6 |  |  |  | 1141 | 1142 | 1 | FALSE | FALSE | 2 | TRUE | TRUE | 1141 | 1142 | 689347.5689 | 2333000.1834 | 689728.0699 | 2333034.0543 | 1141 | 689347.5689 | 2333000.1834 | 1142 | 689728.0699 | 2333034.0543
VN | 549812516 | LINEVN1064 | 500 | 2.3628 | [5 empty] | 50 |  | LINESTRING (687390.8660930907 2332783.4318880723, 687855.8506526463 2332846.4081824776, 688886.8466147189 2332961.2413703064, 689347.5689029938 2333000.1833576346) | line | [10 empty] | 3 |  |  |  | 1140 | 1141 | 1 | FALSE | FALSE | 1 | TRUE | TRUE | 1140 | 1141 | 687390.8661 | 2332783.4319 | 689347.5689 | 2333000.1834 | 1140 | 687390.8661 | 2332783.4319 | 1141 | 689347.5689 | 2333000.1834
VN | 549812517 | LINEVN1065 | 500 | 2.3625 | [5 empty] | 50 |  | LINESTRING (687390.8660930907 2332783.4318880723, 687860.1144915768 2332826.923968479, 688888.4383987153 2332943.7974430406, 689347.5689029938 2333000.1833576346) | line | [10 empty] | 3 |  |  |  | 1140 | 1141 | 1 | FALSE | FALSE | 1 | TRUE | TRUE | 1140 | 1141 | 687390.8661 | 2332783.4319 | 689347.5689 | 2333000.1834 | 1140 | 687390.8661 | 2332783.4319 | 1141 | 689347.5689 | 2333000.1834
VN | 549812518 | LINEVN1066a | 500 | 0.39948 | [5 empty] | 50 | 6 cables - 2 systems | LINESTRING (689331.9633599364 2333085.211564185, 689664.0916654372 2333107.8640438225) | line | [10 empty] | 6 |  |  |  | 1138 | 1143 | 1 | FALSE | FALSE | 2 | TRUE | TRUE | 1138 | 1143 | 689331.9634 | 2333085.2116 | 689664.0917 | 2333107.864 | 1138 | 689331.9634 | 2333085.2116 | 1143 | 689664.0917 | 2333107.864
VN | 549812518 | LINEVN1066b | 500 | 0.39948 | [5 empty] | 50 | 6 cables - 2 systems | LINESTRING (689331.9633599364 2333085.211564185, 689664.0916654372 2333107.8640438225) | line | [10 empty] | 6 |  |  |  | 1138 | 1143 | 1 | FALSE | FALSE | 2 | TRUE | TRUE | 1138 | 1143 | 689331.9634 | 2333085.2116 | 689664.0917 | 2333107.864 | 1138 | 689331.9634 | 2333085.2116 | 1143 | 689664.0917 | 2333107.864
VN | 549812519 | LINEVN1067 | 500 | 3.8476 | [5 empty] | 50 |  | LINESTRING (689728.0699289356 2333034.0542719876, 690312.3005346543 2333107.272701538, 690722.3525917694 2333007.9432298196, 691105.0095155337 2332928.1166969584, 691825.8737117982 2332756.335657688, 692082.4816421831 2332706.251316674, 692861.8466359633 2332515.925690687) | line | [10 empty] | 3 |  |  |  | 1142 | 1033 | 1 | FALSE | FALSE | 1 | TRUE | TRUE | 1142 | 1033 | 689728.0699 | 2333034.0543 | 692861.8466 | 2332515.9257 | 1142 | 689728.0699 | 2333034.0543 | 1033 | 692861.8466 | 2332515.9257
VN | 549812520 | LINEVN1068a | 500 | 1.7016 | [5 empty] | 50 | 6 cables - 2 systems | LINESTRING (694677.4805810053 2332185.661832766, 694013.783229077 2332337.907054898, 693294.2649395182 2332497.830293346) | line | [10 empty] | 6 |  |  |  | 1144 | 1145 | 1 | FALSE | FALSE | 2 | TRUE | TRUE | 1144 | 1145 | 694677.4806 | 2332185.6618 | 693294.2649 | 2332497.8303 | 1144 | 694677.4806 | 2332185.6618 | 1145 | 693294.2649 | 2332497.8303
VN | 549812520 | LINEVN1068b | 500 | 1.7016 | [5 empty] | 50 | 6 cables - 2 systems | LINESTRING (694677.4805810053 2332185.661832766, 694013.783229077 2332337.907054898, 693294.2649395182 2332497.830293346) | line | [10 empty] | 6 |  |  |  | 1144 | 1145 | 1 | FALSE | FALSE | 2 | TRUE | TRUE | 1144 | 1145 | 694677.4806 | 2332185.6618 | 693294.2649 | 2332497.8303 | 1144 | 694677.4806 | 2332185.6618 | 1145 | 693294.2649 | 2332497.8303
VN | 549812521 | LINEVN1069 | 500 | 4.4551 | [5 empty] | 50 |  | LINESTRING (689664.0916654372 2333107.8640438225, 690466.4056734798 2333170.292307377, 690755.7279918129 2333098.385760345, 691139.9416655356 2332979.9218701147, 691892.4781879863 2332805.6088079945, 692852.0813296038 2332588.6957937456, 693294.2649395182 2332497.830293346) | line | [10 empty] | 3 |  |  |  | 1143 | 1145 | 1 | FALSE | FALSE | 1 | TRUE | TRUE | 1143 | 1145 | 689664.0917 | 2333107.864 | 693294.2649 | 2332497.8303 | 1143 | 689664.0917 | 2333107.864 | 1145 | 693294.2649 | 2332497.8303
VN | 549812522 | LINEVN1070 | 500 | 4.4619 | [5 empty] | 50 |  | LINESTRING (693294.2649395182 2332497.830293346, 692855.4099347421 2332613.394678423, 691895.9358747504 2332831.8369760867, 691138.8045483467 2333006.373500337, 690755.7279918129 2333098.385760345, 690468.0150044486 2333188.45963846, 689664.0916654372 2333107.8640438225) | line | [10 empty] | 3 |  |  |  | 1145 | 1143 | 1 | FALSE | FALSE | 1 | TRUE | TRUE | 1145 | 1143 | 693294.2649 | 2332497.8303 | 689664.0917 | 2333107.864 | 1145 | 693294.2649 | 2332497.8303 | 1143 | 689664.0917 | 2333107.864
VN | 549812523 | LINEVN1071 | 500 | 3.8411 | [5 empty] | 50 |  | LINESTRING (689728.0699289356 2333034.0542719876, 690311.2442132356 2333089.7982987054, 690722.3525917694 2333007.9432298196, 691105.3542989636 2332909.9718309115, 691825.8737117982 2332756.335657688, 692077.9735103161 2332686.377967869, 692861.8466359633 2332515.925690687) | line | [10 empty] | 3 |  |  |  | 1142 | 1033 | 1 | FALSE | FALSE | 1 | TRUE | TRUE | 1142 | 1033 | 689728.0699 | 2333034.0543 | 692861.8466 | 2332515.9257 | 1142 | 689728.0699 | 2333034.0543 | 1033 | 692861.8466 | 2332515.9257
VN | 549812524 | LINEVN1072 | 500 | 1.706 | [5 empty] | 50 |  | LINESTRING (695328.0801693131 2331963.5806086273, 696183.4448958513 2331765.33268308, 696726.9275268288 2331754.17869162) | line | [10 empty] | 3 |  |  |  | 1034 | 1146 | 1 | FALSE | FALSE | 1 | TRUE | TRUE | 1034 | 1146 | 695328.0802 | 2331963.5806 | 696726.9275 | 2331754.1787 | 1034 | 695328.0802 | 2331963.5806 | 1146 | 696726.9275 | 2331754.1787
VN | 549812525 | LINEVN1073 | 500 | 1.7019 | [5 empty] | 50 |  | LINESTRING (695328.0801693131 2331963.5806086273, 696184.3425964365 2331784.2899451596, 696726.9275268288 2331754.17869162) | line | [10 empty] | 3 |  |  |  | 1034 | 1146 | 1 | FALSE | FALSE | 1 | TRUE | TRUE | 1034 | 1146 | 695328.0802 | 2331963.5806 | 696726.9275 | 2331754.1787 | 1034 | 695328.0802 | 2331963.5806 | 1146 | 696726.9275 | 2331754.1787
VN | 549812526 | LINEVN1074a | 500 | 1.6043 | [5 empty] | 50 | 6 cables - 2 systems | LINESTRING (697836.5740985693 2331857.4477248215, 698077.322751093 2331842.86513808, 698345.2359231004 2331819.1215882865, 698800.6971991474 2331788.6317814155, 699169.7380837002 2331758.2876737895) | line | [10 empty] | 6 |  |  |  | 1147 | 1148 | 1 | FALSE | FALSE | 2 | TRUE | TRUE | 1147 | 1148 | 697836.5741 | 2331857.4477 | 699169.7381 | 2331758.2877 | 1147 | 697836.5741 | 2331857.4477 | 1148 | 699169.7381 | 2331758.2877
VN | 549812526 | LINEVN1074b | 500 | 1.6043 | [5 empty] | 50 | 6 cables - 2 systems | LINESTRING (697836.5740985693 2331857.4477248215, 698077.322751093 2331842.86513808, 698345.2359231004 2331819.1215882865, 698800.6971991474 2331788.6317814155, 699169.7380837002 2331758.2876737895) | line | [10 empty] | 6 |  |  |  | 1147 | 1148 | 1 | FALSE | FALSE | 2 | TRUE | TRUE | 1147 | 1148 | 697836.5741 | 2331857.4477 | 699169.7381 | 2331758.2877 | 1147 | 697836.5741 | 2331857.4477 | 1148 | 699169.7381 | 2331758.2877
VN | 549812527 | LINEVN1075 | 500 | 3.8199 | [5 empty] | 50 |  | LINESTRING (694677.4805810053 2332185.661832766, 695386.7570292426 2332022.75193187, 696288.3893801466 2331955.1245199656, 697128.05971678 2331894.4367599967, 697836.5740985693 2331857.4477248215) | line | [10 empty] | 3 |  |  |  | 1144 | 1147 | 1 | FALSE | FALSE | 1 | TRUE | TRUE | 1144 | 1147 | 694677.4806 | 2332185.6618 | 697836.5741 | 2331857.4477 | 1144 | 694677.4806 | 2332185.6618 | 1147 | 697836.5741 | 2331857.4477
VN | 549812528 | LINEVN1076 | 500 | 0.59414 | [5 empty] | 50 |  | LINESTRING (699169.7380837002 2331758.2876737895, 699355.164119357 2331754.2862311704, 699625.0434409394 2331602.4759264444) | line | [10 empty] | 3 |  |  |  | 1148 | 1149 | 1 | FALSE | FALSE | 1 | TRUE | TRUE | 1148 | 1149 | 699169.7381 | 2331758.2877 | 699625.0434 | 2331602.4759 | 1148 | 699169.7381 | 2331758.2877 | 1149 | 699625.0434 | 2331602.4759
VN | 549812529 | LINEVN1077 | 500 | 3.8162 | [5 empty] | 50 |  | LINESTRING (694677.4805810053 2332185.661832766, 695389.1549116551 2332044.1186397322, 696294.1883904862 2331983.1869446887, 697135.2088244885 2331914.6203019843, 697836.5740985693 2331857.4477248215) | line | [10 empty] | 3 |  |  |  | 1144 | 1147 | 1 | FALSE | FALSE | 1 | TRUE | TRUE | 1144 | 1147 | 694677.4806 | 2332185.6618 | 697836.5741 | 2331857.4477 | 1144 | 694677.4806 | 2332185.6618 | 1147 | 697836.5741 | 2331857.4477
VN | 549812530 | LINEVN1078 | 500 | 0.58421 | [5 empty] | 50 |  | LINESTRING (699169.7380837002 2331758.2876737895, 699349.5522159535 2331734.396850361, 699625.0434409394 2331602.4759264444) | line | [10 empty] | 3 |  |  |  | 1148 | 1149 | 1 | FALSE | FALSE | 1 | TRUE | TRUE | 1148 | 1149 | 699169.7381 | 2331758.2877 | 699625.0434 | 2331602.4759 | 1148 | 699169.7381 | 2331758.2877 | 1149 | 699625.0434 | 2331602.4759
VN | 549812531 | LINEVN1079 | 500 | 0.41009 | [5 empty] | 50 |  | LINESTRING (699125.7678211513 2331669.823010704, 699317.1952636879 2331653.4576079953, 699454.1493283093 2331593.228439382) | line | [10 empty] | 3 |  |  |  | 1150 | 433 | 1 | FALSE | FALSE | 1 | TRUE | TRUE | 1150 | 433 | 699125.7678 | 2331669.823 | 699454.1493 | 2331593.2284 | 1150 | 699125.7678 | 2331669.823 | 433 | 699454.1493 | 2331593.2284
VN | 549812532 | LINEVN1080a | 500 | 2.8807 | [5 empty] | 50 | 6 cables - 2 systems | LINESTRING (696726.9275268288 2331754.17869162, 697112.0573143503 2331739.7489744765, 697514.5188532213 2331730.174816863, 698107.8138594723 2331712.0309226164, 698361.2401471194 2331693.5400377205, 698772.8450215323 2331683.7625912344, 699125.7678211513 2331669.823010704) | line | [10 empty] | 6 |  |  |  | 1146 | 1150 | 1 | FALSE | FALSE | 2 | TRUE | TRUE | 1146 | 1150 | 696726.9275 | 2331754.1787 | 699125.7678 | 2331669.823 | 1146 | 696726.9275 | 2331754.1787 | 1150 | 699125.7678 | 2331669.823
VN | 549812532 | LINEVN1080b | 500 | 2.8807 | [5 empty] | 50 | 6 cables - 2 systems | LINESTRING (696726.9275268288 2331754.17869162, 697112.0573143503 2331739.7489744765, 697514.5188532213 2331730.174816863, 698107.8138594723 2331712.0309226164, 698361.2401471194 2331693.5400377205, 698772.8450215323 2331683.7625912344, 699125.7678211513 2331669.823010704) | line | [10 empty] | 6 |  |  |  | 1146 | 1150 | 1 | FALSE | FALSE | 2 | TRUE | TRUE | 1146 | 1150 | 696726.9275 | 2331754.1787 | 699125.7678 | 2331669.823 | 1146 | 696726.9275 | 2331754.1787 | 1150 | 699125.7678 | 2331669.823
VN | 549812533 | LINEVN1081 | 500 | 0.42072 | [5 empty] | 50 |  | LINESTRING (699125.7678211513 2331669.823010704, 699322.0012001531 2331672.9607586293, 699454.1493283093 2331593.228439382) | line | [10 empty] | 3 |  |  |  | 1150 | 433 | 1 | FALSE | FALSE | 1 | TRUE | TRUE | 1150 | 433 | 699125.7678 | 2331669.823 | 699454.1493 | 2331593.2284 | 1150 | 699125.7678 | 2331669.823 | 433 | 699454.1493 | 2331593.2284
VN | 549812534 | LINEVN1082a | 500 | 0.28596 | [5 empty] | 50 | 6 cables - 2 systems | LINESTRING (703333.3295281515 2329585.8528709663, 703543.3531904885 2329473.2643781775) | line | [10 empty] | 6 | 2 |  |  | 1151 | 1152 | 1 | FALSE | FALSE | 2 | TRUE | TRUE | 1151 | 1152 | 703333.3295 | 2329585.8529 | 703543.3532 | 2329473.2644 | 1151 | 703333.3295 | 2329585.8529 | 1152 | 703543.3532 | 2329473.2644
VN | 549812534 | LINEVN1082b | 500 | 0.28596 | [5 empty] | 50 | 6 cables - 2 systems | LINESTRING (703333.3295281515 2329585.8528709663, 703543.3531904885 2329473.2643781775) | line | [10 empty] | 6 | 2 |  |  | 1151 | 1152 | 1 | FALSE | FALSE | 2 | TRUE | TRUE | 1151 | 1152 | 703333.3295 | 2329585.8529 | 703543.3532 | 2329473.2644 | 1151 | 703333.3295 | 2329585.8529 | 1152 | 703543.3532 | 2329473.2644
VN | 549812535 | LINEVN1083 | 500 | 1.6083 | [5 empty] | 50 |  | LINESTRING (702143.8261154995 2330203.0296342764, 702643.0560692631 2329956.183835578, 703333.3295281515 2329585.8528709663) | line | [10 empty] | 3 |  |  |  | 434 | 1151 | 1 | FALSE | FALSE | 1 | TRUE | TRUE | 434 | 1151 | 702143.8261 | 2330203.0296 | 703333.3295 | 2329585.8529 | 434 | 702143.8261 | 2330203.0296 | 1151 | 703333.3295 | 2329585.8529
VN | 549812536 | LINEVN1084 | 500 | 1.6081 | [5 empty] | 50 |  | LINESTRING (702143.8261154995 2330203.0296342764, 702635.3420385006 2329942.6790759135, 703333.3295281515 2329585.8528709663) | line | [10 empty] | 3 |  |  |  | 434 | 1151 | 1 | FALSE | FALSE | 1 | TRUE | TRUE | 434 | 1151 | 702143.8261 | 2330203.0296 | 703333.3295 | 2329585.8529 | 434 | 702143.8261 | 2330203.0296 | 1151 | 703333.3295 | 2329585.8529
VN | 549812537 | LINEVN1085 | 500 | 2.8143 | [5 empty] | 50 |  | LINESTRING (702230.2609041627 2330265.7327378304, 702712.2853677873 2330029.2322956035, 703471.5799549905 2329624.293618471, 703868.4229332339 2329435.9675290133, 704374.8970607528 2329481.70921348) | line | [10 empty] | 3 |  |  |  | 1153 | 1154 | 1 | FALSE | FALSE | 1 | TRUE | TRUE | 1153 | 1154 | 702230.2609 | 2330265.7327 | 704374.8971 | 2329481.7092 | 1153 | 702230.2609 | 2330265.7327 | 1154 | 704374.8971 | 2329481.7092
VN | 549812538 | LINEVN1086 | 500 | 2.8384 | [5 empty] | 50 |  | LINESTRING (702230.2609041627 2330265.7327378304, 702699.55053418 2330010.6496052365, 703471.5799549905 2329624.293618471, 703867.3164028865 2329401.713504094, 704374.8970607528 2329481.70921348) | line | [10 empty] | 3 |  |  |  | 1153 | 1154 | 1 | FALSE | FALSE | 1 | TRUE | TRUE | 1153 | 1154 | 702230.2609 | 2330265.7327 | 704374.8971 | 2329481.7092 | 1153 | 702230.2609 | 2330265.7327 | 1154 | 704374.8971 | 2329481.7092
VN | 549812539 | LINEVN1087a | 500 | 3.5138 | [5 empty] | 50 | 6 cables - 2 systems | LINESTRING (699625.0434409394 2331602.4759264444, 700244.7992924782 2331288.4622475393, 700526.4940550714 2331140.816845696, 700997.1259118777 2330896.5253848787, 701450.5812043373 2330667.5513193496, 701930.1978889836 2330420.203993666, 702230.2609041627 2330265.7327378304) | line | [10 empty] | 6 |  |  |  | 1149 | 1153 | 1 | FALSE | FALSE | 2 | TRUE | TRUE | 1149 | 1153 | 699625.0434 | 2331602.4759 | 702230.2609 | 2330265.7327 | 1149 | 699625.0434 | 2331602.4759 | 1153 | 702230.2609 | 2330265.7327
VN | 549812539 | LINEVN1087b | 500 | 3.5138 | [5 empty] | 50 | 6 cables - 2 systems | LINESTRING (699625.0434409394 2331602.4759264444, 700244.7992924782 2331288.4622475393, 700526.4940550714 2331140.816845696, 700997.1259118777 2330896.5253848787, 701450.5812043373 2330667.5513193496, 701930.1978889836 2330420.203993666, 702230.2609041627 2330265.7327378304) | line | [10 empty] | 6 |  |  |  | 1149 | 1153 | 1 | FALSE | FALSE | 2 | TRUE | TRUE | 1149 | 1153 | 699625.0434 | 2331602.4759 | 702230.2609 | 2330265.7327 | 1149 | 699625.0434 | 2331602.4759 | 1153 | 702230.2609 | 2330265.7327
VN | 549812540 | LINEVN1088 | 500 | 0.9414 | [5 empty] | 50 |  | LINESTRING (703543.3531904885 2329473.2643781775, 703848.9651533219 2329306.5513929874, 704279.7968210944 2329375.876731867) | line | [10 empty] | 3 |  |  |  | 1152 | 1155 | 1 | FALSE | FALSE | 1 | TRUE | TRUE | 1152 | 1155 | 703543.3532 | 2329473.2644 | 704279.7968 | 2329375.8767 | 1152 | 703543.3532 | 2329473.2644 | 1155 | 704279.7968 | 2329375.8767
VN | 549812541 | LINEVN1089a | 500 | 0.45282 | [5 empty] | 50 | 6 cables - 2 systems | LINESTRING (704279.7968210944 2329375.876731867, 704654.2053504341 2329422.93334452) | line | [10 empty] | 6 | 2 |  |  | 1155 | 1156 | 1 | FALSE | FALSE | 2 | TRUE | TRUE | 1155 | 1156 | 704279.7968 | 2329375.8767 | 704654.2054 | 2329422.9333 | 1155 | 704279.7968 | 2329375.8767 | 1156 | 704654.2054 | 2329422.9333
VN | 549812541 | LINEVN1089b | 500 | 0.45282 | [5 empty] | 50 | 6 cables - 2 systems | LINESTRING (704279.7968210944 2329375.876731867, 704654.2053504341 2329422.93334452) | line | [10 empty] | 6 | 2 |  |  | 1155 | 1156 | 1 | FALSE | FALSE | 2 | TRUE | TRUE | 1155 | 1156 | 704279.7968 | 2329375.8767 | 704654.2054 | 2329422.9333 | 1155 | 704279.7968 | 2329375.8767 | 1156 | 704654.2054 | 2329422.9333
VN | 549812542 | LINEVN1090 | 500 | 0.92396 | [5 empty] | 50 |  | LINESTRING (703543.3531904885 2329473.2643781775, 703846.6044926872 2329331.970092091, 704279.7968210944 2329375.876731867) | line | [10 empty] | 3 |  |  |  | 1152 | 1155 | 1 | FALSE | FALSE | 1 | TRUE | TRUE | 1152 | 1155 | 703543.3532 | 2329473.2644 | 704279.7968 | 2329375.8767 | 1152 | 703543.3532 | 2329473.2644 | 1155 | 704279.7968 | 2329375.8767
VN | 549812543 | LINEVN1091a | 500 | 3.0072 | [5 empty] | 50 | 6 cables - 2 systems | LINESTRING (704374.8970607528 2329481.70921348, 704762.3091332526 2329539.5710197077, 705081.8628366961 2329582.8922605915, 705623.2783584974 2329654.8746389486, 706089.3120592019 2329712.0944750444, 706555.1448405901 2329773.610864617, 706858.6986474233 2329814.132055885) | line | [10 empty] | 6 |  |  |  | 1154 | 1031 | 1 | FALSE | FALSE | 2 | TRUE | TRUE | 1154 | 1031 | 704374.8971 | 2329481.7092 | 706858.6986 | 2329814.1321 | 1154 | 704374.8971 | 2329481.7092 | 1031 | 706858.6986 | 2329814.1321
VN | 549812543 | LINEVN1091b | 500 | 3.0072 | [5 empty] | 50 | 6 cables - 2 systems | LINESTRING (704374.8970607528 2329481.70921348, 704762.3091332526 2329539.5710197077, 705081.8628366961 2329582.8922605915, 705623.2783584974 2329654.8746389486, 706089.3120592019 2329712.0944750444, 706555.1448405901 2329773.610864617, 706858.6986474233 2329814.132055885) | line | [10 empty] | 6 |  |  |  | 1154 | 1031 | 1 | FALSE | FALSE | 2 | TRUE | TRUE | 1154 | 1031 | 704374.8971 | 2329481.7092 | 706858.6986 | 2329814.1321 | 1154 | 704374.8971 | 2329481.7092 | 1031 | 706858.6986 | 2329814.1321
VN | 549812544 | LINEVN1092 | 500 | 1.2504 | [5 empty] | 50 |  | LINESTRING (704654.2053504341 2329422.93334452, 704868.2397518628 2329439.288572753, 705686.9976874134 2329558.0375115415) | line | [10 empty] | 3 |  |  |  | 1156 | 1157 | 1 | FALSE | FALSE | 1 | TRUE | TRUE | 1156 | 1157 | 704654.2054 | 2329422.9333 | 705686.9977 | 2329558.0375 | 1156 | 704654.2054 | 2329422.9333 | 1157 | 705686.9977 | 2329558.0375
VN | 549812545 | LINEVN1093a | 500 | 1.5627 | [5 empty] | 50 | 6 cables - 2 systems | LINESTRING (705686.9976874134 2329558.0375115415, 706194.7509059022 2329623.563227316, 706633.1348085632 2329677.375661213, 706978.6828282323 2329723.240075505) | line | [10 empty] | 6 |  |  |  | 1157 | 1158 | 1 | FALSE | FALSE | 2 | TRUE | TRUE | 1157 | 1158 | 705686.9977 | 2329558.0375 | 706978.6828 | 2329723.2401 | 1157 | 705686.9977 | 2329558.0375 | 1158 | 706978.6828 | 2329723.2401
VN | 549812545 | LINEVN1093b | 500 | 1.5627 | [5 empty] | 50 | 6 cables - 2 systems | LINESTRING (705686.9976874134 2329558.0375115415, 706194.7509059022 2329623.563227316, 706633.1348085632 2329677.375661213, 706978.6828282323 2329723.240075505) | line | [10 empty] | 6 |  |  |  | 1157 | 1158 | 1 | FALSE | FALSE | 2 | TRUE | TRUE | 1157 | 1158 | 705686.9977 | 2329558.0375 | 706978.6828 | 2329723.2401 | 1157 | 705686.9977 | 2329558.0375 | 1158 | 706978.6828 | 2329723.2401
VN | 549812546 | LINEVN1094 | 500 | 1.2501 | [5 empty] | 50 |  | LINESTRING (704654.2053504341 2329422.93334452, 704866.3807486327 2329458.4788577845, 705686.9976874134 2329558.0375115415) | line | [10 empty] | 3 |  |  |  | 1156 | 1157 | 1 | FALSE | FALSE | 1 | TRUE | TRUE | 1156 | 1157 | 704654.2054 | 2329422.9333 | 705686.9977 | 2329558.0375 | 1156 | 704654.2054 | 2329422.9333 | 1157 | 705686.9977 | 2329558.0375
VN | 549812547 | LINEVN1095 | 500 | 0.60207 | [5 empty] | 50 |  | LINESTRING (706978.6828282323 2329723.240075505, 707245.722066972 2329746.0586423185, 707479.4320395468 2329744.953696609) | line | [10 empty] | 3 |  |  |  | 1158 | 1159 | 1 | FALSE | FALSE | 1 | TRUE | TRUE | 1158 | 1159 | 706978.6828 | 2329723.2401 | 707479.432 | 2329744.9537 | 1158 | 706978.6828 | 2329723.2401 | 1159 | 707479.432 | 2329744.9537
VN | 549812548 | LINEVN1096 | 500 | 0.6586 | [5 empty] | 50 |  | LINESTRING (707479.4320395468 2329744.953696609, 708026.2260394495 2329697.6819811165) | line | [10 empty] | 3 |  |  |  | 1159 | 1160 | 1 | FALSE | FALSE | 1 | TRUE | TRUE | 1159 | 1160 | 707479.432 | 2329744.9537 | 708026.226 | 2329697.682 | 1159 | 707479.432 | 2329744.9537 | 1160 | 708026.226 | 2329697.682
VN | 549812549 | LINEVN1097 | 500 | 0.60583 | [5 empty] | 50 |  | LINESTRING (706978.6828282323 2329723.240075505, 707245.6926078284 2329765.0281932666, 707479.4320395468 2329744.953696609) | line | [10 empty] | 3 |  |  |  | 1158 | 1159 | 1 | FALSE | FALSE | 1 | TRUE | TRUE | 1158 | 1159 | 706978.6828 | 2329723.2401 | 707479.432 | 2329744.9537 | 1158 | 706978.6828 | 2329723.2401 | 1159 | 707479.432 | 2329744.9537
VN | 549812550 | LINEVN1098 | 500 | 2.7508 | [5 empty] | 50 |  | LINESTRING (706858.6986474233 2329814.132055885, 707195.8298654808 2329844.5364481285, 708084.1607446033 2329788.586496903, 708743.272393631 2329724.532815407, 709144.1071402954 2329700.763239445) | line | [10 empty] | 3 |  |  |  | 1031 | 1032 | 1 | FALSE | FALSE | 1 | TRUE | TRUE | 1031 | 1032 | 706858.6986 | 2329814.1321 | 709144.1071 | 2329700.7632 | 1031 | 706858.6986 | 2329814.1321 | 1032 | 709144.1071 | 2329700.7632
VN | 549812551 | LINEVN1099a | 500 | 1.7979 | [5 empty] | 50 | 6 cables - 2 systems | LINESTRING (710637.9886211819 2329586.3593480843, 710456.5697882575 2329600.6869153287, 709845.3463502349 2329647.129599003, 709583.2867869122 2329665.982245973, 709144.1071402954 2329700.763239445) | line | [10 empty] | 6 |  |  |  | 1029 | 1032 | 1 | FALSE | FALSE | 2 | TRUE | TRUE | 1029 | 1032 | 710637.9886 | 2329586.3593 | 709144.1071 | 2329700.7632 | 1029 | 710637.9886 | 2329586.3593 | 1032 | 709144.1071 | 2329700.7632
VN | 549812551 | LINEVN1099b | 500 | 1.7979 | [5 empty] | 50 | 6 cables - 2 systems | LINESTRING (710637.9886211819 2329586.3593480843, 710456.5697882575 2329600.6869153287, 709845.3463502349 2329647.129599003, 709583.2867869122 2329665.982245973, 709144.1071402954 2329700.763239445) | line | [10 empty] | 6 |  |  |  | 1029 | 1032 | 1 | FALSE | FALSE | 2 | TRUE | TRUE | 1029 | 1032 | 710637.9886 | 2329586.3593 | 709144.1071 | 2329700.7632 | 1029 | 710637.9886 | 2329586.3593 | 1032 | 709144.1071 | 2329700.7632
VN | 549812552 | LINEVN1100 | 500 | 0.27592 | [5 empty] | 50 |  | LINESTRING (710848.6430610446 2329494.243266006, 711078.5288679564 2329489.6847622925) | line | [10 empty] | 3 |  |  |  | 1161 | 1162 | 1 | FALSE | FALSE | 1 | TRUE | TRUE | 1161 | 1162 | 710848.6431 | 2329494.2433 | 711078.5289 | 2329489.6848 | 1161 | 710848.6431 | 2329494.2433 | 1162 | 711078.5289 | 2329489.6848
VN | 549812553 | LINEVN1101 | 500 | 0.7067 | [5 empty] | 50 |  | LINESTRING (710848.6430610446 2329494.243266006, 711078.9047408163 2329472.4246562268, 711431.480522271 2329412.5679820613) | line | [10 empty] | 3 |  |  |  | 1161 | 435 | 1 | FALSE | FALSE | 1 | TRUE | TRUE | 1161 | 435 | 710848.6431 | 2329494.2433 | 711431.4805 | 2329412.568 | 1161 | 710848.6431 | 2329494.2433 | 435 | 711431.4805 | 2329412.568
VN | 549812554 | LINEVN1102a | 500 | 3.3957 | [5 empty] | 50 | 6 cables - 2 systems | LINESTRING (708026.2260394495 2329697.6819811165, 708740.6593008863 2329648.9517683396, 709241.1254160185 2329608.7768682186, 709584.5710611406 2329585.0236310735, 709935.0539146957 2329559.8161960994, 710433.4700479122 2329525.464731513, 710848.6430610446 2329494.243266006) | line | [10 empty] | 6 |  |  |  | 1160 | 1161 | 1 | FALSE | FALSE | 2 | TRUE | TRUE | 1160 | 1161 | 708026.226 | 2329697.682 | 710848.6431 | 2329494.2433 | 1160 | 708026.226 | 2329697.682 | 1161 | 710848.6431 | 2329494.2433
VN | 549812554 | LINEVN1102b | 500 | 3.3957 | [5 empty] | 50 | 6 cables - 2 systems | LINESTRING (708026.2260394495 2329697.6819811165, 708740.6593008863 2329648.9517683396, 709241.1254160185 2329608.7768682186, 709584.5710611406 2329585.0236310735, 709935.0539146957 2329559.8161960994, 710433.4700479122 2329525.464731513, 710848.6430610446 2329494.243266006) | line | [10 empty] | 6 |  |  |  | 1160 | 1161 | 1 | FALSE | FALSE | 2 | TRUE | TRUE | 1160 | 1161 | 708026.226 | 2329697.682 | 710848.6431 | 2329494.2433 | 1160 | 708026.226 | 2329697.682 | 1161 | 710848.6431 | 2329494.2433
VN | 549812555 | LINEVN1103 | 500 | 0.43353 | [5 empty] | 50 |  | LINESTRING (711078.5288679564 2329489.6847622925, 711431.480522271 2329412.5679820613) | line | [10 empty] | 3 |  |  |  | 1162 | 435 | 1 | FALSE | FALSE | 1 | TRUE | TRUE | 1162 | 435 | 711078.5289 | 2329489.6848 | 711431.4805 | 2329412.568 | 1162 | 711078.5289 | 2329489.6848 | 435 | 711431.4805 | 2329412.568
VN | 549812556 | LINEVN1104 | 500 | 1.0122 | [5 empty] | 50 |  | LINESTRING (710637.9886211819 2329586.3593480843, 711081.9190458229 2329540.1715825857, 711473.6799562215 2329475.0344953877) | line | [10 empty] | 3 |  |  |  | 1029 | 1030 | 1 | FALSE | FALSE | 1 | TRUE | TRUE | 1029 | 1030 | 710637.9886 | 2329586.3593 | 711473.68 | 2329475.0345 | 1029 | 710637.9886 | 2329586.3593 | 1030 | 711473.68 | 2329475.0345
VN | 549812557 | LINEVN1105 | 500 | 0.86653 | [5 empty] | 50 |  | LINESTRING (714834.9341268161 2328766.6100904695, 715154.8779174433 2328715.0337766227, 715544.407031545 2328633.182222634) | line | [10 empty] | 3 |  |  |  | 436 | 1163 | 1 | FALSE | FALSE | 1 | TRUE | TRUE | 436 | 1163 | 714834.9341 | 2328766.6101 | 715544.407 | 2328633.1822 | 436 | 714834.9341 | 2328766.6101 | 1163 | 715544.407 | 2328633.1822
VN | 549812558 | LINEVN1106a | 500 | 2.7679 | [5 empty] | 50 | 6 cables - 2 systems | LINESTRING (715544.407031545 2328633.182222634, 715748.9488424107 2328593.250836566, 716330.3476398421 2328486.539475044, 716671.8714448656 2328417.9633254306, 717087.7683483828 2328338.9941466395, 717810.2003134036 2328201.68720958) | line | [10 empty] | 6 |  |  |  | 1163 | 1164 | 1 | FALSE | FALSE | 2 | TRUE | TRUE | 1163 | 1164 | 715544.407 | 2328633.1822 | 717810.2003 | 2328201.6872 | 1163 | 715544.407 | 2328633.1822 | 1164 | 717810.2003 | 2328201.6872
VN | 549812558 | LINEVN1106b | 500 | 2.7679 | [5 empty] | 50 | 6 cables - 2 systems | LINESTRING (715544.407031545 2328633.182222634, 715748.9488424107 2328593.250836566, 716330.3476398421 2328486.539475044, 716671.8714448656 2328417.9633254306, 717087.7683483828 2328338.9941466395, 717810.2003134036 2328201.68720958) | line | [10 empty] | 6 |  |  |  | 1163 | 1164 | 1 | FALSE | FALSE | 2 | TRUE | TRUE | 1163 | 1164 | 715544.407 | 2328633.1822 | 717810.2003 | 2328201.6872 | 1163 | 715544.407 | 2328633.1822 | 1164 | 717810.2003 | 2328201.6872
VN | 549812559 | LINEVN1107 | 500 | 1.1066 | [5 empty] | 50 |  | LINESTRING (714834.9341268161 2328766.6100904695, 715151.0044131353 2328698.6816705363, 715131.3628281325 2328636.4199817576, 715118.5783526743 2328460.7659456665, 714897.7493143271 2328179.696534116) | line | [10 empty] | 3 | 1 |  |  | 436 | 1165 | 1 | FALSE | FALSE | 1 | TRUE | TRUE | 436 | 1165 | 714834.9341 | 2328766.6101 | 714897.7493 | 2328179.6965 | 436 | 714834.9341 | 2328766.6101 | 1165 | 714897.7493 | 2328179.6965
VN | 549812560 | LINEVN1108a | 500 | 6.3816 | [5 empty] | 50 | 6 cables - 2 systems | LINESTRING (711473.6799562215 2329475.0344953877, 711971.4750446583 2329382.0153396986, 712483.3329434606 2329280.054527139, 712834.9749631523 2329213.7362351315, 713173.9088047752 2329148.025734968, 713473.6740792922 2329087.9192199716, 713810.8915116922 2329021.98869278, 714401.8244210037 2328909.311003189, 714843.8452424248 2328820.2269303557, 715139.1965733728 2328763.348010595, 715557.8419061326 2328681.74202467, 715754.2305218204 2328643.5430977205, 716340.2200120011 2328528.2980653727, 716693.6106652124 2328458.5483886637) | line | [10 empty] | 6 |  |  |  | 1030 | 1166 | 1 | FALSE | FALSE | 2 | TRUE | TRUE | 1030 | 1166 | 711473.68 | 2329475.0345 | 716693.6107 | 2328458.5484 | 1030 | 711473.68 | 2329475.0345 | 1166 | 716693.6107 | 2328458.5484
VN | 549812560 | LINEVN1108b | 500 | 6.3816 | [5 empty] | 50 | 6 cables - 2 systems | LINESTRING (711473.6799562215 2329475.0344953877, 711971.4750446583 2329382.0153396986, 712483.3329434606 2329280.054527139, 712834.9749631523 2329213.7362351315, 713173.9088047752 2329148.025734968, 713473.6740792922 2329087.9192199716, 713810.8915116922 2329021.98869278, 714401.8244210037 2328909.311003189, 714843.8452424248 2328820.2269303557, 715139.1965733728 2328763.348010595, 715557.8419061326 2328681.74202467, 715754.2305218204 2328643.5430977205, 716340.2200120011 2328528.2980653727, 716693.6106652124 2328458.5483886637) | line | [10 empty] | 6 |  |  |  | 1030 | 1166 | 1 | FALSE | FALSE | 2 | TRUE | TRUE | 1030 | 1166 | 711473.68 | 2329475.0345 | 716693.6107 | 2328458.5484 | 1030 | 711473.68 | 2329475.0345 | 1166 | 716693.6107 | 2328458.5484
VN | 549812561 | LINEVN1109 | 500 | 2.2938 | [5 empty] | 50 |  | LINESTRING (716693.6106652124 2328458.5483886637, 717061.833374959 2328396.553143659, 717719.80379093 2328259.0740423934, 718085.7801817047 2328198.732382758, 718580.7518837687 2328204.9753892794) | line | [10 empty] | 3 |  |  |  | 1166 | 1167 | 1 | FALSE | FALSE | 1 | TRUE | TRUE | 1166 | 1167 | 716693.6107 | 2328458.5484 | 718580.7519 | 2328204.9754 | 1166 | 716693.6107 | 2328458.5484 | 1167 | 718580.7519 | 2328204.9754
VN | 549812562 | LINEVN1110 | 500 | 2.299 | [5 empty] | 50 |  | LINESTRING (716693.6106652124 2328458.5483886637, 717060.2429376866 2328379.067469501, 717719.80379093 2328259.0740423934, 718084.0828759819 2328179.1741136406, 718580.7518837687 2328204.9753892794) | line | [10 empty] | 3 |  |  |  | 1166 | 1167 | 1 | FALSE | FALSE | 1 | TRUE | TRUE | 1166 | 1167 | 716693.6107 | 2328458.5484 | 718580.7519 | 2328204.9754 | 1166 | 716693.6107 | 2328458.5484 | 1167 | 718580.7519 | 2328204.9754
VN | 549812563 | LINEVN1111a | 500 | 1.4406 | [5 empty] | 50 | 6 cables - 2 systems | LINESTRING (718605.7615404768 2328168.3485066975, 718930.1001144801 2328180.7913678233, 719587.3270333686 2328201.5567425317, 719805.5967598557 2328208.3813722716) | line | [10 empty] | 6 |  |  |  | 1168 | 1169 | 1 | FALSE | FALSE | 2 | TRUE | TRUE | 1168 | 1169 | 718605.7615 | 2328168.3485 | 719805.5968 | 2328208.3814 | 1168 | 718605.7615 | 2328168.3485 | 1169 | 719805.5968 | 2328208.3814
VN | 549812563 | LINEVN1111b | 500 | 1.4406 | [5 empty] | 50 | 6 cables - 2 systems | LINESTRING (718605.7615404768 2328168.3485066975, 718930.1001144801 2328180.7913678233, 719587.3270333686 2328201.5567425317, 719805.5967598557 2328208.3813722716) | line | [10 empty] | 6 |  |  |  | 1168 | 1169 | 1 | FALSE | FALSE | 2 | TRUE | TRUE | 1168 | 1169 | 718605.7615 | 2328168.3485 | 719805.5968 | 2328208.3814 | 1168 | 718605.7615 | 2328168.3485 | 1169 | 719805.5968 | 2328208.3814
VN | 549812564 | LINEVN1112 | 500 | 0.96341 | [5 empty] | 50 |  | LINESTRING (717810.2003134036 2328201.68720958, 718069.374741875 2328142.544535369, 718605.7615404768 2328168.3485066975) | line | [10 empty] | 3 |  |  |  | 1164 | 1168 | 1 | FALSE | FALSE | 1 | TRUE | TRUE | 1164 | 1168 | 717810.2003 | 2328201.6872 | 718605.7615 | 2328168.3485 | 1164 | 717810.2003 | 2328201.6872 | 1168 | 718605.7615 | 2328168.3485
VN | 549812565 | LINEVN1113 | 500 | 0.95854 | [5 empty] | 50 |  | LINESTRING (717810.2003134036 2328201.68720958, 718069.9538531657 2328160.958459998, 718605.7615404768 2328168.3485066975) | line | [10 empty] | 3 |  |  |  | 1164 | 1168 | 1 | FALSE | FALSE | 1 | TRUE | TRUE | 1164 | 1168 | 717810.2003 | 2328201.6872 | 718605.7615 | 2328168.3485 | 1164 | 717810.2003 | 2328201.6872 | 1168 | 718605.7615 | 2328168.3485
VN | 549812566 | LINEVN1114a | 500 | 0.45867 | [5 empty] | 50 | 6 cables - 2 systems | LINESTRING (718580.7518837687 2328204.9753892794, 718962.6723152841 2328220.2826281693) | line | [10 empty] | 6 |  |  |  | 1167 | 1170 | 1 | FALSE | FALSE | 2 | TRUE | TRUE | 1167 | 1170 | 718580.7519 | 2328204.9754 | 718962.6723 | 2328220.2826 | 1167 | 718580.7519 | 2328204.9754 | 1170 | 718962.6723 | 2328220.2826
VN | 549812566 | LINEVN1114b | 500 | 0.45867 | [5 empty] | 50 | 6 cables - 2 systems | LINESTRING (718580.7518837687 2328204.9753892794, 718962.6723152841 2328220.2826281693) | line | [10 empty] | 6 |  |  |  | 1167 | 1170 | 1 | FALSE | FALSE | 2 | TRUE | TRUE | 1167 | 1170 | 718580.7519 | 2328204.9754 | 718962.6723 | 2328220.2826 | 1167 | 718580.7519 | 2328204.9754 | 1170 | 718962.6723 | 2328220.2826
VN | 549812567 | LINEVN1115 | 500 | 0.47518 | [5 empty] | 50 |  | LINESTRING (720837.4916673339 2328169.5245417175, 720937.7070400327 2328168.224164699, 721148.4546793915 2328133.4792225244, 721184.3032526973 2328059.54456629) | line | [10 empty] | 3 |  |  |  | 1171 | 1172 | 1 | FALSE | FALSE | 1 | TRUE | FALSE | 1171 |  | 720837.4917 | 2328169.5245 |  |  | 1171 | 720837.4917 | 2328169.5245 | 1172 | 721184.3033 | 2328059.5446
VN | 549812568 | LINEVN1116 | 500 | 1.2435 | [5 empty] | 50 |  | LINESTRING (719805.5967598557 2328208.3813722716, 720249.9032431443 2328234.557509077, 720837.4916673339 2328169.5245417175) | line | [10 empty] | 3 |  |  |  | 1169 | 1171 | 1 | FALSE | FALSE | 1 | TRUE | TRUE | 1169 | 1171 | 719805.5968 | 2328208.3814 | 720837.4917 | 2328169.5245 | 1169 | 719805.5968 | 2328208.3814 | 1171 | 720837.4917 | 2328169.5245
VN | 549812569 | LINEVN1117 | 500 | 2.779 | [5 empty] | 50 |  | LINESTRING (718962.6723152841 2328220.2826281693, 719528.6356272014 2328231.3681698865, 719836.7032838628 2328248.486401395, 720250.57160852 2328257.026376421, 720840.5197505256 2328200.5526898573, 721193.176591631 2328146.4799489244, 721228.6512736889 2328077.2029593065) | line | [10 empty] | 3 |  |  |  | 1170 | 1173 | 1 | FALSE | FALSE | 1 | TRUE | FALSE | 1170 |  | 718962.6723 | 2328220.2826 |  |  | 1170 | 718962.6723 | 2328220.2826 | 1173 | 721228.6513 | 2328077.203
VN | 549812570 | LINEVN1118 | 500 | 2.8356 | [5 empty] | 50 |  | LINESTRING (718962.6723152841 2328220.2826281693, 719532.9176379787 2328255.822875702, 719836.7032838628 2328248.486401395, 720250.939622828 2328282.536863081, 720842.9492672477 2328227.3422215916, 721217.4372267795 2328178.1349096424, 721271.6134633934 2328094.3003061754) | line | [10 empty] | 3 |  |  |  | 1170 | 1174 | 1 | FALSE | FALSE | 1 | TRUE | FALSE | 1170 |  | 718962.6723 | 2328220.2826 |  |  | 1170 | 718962.6723 | 2328220.2826 | 1174 | 721271.6135 | 2328094.3003
VN | 549812571 | LINEVN1119 | 500 | 0.42263 | [5 empty] | 50 |  | LINESTRING (720837.4916673339 2328169.5245417175, 720938.0214601427 2328152.4354194906, 721107.9987698066 2328109.3276260896, 721128.371451686 2328037.2906976757) | line | [10 empty] | 3 |  |  |  | 1171 | 1175 | 1 | FALSE | FALSE | 1 | TRUE | FALSE | 1171 |  | 720837.4917 | 2328169.5245 |  |  | 1171 | 720837.4917 | 2328169.5245 | 1175 | 721128.3715 | 2328037.2907
VN | 549812572 | LINEVN1120 | 500 | 1.2407 | [5 empty] | 50 |  | LINESTRING (719805.5967598557 2328208.3813722716, 720250.8001366644 2328217.137465757, 720837.4916673339 2328169.5245417175) | line | [10 empty] | 3 |  |  |  | 1169 | 1171 | 1 | FALSE | FALSE | 1 | TRUE | TRUE | 1169 | 1171 | 719805.5968 | 2328208.3814 | 720837.4917 | 2328169.5245 | 1169 | 719805.5968 | 2328208.3814 | 1171 | 720837.4917 | 2328169.5245
VN | 549887777 | LINEVN1121 | 110 | 4.5228 | [5 empty] | 50 |  | LINESTRING (682934.7854144052 2305571.785456345, 682791.0596416359 2305473.688196243, 682605.3058408924 2305289.2243014392, 682429.1453465732 2305403.9405182465, 682288.8839017991 2305311.377526665, 682112.5228838578 2305264.7718844768, 681955.6805267042 2305285.001867076, 681755.1174169937 2305307.5269648368, 681546.5585320117 2305334.1309225117, 681326.0324902099 2305396.1275464343, 681248.0840565464 2305426.651603558, 681060.9881326186 2305534.3982000975, 680925.1131334141 2305668.3762723166, 680782.9593903351 2305807.60215912, 680656.4458331573 2305935.8037908566, 680529.1121745385 2306055.2946582306, 680427.6213045627 2306017.5631244504, 680317.2483718779 2305975.307748351, 680170.3194196434 2305891.5710886708, 679969.5517710652 2305778.259330014, 679795.6337016181 2305829.9585017925, 679679.3966389426 2305865.481673419) | line | [14 empty] | 1176 | 1177 | 1 | FALSE | FALSE | 1 | TRUE | FALSE | 1176 |  | 682934.7854 | 2305571.7855 |  |  | 1176 | 682934.7854 | 2305571.7855 | 1177 | 679679.3966 | 2305865.4817
VN | 549887778 | LINEVN1122a | 220 | 0.05201 | [5 empty] | 50 | 6 cables - 2 systems | LINESTRING (672279.0940715373 2304761.667603188, 672301.251943991 2304724.4176911446) | line | [10 empty] | 6 |  |  |  | 1178 | 9 | 1 | FALSE | FALSE | 2 | FALSE | TRUE |  | 9 |  |  | 672301.2519 | 2304724.4177 | 1178 | 672279.0941 | 2304761.6676 | 9 | 672301.2519 | 2304724.4177
VN | 549887778 | LINEVN1122b | 220 | 0.05201 | [5 empty] | 50 | 6 cables - 2 systems | LINESTRING (672279.0940715373 2304761.667603188, 672301.251943991 2304724.4176911446) | line | [10 empty] | 6 |  |  |  | 1178 | 9 | 1 | FALSE | FALSE | 2 | FALSE | TRUE |  | 9 |  |  | 672301.2519 | 2304724.4177 | 1178 | 672279.0941 | 2304761.6676 | 9 | 672301.2519 | 2304724.4177
VN | 549887779 | LINEVN1123 | 110 | 0.45295 | [5 empty] | 50 |  | LINESTRING (683277.9408688021 2305527.1503790556, 683156.5222837621 2305613.7698329105, 683091.002832944 2305617.2499742378, 682934.7854144052 2305571.785456345) | line | [14 empty] | 7 | 1176 | 1 | FALSE | FALSE | 1 | TRUE | TRUE | 7 | 1176 | 683277.9409 | 2305527.1504 | 682934.7854 | 2305571.7855 | 7 | 683277.9409 | 2305527.1504 | 1176 | 682934.7854 | 2305571.7855
VN | 549887780 | LINEVN1124 | 110 | 0.43909 | [5 empty] | 50 |  | LINESTRING (683277.9408688021 2305527.1503790556, 683151.2201826868 2305599.860387371, 683095.8199230765 2305604.115496808, 682934.7854144052 2305571.785456345) | line | [14 empty] | 7 | 1176 | 1 | FALSE | FALSE | 1 | TRUE | TRUE | 7 | 1176 | 683277.9409 | 2305527.1504 | 682934.7854 | 2305571.7855 | 7 | 683277.9409 | 2305527.1504 | 1176 | 682934.7854 | 2305571.7855
VN | 549887781 | LINEVN1125 | 110 | 0.22455 | [5 empty] | 50 |  | LINESTRING (684860.9212359393 2304159.762445499, 684969.3946515633 2304312.2413716754) | line | [14 empty] | 1179 | 1180 | 1 | FALSE | FALSE | 1 | FALSE | TRUE |  | 1180 |  |  | 684969.3947 | 2304312.2414 | 1179 | 684860.9212 | 2304159.7624 | 1180 | 684969.3947 | 2304312.2414
VN | 549887782 | LINEVN1126a | 220 | 0.036379 | [5 empty] | 50 | 6 cables - 2 systems | LINESTRING (684741.0691513104 2304331.137269279, 684761.1395568388 2304308.4164890186) | line | [10 empty] | 6 |  |  |  | 5 | 1181 | 1 | FALSE | FALSE | 2 | TRUE | FALSE | 5 |  | 684741.0692 | 2304331.1373 |  |  | 5 | 684741.0692 | 2304331.1373 | 1181 | 684761.1396 | 2304308.4165
VN | 549887782 | LINEVN1126b | 220 | 0.036379 | [5 empty] | 50 | 6 cables - 2 systems | LINESTRING (684741.0691513104 2304331.137269279, 684761.1395568388 2304308.4164890186) | line | [10 empty] | 6 |  |  |  | 5 | 1181 | 1 | FALSE | FALSE | 2 | TRUE | FALSE | 5 |  | 684741.0692 | 2304331.1373 |  |  | 5 | 684741.0692 | 2304331.1373 | 1181 | 684761.1396 | 2304308.4165
VN | 549887783 | LINEVN1127 | 220 | 0.032752 | [5 empty] | 50 |  | LINESTRING (684736.1272876372 2304272.332671166, 684710.9143918614 2304282.7839601855) | line | [10 empty] | 3 |  |  |  | 1182 | 8 | 1 | FALSE | FALSE | 1 | FALSE | TRUE |  | 8 |  |  | 684710.9144 | 2304282.784 | 1182 | 684736.1273 | 2304272.3327 | 8 | 684710.9144 | 2304282.784
VN | 549914185 | LINEVN1128 | 220 | 19.0616 | [5 empty] | 50 |  | LINESTRING (635623.7794918404 2335324.541156465, 635623.2787834862 2335266.6061019427, 635750.4706849578 2334961.4239547946, 635802.4609574493 2334839.004004552, 635910.9718077243 2334586.7182301455, 636001.0223328855 2334377.754209577, 636368.0198476803 2334272.0572500126, 636764.8927099847 2334159.6853381856, 637198.0962838212 2334035.2918091933, 637625.3016475985 2333913.4940254856, 638027.803098218 2333796.205479925, 638459.8870795951 2333675.299511154, 638805.1161584684 2333577.9080315502, 639230.2468558733 2333456.4095663545, 639588.6270644979 2333140.14882824, 639956.4345120107 2332814.0003621466, 640274.4049011442 2332533.4121513306, 640596.0309769872 2332249.3954372434, 640907.010483145 2331974.847484243, 641236.6642347572 2331684.124107232, 641529.9669163155 2331425.764764555, 641843.1208654033 2331143.6235911413, 642171.5289991103 2330856.6259270776, 642501.6659959946 2330563.261278661, 642814.0872368325 2330290.3962929538, 643034.4240072984 2330095.2865566155, 643293.0927211172 2329867.399006764, 643563.0296522607 2329626.7265861067, 643858.7078221593 2329343.80376674, 644180.8383247608 2329032.852575888, 644518.8297638426 2328709.9118767087, 644869.2462819726 2328371.144199075, 645173.7134301336 2328075.908830303, 645529.8246203976 2327901.2484042784, 645881.4866424698 2327726.423137611, 646148.5547811144 2327597.831724782, 646329.9891132662 2327507.977381682, 646561.8147159226 2327393.0744982376, 646739.3327789344 2327304.7064094646, 647054.1826958505 2327150.358348662, 647423.6919198877 2327041.1168314726, 647741.9400761547 2326944.1799072437, 648092.5959668685 2326839.5008562366, 648215.8975182722 2326561.2980870246) | line | [10 empty] | 3 | 1 |  |  | 1183 | 1184 | 1 | FALSE | FALSE | 1 | FALSE | TRUE |  | 1184 |  |  | 648215.8975 | 2326561.2981 | 1183 | 635623.7795 | 2335324.5412 | 1184 | 648215.8975 | 2326561.2981
VN | 549914186 | LINEVN1129 | 220 | 18.8112 | [5 empty] | 50 |  | LINESTRING (635560.7864989599 2335324.798921745, 635563.7844486716 2335267.080794295, 635606.8352943347 2334859.1390843485, 635630.9250565773 2334640.2333596186, 635652.5821827822 2334429.1897656126, 636010.5008129588 2334325.480698644, 636383.486388827 2334220.6635730243, 636737.6502095531 2334118.73209487, 637154.0875792233 2333999.324226813, 637605.048320365 2333869.2763410844, 637977.9064368496 2333765.035303143, 638420.7715815227 2333638.2624061154, 638766.7029057414 2333540.189607812, 639202.4497151459 2333415.2369659836, 639582.4771408137 2333076.0985980406, 639912.7411618071 2332774.1533175246, 640257.1310081991 2332466.7763489713, 640646.2038059783 2332117.3967773668, 640986.2953942491 2331811.6463670805, 641341.285072881 2331491.7595806727, 641648.3894390159 2331216.62632582, 641965.6160064563 2330931.5993717615, 642286.6941450826 2330638.5848173387, 642658.4345220015 2330305.261589628, 642880.0825586453 2330103.65173965, 643245.3903865706 2329775.5432956894, 643585.5514680054 2329471.745373766, 643846.5336125128 2329236.7339001466, 644121.321850589 2328985.2292225454, 644454.0795643472 2328688.0141086453, 644727.016382914 2328442.3696730137, 645007.8546949513 2328187.797955726, 645308.198745166 2327918.976424414, 645626.5497724343 2327631.61958991, 645951.0611582722 2327343.481062186, 646231.5954099789 2327221.928306688, 646481.4988041844 2327114.0031052968, 646770.5617662722 2326989.179880876, 647054.6007155409 2326867.6712804534, 647403.9922799768 2326716.53602376, 647819.9397939685 2326637.9274431732) | line | [10 empty] | 3 | 1 |  |  | 1185 | 1186 | 1 | FALSE | FALSE | 1 | FALSE | TRUE |  | 1186 |  |  | 647819.9398 | 2326637.9274 | 1185 | 635560.7865 | 2335324.7989 | 1186 | 647819.9398 | 2326637.9274
VN | 549914188 | LINEVN1130a | 220 | 0.47682 | [5 empty] | 50 | 6 cables - 2 systems | LINESTRING (657617.4074480743 2322065.5860749837, 657630.6961505011 2322090.6665035384, 657807.0047528319 2322128.376290147, 657918.6480446069 2322280.4697510623) | line | [10 empty] | 6 | 2 |  |  | 1187 | 1188 | 1 | FALSE | FALSE | 2 | FALSE | TRUE |  | 1188 |  |  | 657918.648 | 2322280.4698 | 1187 | 657617.4074 | 2322065.5861 | 1188 | 657918.648 | 2322280.4698
VN | 549914188 | LINEVN1130b | 220 | 0.47682 | [5 empty] | 50 | 6 cables - 2 systems | LINESTRING (657617.4074480743 2322065.5860749837, 657630.6961505011 2322090.6665035384, 657807.0047528319 2322128.376290147, 657918.6480446069 2322280.4697510623) | line | [10 empty] | 6 | 2 |  |  | 1187 | 1188 | 1 | FALSE | FALSE | 2 | FALSE | TRUE |  | 1188 |  |  | 657918.648 | 2322280.4698 | 1187 | 657617.4074 | 2322065.5861 | 1188 | 657918.648 | 2322280.4698
VN | 549914190 | LINEVN1131a | 110 | 1.6856 | [5 empty] | 50 | 6 cables - 2 systems | LINESTRING (657655.8846970345 2324725.181892881, 657706.8715660169 2324729.829001297, 657854.2565457246 2324756.1733606844, 658000.3468969663 2324918.4833924514, 658101.3309264756 2325030.4561313572, 658290.7930609755 2324942.3193401443, 658476.897045352 2324856.632462444, 658673.2244205197 2324765.232854031, 658858.217940461 2324678.709010095) | line | [10 empty] | 6 | 2 |  |  | 1189 | 1190 | 1 | FALSE | FALSE | 2 | TRUE | FALSE | 1189 |  | 657655.8847 | 2324725.1819 |  |  | 1189 | 657655.8847 | 2324725.1819 | 1190 | 658858.2179 | 2324678.709
VN | 549914190 | LINEVN1131b | 110 | 1.6856 | [5 empty] | 50 | 6 cables - 2 systems | LINESTRING (657655.8846970345 2324725.181892881, 657706.8715660169 2324729.829001297, 657854.2565457246 2324756.1733606844, 658000.3468969663 2324918.4833924514, 658101.3309264756 2325030.4561313572, 658290.7930609755 2324942.3193401443, 658476.897045352 2324856.632462444, 658673.2244205197 2324765.232854031, 658858.217940461 2324678.709010095) | line | [10 empty] | 6 | 2 |  |  | 1189 | 1190 | 1 | FALSE | FALSE | 2 | TRUE | FALSE | 1189 |  | 657655.8847 | 2324725.1819 |  |  | 1189 | 657655.8847 | 2324725.1819 | 1190 | 658858.2179 | 2324678.709
VN | 549914191 | LINEVN1132a | 220 | 14.0718 | [5 empty] | 50 | 6 cables - 2 systems | LINESTRING (663738.7069796061 2332666.936428775, 663517.0269160476 2332523.358917185, 663317.1282584261 2332388.6687907027, 663163.8751173595 2332293.645814909, 663006.7728806451 2332390.7997731976, 662840.6532173478 2332491.132412862, 662520.7141219877 2332688.4466766426, 662226.1777289069 2332867.7256201785, 661955.0747977513 2332712.1263786624, 661680.5301485322 2332550.9625968956, 661415.7529220801 2332394.593427227, 661371.668777781 2332190.7581382194, 661319.6701048317 2331929.9607150313, 661261.0464974025 2331653.554751762, 661195.1313952784 2331339.235970202, 661155.6524258822 2331143.086067594, 660982.2764182861 2331036.5853549237, 660741.4131127537 2330875.679306316, 660392.239807457 2330665.666320099, 660360.1932969065 2330292.138917007, 660238.5738629114 2329985.158495162, 660097.7117114987 2329635.3242841023, 659975.4807577137 2329331.385457905, 659877.7823536015 2329085.598997057, 659773.9653883964 2328824.0994972405, 659636.4593882099 2328485.0759041584, 659342.3572251863 2328296.700807711, 659219.5627237454 2328107.208532042, 659051.514438414 2327855.737713466, 658817.0478750372 2327595.3291195505, 658559.6515100899 2327312.5183185325, 658299.10223701 2327022.6186890285, 658073.596879791 2326770.467639444, 658016.577454224 2326581.447481283, 657905.9931994474 2326190.5541380313, 657804.9682549483 2325893.4265714423, 657702.8602042182 2325591.7172812326, 657600.1709632513 2325292.7602031943, 657515.3330477789 2325021.5629509054, 657655.8846970345 2324725.181892881) | line | [10 empty] | 6 | 2 |  |  | 1191 | 1189 | 1 | FALSE | FALSE | 2 | TRUE | TRUE | 1191 | 1189 | 663738.707 | 2332666.9364 | 657655.8847 | 2324725.1819 | 1191 | 663738.707 | 2332666.9364 | 1189 | 657655.8847 | 2324725.1819
VN | 549914191 | LINEVN1132b | 220 | 14.0718 | [5 empty] | 50 | 6 cables - 2 systems | LINESTRING (663738.7069796061 2332666.936428775, 663517.0269160476 2332523.358917185, 663317.1282584261 2332388.6687907027, 663163.8751173595 2332293.645814909, 663006.7728806451 2332390.7997731976, 662840.6532173478 2332491.132412862, 662520.7141219877 2332688.4466766426, 662226.1777289069 2332867.7256201785, 661955.0747977513 2332712.1263786624, 661680.5301485322 2332550.9625968956, 661415.7529220801 2332394.593427227, 661371.668777781 2332190.7581382194, 661319.6701048317 2331929.9607150313, 661261.0464974025 2331653.554751762, 661195.1313952784 2331339.235970202, 661155.6524258822 2331143.086067594, 660982.2764182861 2331036.5853549237, 660741.4131127537 2330875.679306316, 660392.239807457 2330665.666320099, 660360.1932969065 2330292.138917007, 660238.5738629114 2329985.158495162, 660097.7117114987 2329635.3242841023, 659975.4807577137 2329331.385457905, 659877.7823536015 2329085.598997057, 659773.9653883964 2328824.0994972405, 659636.4593882099 2328485.0759041584, 659342.3572251863 2328296.700807711, 659219.5627237454 2328107.208532042, 659051.514438414 2327855.737713466, 658817.0478750372 2327595.3291195505, 658559.6515100899 2327312.5183185325, 658299.10223701 2327022.6186890285, 658073.596879791 2326770.467639444, 658016.577454224 2326581.447481283, 657905.9931994474 2326190.5541380313, 657804.9682549483 2325893.4265714423, 657702.8602042182 2325591.7172812326, 657600.1709632513 2325292.7602031943, 657515.3330477789 2325021.5629509054, 657655.8846970345 2324725.181892881) | line | [10 empty] | 6 | 2 |  |  | 1191 | 1189 | 1 | FALSE | FALSE | 2 | TRUE | TRUE | 1191 | 1189 | 663738.707 | 2332666.9364 | 657655.8847 | 2324725.1819 | 1191 | 663738.707 | 2332666.9364 | 1189 | 657655.8847 | 2324725.1819
VN | 549914193 | LINEVN1133a | 220 | 1.8741 | [5 empty] | 50 | 6 cables - 2 systems | LINESTRING (671010.2434601971 2305798.727659406, 671244.7456430562 2305620.456233377, 671533.3887453927 2305404.290091996, 671832.7377983191 2305178.1186430696, 671990.0230430178 2305044.8460833644, 672237.4569804098 2304833.8146120505) | line | [10 empty] | 6 |  |  |  | 1192 | 1193 | 1 | FALSE | FALSE | 2 | TRUE | TRUE | 1192 | 1193 | 671010.2435 | 2305798.7277 | 672237.457 | 2304833.8146 | 1192 | 671010.2435 | 2305798.7277 | 1193 | 672237.457 | 2304833.8146
VN | 549914193 | LINEVN1133b | 220 | 1.8741 | [5 empty] | 50 | 6 cables - 2 systems | LINESTRING (671010.2434601971 2305798.727659406, 671244.7456430562 2305620.456233377, 671533.3887453927 2305404.290091996, 671832.7377983191 2305178.1186430696, 671990.0230430178 2305044.8460833644, 672237.4569804098 2304833.8146120505) | line | [10 empty] | 6 |  |  |  | 1192 | 1193 | 1 | FALSE | FALSE | 2 | TRUE | TRUE | 1192 | 1193 | 671010.2435 | 2305798.7277 | 672237.457 | 2304833.8146 | 1192 | 671010.2435 | 2305798.7277 | 1193 | 672237.457 | 2304833.8146
VN | 549914194 | LINEVN1134a | 110 | 10.4467 | [5 empty] | 50 | 6 cables - 2 systems | LINESTRING (672427.6443235541 2304935.825678478, 672438.6694341328 2304976.040897393, 672419.9330317881 2304993.34139539, 672294.8057140213 2305107.366117273, 672149.0798933279 2305228.686594047, 672023.7752969554 2305333.9756810917, 671887.3193804438 2305449.9682076233, 671702.747993578 2305610.7073397045, 671553.7087497592 2305736.294197118, 671461.4223138904 2305888.6808524607, 671379.2476615487 2306021.3309411947, 671271.2748099272 2306193.5422704057, 671173.2281016776 2306348.915967057, 671101.3717858174 2306469.327701965, 671107.0917511387 2306606.1987217423, 671109.9235434502 2306780.229985298, 671105.4701729473 2306893.1597764874, 670976.7259073318 2306894.8336991267, 670848.8619533104 2306894.9011311396, 670637.4578475802 2306918.5971892765, 670512.5722153035 2306874.58812603, 670298.5262391027 2306799.9787082393, 670193.4753191835 2306768.25308523, 670053.1689014779 2306716.595395808, 669939.8232383891 2306676.594206524, 669716.1524951522 2306601.341379827, 669496.9577099492 2306524.808426703, 669277.1954820489 2306449.6677870895, 669054.0301351689 2306372.2815223285, 668862.7918889944 2306305.339726428, 668659.4162928091 2306119.6465329556, 668561.181884558 2306026.3098715297, 668441.5397243821 2305911.0473153177, 668332.6904636066 2305811.1507677357, 668215.3615699022 2305701.5265996736, 668064.9015099651 2305561.9546925994, 667888.8017912889 2305396.6518938416, 667733.1288935066 2305247.0225946433, 667587.4653848705 2305115.131940818, 667458.9848141404 2304995.6152191837, 667332.340264668 2304874.457260638, 667145.9449210076 2304892.580827953, 666889.6082740278 2304912.6446635546, 666687.5712830762 2304925.480330877, 666542.8249617044 2304939.0206104876, 666416.1940319131 2304948.9334733686, 666281.1271922778 2304958.353918411, 666026.4615063119 2304978.170581696, 665769.7606477537 2304993.3873831923, 665568.3331399404 2305008.0470479066) | line | [10 empty] | 6 | 2 |  |  | 1194 | 1195 | 1 | FALSE | FALSE | 2 | FALSE | TRUE |  | 1195 |  |  | 665568.3331 | 2305008.047 | 1194 | 672427.6443 | 2304935.8257 | 1195 | 665568.3331 | 2305008.047
VN | 549914194 | LINEVN1134b | 110 | 10.4467 | [5 empty] | 50 | 6 cables - 2 systems | LINESTRING (672427.6443235541 2304935.825678478, 672438.6694341328 2304976.040897393, 672419.9330317881 2304993.34139539, 672294.8057140213 2305107.366117273, 672149.0798933279 2305228.686594047, 672023.7752969554 2305333.9756810917, 671887.3193804438 2305449.9682076233, 671702.747993578 2305610.7073397045, 671553.7087497592 2305736.294197118, 671461.4223138904 2305888.6808524607, 671379.2476615487 2306021.3309411947, 671271.2748099272 2306193.5422704057, 671173.2281016776 2306348.915967057, 671101.3717858174 2306469.327701965, 671107.0917511387 2306606.1987217423, 671109.9235434502 2306780.229985298, 671105.4701729473 2306893.1597764874, 670976.7259073318 2306894.8336991267, 670848.8619533104 2306894.9011311396, 670637.4578475802 2306918.5971892765, 670512.5722153035 2306874.58812603, 670298.5262391027 2306799.9787082393, 670193.4753191835 2306768.25308523, 670053.1689014779 2306716.595395808, 669939.8232383891 2306676.594206524, 669716.1524951522 2306601.341379827, 669496.9577099492 2306524.808426703, 669277.1954820489 2306449.6677870895, 669054.0301351689 2306372.2815223285, 668862.7918889944 2306305.339726428, 668659.4162928091 2306119.6465329556, 668561.181884558 2306026.3098715297, 668441.5397243821 2305911.0473153177, 668332.6904636066 2305811.1507677357, 668215.3615699022 2305701.5265996736, 668064.9015099651 2305561.9546925994, 667888.8017912889 2305396.6518938416, 667733.1288935066 2305247.0225946433, 667587.4653848705 2305115.131940818, 667458.9848141404 2304995.6152191837, 667332.340264668 2304874.457260638, 667145.9449210076 2304892.580827953, 666889.6082740278 2304912.6446635546, 666687.5712830762 2304925.480330877, 666542.8249617044 2304939.0206104876, 666416.1940319131 2304948.9334733686, 666281.1271922778 2304958.353918411, 666026.4615063119 2304978.170581696, 665769.7606477537 2304993.3873831923, 665568.3331399404 2305008.0470479066) | line | [10 empty] | 6 | 2 |  |  | 1194 | 1195 | 1 | FALSE | FALSE | 2 | FALSE | TRUE |  | 1195 |  |  | 665568.3331 | 2305008.047 | 1194 | 672427.6443 | 2304935.8257 | 1195 | 665568.3331 | 2305008.047
VN | 549914195 | LINEVN1135a | 110 | 1.8432 | [5 empty] | 50 | 6 cables - 2 systems | LINESTRING (672487.8529698009 2304890.7855987526, 672508.7376415891 2304922.6435753168, 672470.9559543992 2304967.0065292986, 672362.190213638 2305069.895001155, 672066.1810865498 2305349.9447743604, 671891.9088848218 2305479.4327919423, 671796.0366852118 2305701.9313678322, 671865.4236280816 2305937.573529333, 671922.3265882818 2306105.572775436) | line | [10 empty] | 6 | 2 |  |  | 1196 | 1197 | 1 | FALSE | FALSE | 2 | FALSE | FALSE | [6 empty] | 1196 | 672487.853 | 2304890.7856 | 1197 | 671922.3266 | 2306105.5728
VN | 549914195 | LINEVN1135b | 110 | 1.8432 | [5 empty] | 50 | 6 cables - 2 systems | LINESTRING (672487.8529698009 2304890.7855987526, 672508.7376415891 2304922.6435753168, 672470.9559543992 2304967.0065292986, 672362.190213638 2305069.895001155, 672066.1810865498 2305349.9447743604, 671891.9088848218 2305479.4327919423, 671796.0366852118 2305701.9313678322, 671865.4236280816 2305937.573529333, 671922.3265882818 2306105.572775436) | line | [10 empty] | 6 | 2 |  |  | 1196 | 1197 | 1 | FALSE | FALSE | 2 | FALSE | FALSE | [6 empty] | 1196 | 672487.853 | 2304890.7856 | 1197 | 671922.3266 | 2306105.5728
VN | 549914196 | LINEVN1136a | 110 | 4.2144 | [5 empty] | 50 | 6 cables - 2 systems | LINESTRING (672395.0094555031 2304959.493355726, 672419.9330317881 2304993.34139539, 672243.5538010178 2305109.474212596, 672093.128676207 2305240.456713651, 671862.9194749187 2305434.040344803, 671682.103821882 2305588.8505932074, 671576.1092109999 2305485.0747438082, 671494.5742040812 2305404.5237795976, 671492.1129128031 2305276.8975724266, 671483.5199254568 2304984.6282897694, 671528.117687511 2304814.0496625146, 671582.586610779 2304606.5817374373, 671624.9157809304 2304453.395782765, 671680.0233248757 2304252.8765389826, 671741.9258469723 2304015.0822910345, 671833.1162878578 2303671.1453192024, 671866.2104380876 2303546.9614596083, 671897.919502987 2303427.9560559634, 671937.8326280849 2303261.138764819, 671928.7610788927 2303206.7835051725) | line | [10 empty] | 6 | 2 |  |  | 1198 | 1199 | 1 | FALSE | FALSE | 2 | FALSE | TRUE |  | 1199 |  |  | 671928.7611 | 2303206.7835 | 1198 | 672395.0095 | 2304959.4934 | 1199 | 671928.7611 | 2303206.7835
VN | 549914196 | LINEVN1136b | 110 | 4.2144 | [5 empty] | 50 | 6 cables - 2 systems | LINESTRING (672395.0094555031 2304959.493355726, 672419.9330317881 2304993.34139539, 672243.5538010178 2305109.474212596, 672093.128676207 2305240.456713651, 671862.9194749187 2305434.040344803, 671682.103821882 2305588.8505932074, 671576.1092109999 2305485.0747438082, 671494.5742040812 2305404.5237795976, 671492.1129128031 2305276.8975724266, 671483.5199254568 2304984.6282897694, 671528.117687511 2304814.0496625146, 671582.586610779 2304606.5817374373, 671624.9157809304 2304453.395782765, 671680.0233248757 2304252.8765389826, 671741.9258469723 2304015.0822910345, 671833.1162878578 2303671.1453192024, 671866.2104380876 2303546.9614596083, 671897.919502987 2303427.9560559634, 671937.8326280849 2303261.138764819, 671928.7610788927 2303206.7835051725) | line | [10 empty] | 6 | 2 |  |  | 1198 | 1199 | 1 | FALSE | FALSE | 2 | FALSE | TRUE |  | 1199 |  |  | 671928.7611 | 2303206.7835 | 1198 | 672395.0095 | 2304959.4934 | 1199 | 671928.7611 | 2303206.7835
VN | 549914198 | LINEVN1137 | 220 | 29.5896 | [5 empty] | 50 |  | LINESTRING (657918.6480446069 2322280.4697510623, 658226.8373992145 2322129.456272372, 658495.3790402324 2321794.0555276796, 658756.1394031714 2321472.157429741, 659014.127520477 2321148.708437327, 659289.6015808502 2320806.0113526974, 659542.7001234235 2320493.6047218274, 659762.7647505058 2320216.644162553, 660050.635261129 2319857.492008167, 660305.9705244878 2319539.2710317415, 660597.0337299455 2319177.090831599, 660588.4798546743 2318848.9665027377, 660590.7976434568 2318608.7091202377, 660575.5174103482 2318313.645377395, 660559.8998356164 2317807.5382288257, 660540.82137139 2317354.9054401987, 660523.5190772534 2316907.6928570173, 660503.6716480474 2316463.2017349154, 660489.0664007571 2316039.0106896274, 660646.2881073398 2315660.139755807, 660784.9577372015 2315325.7413072744, 660969.5917285022 2314884.163799366, 661132.2654134007 2314492.140894056, 661306.2757016111 2314068.753213505, 661486.221762093 2313636.9437364503, 661597.2479385497 2313279.2102720784, 661704.8527788843 2312944.328461575, 661815.4969074334 2312611.8237029747, 661937.9783181603 2312225.1961705545, 662064.961838084 2311821.131437156, 662194.8119455875 2311408.481771523, 662292.2547241908 2311087.265519428, 662178.9399126956 2310988.9927320685, 662001.699899307 2310833.858968389, 662160.3410229378 2310662.697417253, 662336.6614454275 2310473.452382335, 662492.6591785479 2310337.2973235566, 662457.2212323371 2310164.9386454406, 662424.2843583636 2309993.157996786, 662360.7406816193 2309682.623164885, 662647.2385481801 2309537.6620664927, 662916.4482143456 2309405.512583948, 663202.7800354081 2309263.680787694, 663321.862580281 2309056.603590645, 663468.1026600013 2308816.9218108016, 663692.5671074991 2308431.555224739, 663912.9539420586 2308051.277076929, 664116.3677444436 2307701.701561417, 664315.0951166032 2307361.7804553863, 664531.3193129147 2306988.4538464486, 664750.3689086882 2306612.3672578577, 665152.6570684701 2306515.0389776705, 665538.419355949 2306424.4983542366, 665917.217000202 2306333.6204929203, 666290.4922901079 2306242.8288925225, 666725.6462510054 2306141.4237550437, 667148.0319963837 2306040.455637023, 667571.9423080224 2305941.6608876437, 667980.49194704 2305843.342404067, 668325.7186877937 2305838.969830629, 668799.3596656758 2305833.3294795672, 669260.7436743191 2305826.471451747, 669715.5961760107 2305816.2273558564, 670207.0112601162 2305807.197443896, 670660.4879609515 2305802.5892955423, 671010.2434601971 2305798.727659406) | line | [10 empty] | 3 | 1 |  |  | 1188 | 1192 | 1 | FALSE | FALSE | 1 | TRUE | TRUE | 1188 | 1192 | 657918.648 | 2322280.4698 | 671010.2435 | 2305798.7277 | 1188 | 657918.648 | 2322280.4698 | 1192 | 671010.2435 | 2305798.7277
VN | 549914199 | LINEVN1138 | 220 | 28.7866 | [5 empty] | 50 |  | LINESTRING (671010.2434601971 2305798.727659406, 670841.3903658512 2305828.857597297, 670495.8095441625 2305833.728428816, 670070.0361183663 2305838.699744627, 669681.3670512745 2305846.825613496, 669277.2468875024 2305850.5085225725, 668850.9043141981 2305857.575352743, 668409.9402531029 2305860.49807463, 667985.4038270344 2305868.302525042, 667589.4599101909 2305962.3073245087, 667187.6477717344 2306056.6721892166, 666766.1210147977 2306156.042494417, 666384.1333383509 2306247.479065377, 665998.8700605455 2306340.186900068, 665587.4145979104 2306438.379184628, 665154.7846240919 2306539.9040787695, 664766.3455081856 2306633.3385892347, 664562.4258446238 2306989.4571185005, 664337.1589699817 2307388.0811227434, 664101.7509100758 2307797.8454210954, 663897.8664720196 2308153.107078263, 663703.8123302012 2308494.649904626, 663500.7241286435 2308848.8713786653, 663309.1907424772 2309184.2535856664, 663104.0606032542 2309541.4260076345, 662916.7932893408 2309870.874870668, 662785.3707622825 2310241.367923551, 662637.1960933881 2310655.253050063, 662493.3678647801 2311067.9303341233, 662348.1328993677 2311476.1331034997, 662216.6512379411 2311846.462699253, 662075.311767873 2312249.00329612, 661938.5993800218 2312636.322357655, 661827.9501458663 2312932.623413259, 661682.5272202302 2313333.1561152246, 661544.60570924 2313730.983466236, 661407.3523871513 2314118.4111158196, 661329.4174474733 2314560.618072521, 661257.1633728445 2314949.206776826, 661177.3758056079 2315381.3989861216, 661100.7360933376 2315805.6948693017, 661039.6598154347 2316150.2622417607, 660780.0325132044 2316544.770643238, 660550.7070933445 2316893.529000451, 660567.3396474923 2317338.9416603805, 660577.2595659517 2317582.9369787513, 660595.800290023 2317945.5665594386, 660608.051683754 2318339.0577386785, 660618.5092415963 2318671.506994009, 660628.2617123596 2318889.4172834186, 660641.503239661 2319164.8987482744, 660381.8353094254 2319489.0520932423, 660117.0496656926 2319817.6434459426, 659864.1475825789 2320129.0924577327, 659587.8641413365 2320473.5894263033, 659307.7698457958 2320824.1429207334, 659032.4592274716 2321171.480121755, 658764.8492984867 2321508.4213237516, 658500.4390917583 2321841.3003106387, 658230.4660967782 2322179.6765361885, 657918.6480446069 2322280.4697510623) | line | [10 empty] | 3 | 1 |  |  | 1192 | 1188 | 1 | FALSE | FALSE | 1 | TRUE | TRUE | 1192 | 1188 | 671010.2435 | 2305798.7277 | 657918.648 | 2322280.4698 | 1192 | 671010.2435 | 2305798.7277 | 1188 | 657918.648 | 2322280.4698
VN | 549914201 | LINEVN1139a | 220 | 0.047295 | [5 empty] | 50 | 6 cables - 2 systems | LINESTRING (672237.4569804098 2304833.8146120505, 672271.3051064144 2304813.6245470378) | line | [10 empty] | 6 |  |  |  | 1193 | 1200 | 1 | FALSE | FALSE | 2 | TRUE | FALSE | 1193 |  | 672237.457 | 2304833.8146 |  |  | 1193 | 672237.457 | 2304833.8146 | 1200 | 672271.3051 | 2304813.6245
VN | 549914201 | LINEVN1139b | 220 | 0.047295 | [5 empty] | 50 | 6 cables - 2 systems | LINESTRING (672237.4569804098 2304833.8146120505, 672271.3051064144 2304813.6245470378) | line | [10 empty] | 6 |  |  |  | 1193 | 1200 | 1 | FALSE | FALSE | 2 | TRUE | FALSE | 1193 |  | 672237.457 | 2304833.8146 |  |  | 1193 | 672237.457 | 2304833.8146 | 1200 | 672271.3051 | 2304813.6245
VN | 549914202 | LINEVN1140 | 220 | 0.074622 | [5 empty] | 50 |  | LINESTRING (672293.1185656749 2304877.6882877722, 672255.2034943048 2304926.9772252613) | line | [10 empty] | 3 |  |  |  | 1201 | 1202 | 1 | FALSE | FALSE | 1 | FALSE | TRUE |  | 1202 |  |  | 672255.2035 | 2304926.9772 | 1201 | 672293.1186 | 2304877.6883 | 1202 | 672255.2035 | 2304926.9772
VN | 549914203 | LINEVN1141 | 220 | 0.075592 | [5 empty] | 50 |  | LINESTRING (672255.2034943048 2304926.9772252613, 672313.5177005642 2304903.1526201908) | line | [10 empty] | 3 |  |  |  | 1202 | 1203 | 1 | FALSE | FALSE | 1 | TRUE | FALSE | 1202 |  | 672255.2035 | 2304926.9772 |  |  | 1202 | 672255.2035 | 2304926.9772 | 1203 | 672313.5177 | 2304903.1526
VN | 549914204 | LINEVN1142a | 220 | 15.8109 | [5 empty] | 50 | 6 cables - 2 systems | LINESTRING (672255.2034943048 2304926.9772252613, 672014.9612253496 2305131.0627421285, 671816.3859356886 2305302.983506995, 671580.787013955 2305464.307902859, 671351.7526052506 2305619.258710447, 671084.7681658164 2305799.3558794055, 670866.7568898946 2306058.1444133786, 670678.2158908963 2306274.067351706, 670498.8203191755 2306483.575075431, 670253.9379909529 2306765.535308665, 670028.3018184133 2306719.044299095, 669648.3295071059 2306641.2313778745, 669317.9670424046 2306578.7759608994, 668990.0305613419 2306510.8713227753, 668749.6531121874 2306458.0824703523, 668416.0663931944 2306389.711780546, 668111.8291788081 2306559.4806624968, 667928.0948811753 2306850.4115341194, 667781.6149054293 2307080.934885451, 667542.8238699483 2307163.461315886, 667239.3367084555 2307267.8194823773, 666918.9093397086 2307378.667840438, 666629.8696870856 2307644.5357481325, 666592.5247746133 2307919.023551022, 666551.0895675544 2308226.065037518, 666525.4414742094 2308384.6517388597, 666520.6000969056 2308443.448281084, 666484.0523030979 2308736.3671117267, 666477.1181651554 2308787.9796110033, 666440.1882230893 2309062.936833261, 666397.815571815 2309394.5036482443, 666371.4936959724 2309600.115359015, 666424.4553088783 2309834.383080154, 666469.464940543 2310036.342917315, 666306.9088432485 2310368.7063464457, 666353.8648642699 2310739.8462744183, 666405.3876190177 2311121.228962419, 666413.1109452854 2311362.1658318406, 666423.9867616091 2311670.913800199, 666432.2955465446 2312013.747574791, 666442.729736141 2312338.4343816703, 666455.7049045042 2312646.0744338953, 666574.4437602576 2312935.4388972945, 666632.9525308526 2313073.940642725, 666681.4873140126 2313320.4121242263, 666745.4565043517 2313626.392570127, 666896.0493733322 2313607.504314406, 666916.7531630199 2313574.0096605853) | line | [10 empty] | 6 | 2 |  |  | 1202 | 1204 | 1 | FALSE | FALSE | 2 | TRUE | FALSE | 1202 |  | 672255.2035 | 2304926.9772 |  |  | 1202 | 672255.2035 | 2304926.9772 | 1204 | 666916.7532 | 2313574.0097
VN | 549914204 | LINEVN1142b | 220 | 15.8109 | [5 empty] | 50 | 6 cables - 2 systems | LINESTRING (672255.2034943048 2304926.9772252613, 672014.9612253496 2305131.0627421285, 671816.3859356886 2305302.983506995, 671580.787013955 2305464.307902859, 671351.7526052506 2305619.258710447, 671084.7681658164 2305799.3558794055, 670866.7568898946 2306058.1444133786, 670678.2158908963 2306274.067351706, 670498.8203191755 2306483.575075431, 670253.9379909529 2306765.535308665, 670028.3018184133 2306719.044299095, 669648.3295071059 2306641.2313778745, 669317.9670424046 2306578.7759608994, 668990.0305613419 2306510.8713227753, 668749.6531121874 2306458.0824703523, 668416.0663931944 2306389.711780546, 668111.8291788081 2306559.4806624968, 667928.0948811753 2306850.4115341194, 667781.6149054293 2307080.934885451, 667542.8238699483 2307163.461315886, 667239.3367084555 2307267.8194823773, 666918.9093397086 2307378.667840438, 666629.8696870856 2307644.5357481325, 666592.5247746133 2307919.023551022, 666551.0895675544 2308226.065037518, 666525.4414742094 2308384.6517388597, 666520.6000969056 2308443.448281084, 666484.0523030979 2308736.3671117267, 666477.1181651554 2308787.9796110033, 666440.1882230893 2309062.936833261, 666397.815571815 2309394.5036482443, 666371.4936959724 2309600.115359015, 666424.4553088783 2309834.383080154, 666469.464940543 2310036.342917315, 666306.9088432485 2310368.7063464457, 666353.8648642699 2310739.8462744183, 666405.3876190177 2311121.228962419, 666413.1109452854 2311362.1658318406, 666423.9867616091 2311670.913800199, 666432.2955465446 2312013.747574791, 666442.729736141 2312338.4343816703, 666455.7049045042 2312646.0744338953, 666574.4437602576 2312935.4388972945, 666632.9525308526 2313073.940642725, 666681.4873140126 2313320.4121242263, 666745.4565043517 2313626.392570127, 666896.0493733322 2313607.504314406, 666916.7531630199 2313574.0096605853) | line | [10 empty] | 6 | 2 |  |  | 1202 | 1204 | 1 | FALSE | FALSE | 2 | TRUE | FALSE | 1202 |  | 672255.2035 | 2304926.9772 |  |  | 1202 | 672255.2035 | 2304926.9772 | 1204 | 666916.7532 | 2313574.0097
VN | 549914205 | LINEVN1143a | 220 | 21.0624 | [5 empty] | 50 | 6 cables - 2 systems | LINESTRING (669741.9626074908 2329344.480436939, 669710.4193102666 2329185.220535434, 669364.3634125729 2329046.159351064, 669284.3858722444 2328811.283140432, 669215.8513614365 2328615.884785238, 669139.3936587203 2328404.3297152873, 669223.8599696135 2328159.364194812, 669320.9782721958 2327875.7103717634, 669426.8290631957 2327557.6352839223, 669541.0223162561 2327228.1312556216, 669631.2125712854 2326955.070023474, 669484.1926822577 2326746.368544377, 669299.8112078628 2326494.7493876787, 669097.7072363482 2326217.985212389, 668921.1021375756 2325941.6276571704, 668772.3548319035 2325708.802221793, 668878.6175640458 2325458.454397631, 668967.4366983646 2325238.985806349, 669035.0283556727 2325076.8081891746, 668977.4142898016 2324888.9756053477, 668760.5757960536 2324700.8967763805, 668339.0369772745 2324349.3958513956, 668121.0860459749 2324159.9313635393, 667930.709379253 2324000.531897873, 667858.4633316107 2323713.7085745772, 667957.274272235 2323248.810208476, 668041.1501040432 2322896.869683123, 668059.3177629594 2322713.51783318, 668111.9982037871 2322550.3445538813, 668194.7499483912 2322296.6656027185, 668282.2601856623 2321958.3255017297, 668381.8114842606 2321617.173661102, 668418.3385796442 2321492.0348143913, 668504.7307128424 2321196.011296849, 668423.9350527382 2320828.6419305224, 668339.197401321 2320438.33724031, 668254.7822896985 2320029.0377255077, 668170.4742673561 2319608.646422137, 668131.0979903298 2319447.554348642, 668063.0346075865 2319102.5935646254, 667985.1150970329 2318739.4982328475, 667916.2724438033 2318402.0042816265, 667853.2588360407 2318109.0776861617, 667790.169771692 2317781.0537805534, 667734.2827278655 2317527.6371008446, 667824.5226638032 2317292.7426460744, 667916.5157472254 2317028.603905905, 668000.8158936321 2316809.7373311096, 667889.4397769584 2316548.8966691205, 667745.7001235052 2316240.676998761, 667618.8085532489 2315963.1418229234, 667524.7146906971 2315758.489700471, 667351.8526820595 2315497.27993826, 667164.0672281708 2315220.6662354474, 667020.7045042876 2315007.1871999847, 666957.4752817105 2314676.3340650625, 666857.4738530251 2314200.5968747777, 666768.6138144154 2313766.8448346285, 666806.2220380299 2313744.7566331215, 666983.6989307348 2313624.6120470976, 667001.7220397765 2313586.6509757815) | line | [10 empty] | 6 | 2 |  |  | 1205 | 1206 | 1 | FALSE | FALSE | 2 | TRUE | FALSE | 1205 |  | 669741.9626 | 2329344.4804 |  |  | 1205 | 669741.9626 | 2329344.4804 | 1206 | 667001.722 | 2313586.651
VN | 549914205 | LINEVN1143b | 220 | 21.0624 | [5 empty] | 50 | 6 cables - 2 systems | LINESTRING (669741.9626074908 2329344.480436939, 669710.4193102666 2329185.220535434, 669364.3634125729 2329046.159351064, 669284.3858722444 2328811.283140432, 669215.8513614365 2328615.884785238, 669139.3936587203 2328404.3297152873, 669223.8599696135 2328159.364194812, 669320.9782721958 2327875.7103717634, 669426.8290631957 2327557.6352839223, 669541.0223162561 2327228.1312556216, 669631.2125712854 2326955.070023474, 669484.1926822577 2326746.368544377, 669299.8112078628 2326494.7493876787, 669097.7072363482 2326217.985212389, 668921.1021375756 2325941.6276571704, 668772.3548319035 2325708.802221793, 668878.6175640458 2325458.454397631, 668967.4366983646 2325238.985806349, 669035.0283556727 2325076.8081891746, 668977.4142898016 2324888.9756053477, 668760.5757960536 2324700.8967763805, 668339.0369772745 2324349.3958513956, 668121.0860459749 2324159.9313635393, 667930.709379253 2324000.531897873, 667858.4633316107 2323713.7085745772, 667957.274272235 2323248.810208476, 668041.1501040432 2322896.869683123, 668059.3177629594 2322713.51783318, 668111.9982037871 2322550.3445538813, 668194.7499483912 2322296.6656027185, 668282.2601856623 2321958.3255017297, 668381.8114842606 2321617.173661102, 668418.3385796442 2321492.0348143913, 668504.7307128424 2321196.011296849, 668423.9350527382 2320828.6419305224, 668339.197401321 2320438.33724031, 668254.7822896985 2320029.0377255077, 668170.4742673561 2319608.646422137, 668131.0979903298 2319447.554348642, 668063.0346075865 2319102.5935646254, 667985.1150970329 2318739.4982328475, 667916.2724438033 2318402.0042816265, 667853.2588360407 2318109.0776861617, 667790.169771692 2317781.0537805534, 667734.2827278655 2317527.6371008446, 667824.5226638032 2317292.7426460744, 667916.5157472254 2317028.603905905, 668000.8158936321 2316809.7373311096, 667889.4397769584 2316548.8966691205, 667745.7001235052 2316240.676998761, 667618.8085532489 2315963.1418229234, 667524.7146906971 2315758.489700471, 667351.8526820595 2315497.27993826, 667164.0672281708 2315220.6662354474, 667020.7045042876 2315007.1871999847, 666957.4752817105 2314676.3340650625, 666857.4738530251 2314200.5968747777, 666768.6138144154 2313766.8448346285, 666806.2220380299 2313744.7566331215, 666983.6989307348 2313624.6120470976, 667001.7220397765 2313586.6509757815) | line | [10 empty] | 6 | 2 |  |  | 1205 | 1206 | 1 | FALSE | FALSE | 2 | TRUE | FALSE | 1205 |  | 669741.9626 | 2329344.4804 |  |  | 1205 | 669741.9626 | 2329344.4804 | 1206 | 667001.722 | 2313586.651
VN | 549914206 | LINEVN1144 | 110 | 0.4336 | [5 empty] | 50 |  | LINESTRING (666820.9441404864 2313584.289188338, 666831.6559908831 2313593.9620758635, 666893.7497570881 2313634.606561171, 666993.12972187 2313651.056675029, 667062.405992243 2313664.1723741093, 667076.4007303548 2313764.653858052) | line | [10 empty] | 3 | 1 |  |  | 1207 | 1208 | 1 | FALSE | FALSE | 1 | TRUE | TRUE | 1207 | 1208 | 666820.9441 | 2313584.2892 | 667076.4007 | 2313764.6539 | 1207 | 666820.9441 | 2313584.2892 | 1208 | 667076.4007 | 2313764.6539
VN | 549914207 | LINEVN1145 | 110 | 0.42644 | [5 empty] | 50 |  | LINESTRING (667076.4007303548 2313764.653858052, 667051.3516359073 2313674.1810893416, 666989.8003443701 2313663.578476521, 666888.2548925346 2313647.306006333, 666825.1493196375 2313602.7763889446, 666820.9441404864 2313584.289188338) | line | [10 empty] | 3 | 1 |  |  | 1208 | 1207 | 1 | FALSE | FALSE | 1 | TRUE | TRUE | 1208 | 1207 | 667076.4007 | 2313764.6539 | 666820.9441 | 2313584.2892 | 1208 | 667076.4007 | 2313764.6539 | 1207 | 666820.9441 | 2313584.2892
VN | 549914208 | LINEVN1146a | 110 | 4.3374 | [5 empty] | 50 | 6 cables - 2 systems | LINESTRING (669023.9467619616 2313769.1557829124, 668870.0587077045 2313865.6480379715, 668931.2431387409 2314065.4351393213, 668790.0510796757 2314189.525196462, 668647.3747563781 2314310.412661922, 668446.2683108093 2314482.99124035, 668276.7177708931 2314627.569100454, 668109.1112499639 2314770.4962545303, 667961.1602520292 2314639.401468799, 667769.9943574166 2314796.9637004733, 667541.65345286 2314877.0518621453, 667326.1978073039 2314953.5190010928, 667278.604893048 2314886.479285494, 667224.9416594498 2314687.1955141705, 667121.3141967428 2314210.7333494024, 667104.3642965556 2314106.269585196, 667087.1968614325 2313935.2083542715, 667076.4007303548 2313764.653858052) | line | [10 empty] | 6 | 2 |  |  | 1209 | 1208 | 1 | FALSE | FALSE | 2 | FALSE | TRUE |  | 1208 |  |  | 667076.4007 | 2313764.6539 | 1209 | 669023.9468 | 2313769.1558 | 1208 | 667076.4007 | 2313764.6539
VN | 549914208 | LINEVN1146b | 110 | 4.3374 | [5 empty] | 50 | 6 cables - 2 systems | LINESTRING (669023.9467619616 2313769.1557829124, 668870.0587077045 2313865.6480379715, 668931.2431387409 2314065.4351393213, 668790.0510796757 2314189.525196462, 668647.3747563781 2314310.412661922, 668446.2683108093 2314482.99124035, 668276.7177708931 2314627.569100454, 668109.1112499639 2314770.4962545303, 667961.1602520292 2314639.401468799, 667769.9943574166 2314796.9637004733, 667541.65345286 2314877.0518621453, 667326.1978073039 2314953.5190010928, 667278.604893048 2314886.479285494, 667224.9416594498 2314687.1955141705, 667121.3141967428 2314210.7333494024, 667104.3642965556 2314106.269585196, 667087.1968614325 2313935.2083542715, 667076.4007303548 2313764.653858052) | line | [10 empty] | 6 | 2 |  |  | 1209 | 1208 | 1 | FALSE | FALSE | 2 | FALSE | TRUE |  | 1208 |  |  | 667076.4007 | 2313764.6539 | 1209 | 669023.9468 | 2313769.1558 | 1208 | 667076.4007 | 2313764.6539
VN | 549914209 | LINEVN1147a | 220 | 12.0888 | [5 empty] | 50 | 6 cables - 2 systems | LINESTRING (682502.7499138839 2316960.612633174, 682468.6801505636 2316989.5038880715, 682269.0633553492 2316772.63599074, 682040.7625007924 2316831.0162682696, 681822.0971779223 2316889.2389435857, 681533.487594251 2316958.4831342776, 681266.7702348635 2317029.2214637687, 680812.0999378061 2317008.048873889, 680623.6133998777 2316998.519502536, 680555.5408338401 2317152.5504599204, 680350.1913863485 2317089.5835247263, 680018.1163942469 2316993.2173918057, 679702.6131018067 2316900.214667494, 679377.9605639677 2316800.75317777, 679043.0143145567 2316698.68541286, 678683.7408391312 2316587.3510830645, 678490.2282010221 2316525.232734623, 678175.437979372 2316507.1602138453, 677821.7821302745 2316483.6964583625, 677412.2424776803 2316455.8918079785, 677057.5817088475 2316434.924956212, 676740.6118012611 2316411.442363892, 676456.2686530247 2316561.1242771023, 676132.1185041383 2316729.1016034805, 675783.0469428212 2316919.4198158095, 675529.2909528348 2317054.31453621, 675256.872028031 2317199.8338136594, 674894.3639222998 2317196.8545014923, 674522.9422392038 2317193.9225590886, 674126.5085521904 2317193.8043770744, 673781.1809689433 2317190.1984723196, 673427.3176779689 2317188.3045175937, 673070.1230166489 2317185.7634397456, 673109.3887190103 2317084.4649166996) | line | [10 empty] | 6 | 2 |  |  | 1210 | 1211 | 1 | FALSE | FALSE | 2 | FALSE | FALSE | [6 empty] | 1210 | 682502.7499 | 2316960.6126 | 1211 | 673109.3887 | 2317084.4649
VN | 549914209 | LINEVN1147b | 220 | 12.0888 | [5 empty] | 50 | 6 cables - 2 systems | LINESTRING (682502.7499138839 2316960.612633174, 682468.6801505636 2316989.5038880715, 682269.0633553492 2316772.63599074, 682040.7625007924 2316831.0162682696, 681822.0971779223 2316889.2389435857, 681533.487594251 2316958.4831342776, 681266.7702348635 2317029.2214637687, 680812.0999378061 2317008.048873889, 680623.6133998777 2316998.519502536, 680555.5408338401 2317152.5504599204, 680350.1913863485 2317089.5835247263, 680018.1163942469 2316993.2173918057, 679702.6131018067 2316900.214667494, 679377.9605639677 2316800.75317777, 679043.0143145567 2316698.68541286, 678683.7408391312 2316587.3510830645, 678490.2282010221 2316525.232734623, 678175.437979372 2316507.1602138453, 677821.7821302745 2316483.6964583625, 677412.2424776803 2316455.8918079785, 677057.5817088475 2316434.924956212, 676740.6118012611 2316411.442363892, 676456.2686530247 2316561.1242771023, 676132.1185041383 2316729.1016034805, 675783.0469428212 2316919.4198158095, 675529.2909528348 2317054.31453621, 675256.872028031 2317199.8338136594, 674894.3639222998 2317196.8545014923, 674522.9422392038 2317193.9225590886, 674126.5085521904 2317193.8043770744, 673781.1809689433 2317190.1984723196, 673427.3176779689 2317188.3045175937, 673070.1230166489 2317185.7634397456, 673109.3887190103 2317084.4649166996) | line | [10 empty] | 6 | 2 |  |  | 1210 | 1211 | 1 | FALSE | FALSE | 2 | FALSE | FALSE | [6 empty] | 1210 | 682502.7499 | 2316960.6126 | 1211 | 673109.3887 | 2317084.4649
VN | 549941529 | LINEVN1148 | 220 | 0.054729 | [5 empty] | 50 |  | LINESTRING (669653.6668304405 2329500.2981347945, 669627.5683652121 2329462.895780664) | line | [10 empty] | 3 |  |  |  | 1212 | 1213 | 1 | FALSE | FALSE | 1 | TRUE | FALSE | 1212 |  | 669653.6668 | 2329500.2981 |  |  | 1212 | 669653.6668 | 2329500.2981 | 1213 | 669627.5684 | 2329462.8958
VN | 549941533 | LINEVN1149 | 220 | 0.052682 | [5 empty] | 50 |  | LINESTRING (669653.6668304405 2329500.2981347945, 669660.9489462307 2329457.004216194) | line | [10 empty] | 3 |  |  |  | 1212 | 1214 | 1 | FALSE | FALSE | 1 | TRUE | FALSE | 1212 |  | 669653.6668 | 2329500.2981 |  |  | 1212 | 669653.6668 | 2329500.2981 | 1214 | 669660.9489 | 2329457.0042
VN | 549941536 | LINEVN1150a | 220 | 9.2158 | [5 empty] | 50 | 6 cables - 2 systems | LINESTRING (663783.238597327 2332630.5311032915, 663542.9109372323 2332470.770163832, 663552.4021402583 2332313.758208754, 663876.2254218103 2332261.4060496036, 664239.9135085403 2332207.79509754, 664574.7629889412 2332153.7721527466, 664869.8255069662 2332107.242238585, 665138.2538468759 2332104.793568797, 665604.2892408237 2332101.5916036833, 666336.7337014879 2332089.3765899297, 666692.6284106697 2331877.536096791, 666888.6573415872 2331765.7501375256, 667323.2960854812 2331519.774067017, 667565.2978848359 2331376.0533100213, 667936.2712699234 2331130.5545321004, 668256.7451946433 2330917.255966798, 668566.8186982827 2330714.7849768098, 668797.7246229268 2330566.94851036, 669031.9396367687 2330429.290556733, 669338.6775009062 2330248.9976717746, 669582.4472249029 2330140.2978527057, 669606.7109979332 2329894.0421969, 669653.6668304405 2329500.2981347945) | line | [10 empty] | 6 |  |  |  | 1215 | 1212 | 1 | FALSE | FALSE | 2 | TRUE | TRUE | 1215 | 1212 | 663783.2386 | 2332630.5311 | 669653.6668 | 2329500.2981 | 1215 | 663783.2386 | 2332630.5311 | 1212 | 669653.6668 | 2329500.2981
VN | 549941536 | LINEVN1150b | 220 | 9.2158 | [5 empty] | 50 | 6 cables - 2 systems | LINESTRING (663783.238597327 2332630.5311032915, 663542.9109372323 2332470.770163832, 663552.4021402583 2332313.758208754, 663876.2254218103 2332261.4060496036, 664239.9135085403 2332207.79509754, 664574.7629889412 2332153.7721527466, 664869.8255069662 2332107.242238585, 665138.2538468759 2332104.793568797, 665604.2892408237 2332101.5916036833, 666336.7337014879 2332089.3765899297, 666692.6284106697 2331877.536096791, 666888.6573415872 2331765.7501375256, 667323.2960854812 2331519.774067017, 667565.2978848359 2331376.0533100213, 667936.2712699234 2331130.5545321004, 668256.7451946433 2330917.255966798, 668566.8186982827 2330714.7849768098, 668797.7246229268 2330566.94851036, 669031.9396367687 2330429.290556733, 669338.6775009062 2330248.9976717746, 669582.4472249029 2330140.2978527057, 669606.7109979332 2329894.0421969, 669653.6668304405 2329500.2981347945) | line | [10 empty] | 6 |  |  |  | 1215 | 1212 | 1 | FALSE | FALSE | 2 | TRUE | TRUE | 1215 | 1212 | 663783.2386 | 2332630.5311 | 669653.6668 | 2329500.2981 | 1215 | 663783.2386 | 2332630.5311 | 1212 | 669653.6668 | 2329500.2981
VN | 549941542 | LINEVN1151a | 220 | 0.07303 | [5 empty] | 50 | 6 cables - 2 systems | LINESTRING (663821.6532972591 2332677.7333952542, 663783.238597327 2332630.5311032915) | line | [10 empty] | 6 |  |  |  | 1216 | 1215 | 1 | FALSE | FALSE | 2 | FALSE | TRUE |  | 1215 |  |  | 663783.2386 | 2332630.5311 | 1216 | 663821.6533 | 2332677.7334 | 1215 | 663783.2386 | 2332630.5311
VN | 549941542 | LINEVN1151b | 220 | 0.07303 | [5 empty] | 50 | 6 cables - 2 systems | LINESTRING (663821.6532972591 2332677.7333952542, 663783.238597327 2332630.5311032915) | line | [10 empty] | 6 |  |  |  | 1216 | 1215 | 1 | FALSE | FALSE | 2 | FALSE | TRUE |  | 1215 |  |  | 663783.2386 | 2332630.5311 | 1216 | 663821.6533 | 2332677.7334 | 1215 | 663783.2386 | 2332630.5311
VN | 549941545 | LINEVN1152a | 220 | 0.07563 | [5 empty] | 50 | 6 cables - 2 systems | LINESTRING (663778.497479566 2332715.812981552, 663738.7069796061 2332666.936428775) | line | [10 empty] | 6 |  |  |  | 1217 | 1191 | 1 | FALSE | FALSE | 2 | FALSE | TRUE |  | 1191 |  |  | 663738.707 | 2332666.9364 | 1217 | 663778.4975 | 2332715.813 | 1191 | 663738.707 | 2332666.9364
VN | 549941545 | LINEVN1152b | 220 | 0.07563 | [5 empty] | 50 | 6 cables - 2 systems | LINESTRING (663778.497479566 2332715.812981552, 663738.7069796061 2332666.936428775) | line | [10 empty] | 6 |  |  |  | 1217 | 1191 | 1 | FALSE | FALSE | 2 | FALSE | TRUE |  | 1191 |  |  | 663738.707 | 2332666.9364 | 1217 | 663778.4975 | 2332715.813 | 1191 | 663738.707 | 2332666.9364
VN | 549941549 | LINEVN1153a | 220 | 3.2031 | [5 empty] | 50 | multiple vlevels, 12 cables - 4 systems | LINESTRING (657655.8846970345 2324725.181892881, 657664.1365253703 2324384.9981923345, 657669.8272840449 2324064.8844860774, 657676.1047566002 2323814.336705188, 657922.0662960651 2323636.8998110266, 657825.0044611976 2323418.50577138, 657650.1690595811 2323212.803580166, 657525.6509877777 2322949.7891415358, 657452.7536568011 2322755.308458529, 657630.2371491875 2322624.6133912327, 657815.2553492831 2322493.4380289074) | line | [10 empty] | 12 | 4 |  |  | 1189 | 1218 | 2 | FALSE | FALSE | 4 | TRUE | TRUE | 1189 | 1218 | 657655.8847 | 2324725.1819 | 657815.2553 | 2322493.438 | 1189 | 657655.8847 | 2324725.1819 | 1218 | 657815.2553 | 2322493.438
VN | 549941549 | LINEVN1153b | 220 | 3.2031 | [5 empty] | 50 | multiple vlevels, 12 cables - 4 systems | LINESTRING (657655.8846970345 2324725.181892881, 657664.1365253703 2324384.9981923345, 657669.8272840449 2324064.8844860774, 657676.1047566002 2323814.336705188, 657922.0662960651 2323636.8998110266, 657825.0044611976 2323418.50577138, 657650.1690595811 2323212.803580166, 657525.6509877777 2322949.7891415358, 657452.7536568011 2322755.308458529, 657630.2371491875 2322624.6133912327, 657815.2553492831 2322493.4380289074) | line | [10 empty] | 12 | 4 |  |  | 1189 | 1218 | 2 | FALSE | FALSE | 4 | TRUE | TRUE | 1189 | 1218 | 657655.8847 | 2324725.1819 | 657815.2553 | 2322493.438 | 1189 | 657655.8847 | 2324725.1819 | 1218 | 657815.2553 | 2322493.438
VN | 549941549 | LINEVN1153c | 220 | 3.2031 | [5 empty] | 50 | multiple vlevels, 12 cables - 4 systems | LINESTRING (657655.8846970345 2324725.181892881, 657664.1365253703 2324384.9981923345, 657669.8272840449 2324064.8844860774, 657676.1047566002 2323814.336705188, 657922.0662960651 2323636.8998110266, 657825.0044611976 2323418.50577138, 657650.1690595811 2323212.803580166, 657525.6509877777 2322949.7891415358, 657452.7536568011 2322755.308458529, 657630.2371491875 2322624.6133912327, 657815.2553492831 2322493.4380289074) | line | [10 empty] | 12 | 4 |  |  | 1189 | 1218 | 2 | FALSE | FALSE | 4 | TRUE | TRUE | 1189 | 1218 | 657655.8847 | 2324725.1819 | 657815.2553 | 2322493.438 | 1189 | 657655.8847 | 2324725.1819 | 1218 | 657815.2553 | 2322493.438
VN | 549941549 | LINEVN1153d | 220 | 3.2031 | [5 empty] | 50 | multiple vlevels, 12 cables - 4 systems | LINESTRING (657655.8846970345 2324725.181892881, 657664.1365253703 2324384.9981923345, 657669.8272840449 2324064.8844860774, 657676.1047566002 2323814.336705188, 657922.0662960651 2323636.8998110266, 657825.0044611976 2323418.50577138, 657650.1690595811 2323212.803580166, 657525.6509877777 2322949.7891415358, 657452.7536568011 2322755.308458529, 657630.2371491875 2322624.6133912327, 657815.2553492831 2322493.4380289074) | line | [10 empty] | 12 | 4 |  |  | 1189 | 1218 | 2 | FALSE | FALSE | 4 | TRUE | TRUE | 1189 | 1218 | 657655.8847 | 2324725.1819 | 657815.2553 | 2322493.438 | 1189 | 657655.8847 | 2324725.1819 | 1218 | 657815.2553 | 2322493.438
VN | 549941549 | LINEVN1154a | 110 | 3.2031 | [5 empty] | 50 | multiple vlevels, 12 cables - 4 systems | LINESTRING (657655.8846970345 2324725.181892881, 657664.1365253703 2324384.9981923345, 657669.8272840449 2324064.8844860774, 657676.1047566002 2323814.336705188, 657922.0662960651 2323636.8998110266, 657825.0044611976 2323418.50577138, 657650.1690595811 2323212.803580166, 657525.6509877777 2322949.7891415358, 657452.7536568011 2322755.308458529, 657630.2371491875 2322624.6133912327, 657815.2553492831 2322493.4380289074) | line | [10 empty] | 12 | 4 |  |  | 1189 | 1218 | 2 | FALSE | FALSE | 4 | TRUE | TRUE | 1189 | 1218 | 657655.8847 | 2324725.1819 | 657815.2553 | 2322493.438 | 1189 | 657655.8847 | 2324725.1819 | 1218 | 657815.2553 | 2322493.438
VN | 549941549 | LINEVN1154b | 110 | 3.2031 | [5 empty] | 50 | multiple vlevels, 12 cables - 4 systems | LINESTRING (657655.8846970345 2324725.181892881, 657664.1365253703 2324384.9981923345, 657669.8272840449 2324064.8844860774, 657676.1047566002 2323814.336705188, 657922.0662960651 2323636.8998110266, 657825.0044611976 2323418.50577138, 657650.1690595811 2323212.803580166, 657525.6509877777 2322949.7891415358, 657452.7536568011 2322755.308458529, 657630.2371491875 2322624.6133912327, 657815.2553492831 2322493.4380289074) | line | [10 empty] | 12 | 4 |  |  | 1189 | 1218 | 2 | FALSE | FALSE | 4 | TRUE | TRUE | 1189 | 1218 | 657655.8847 | 2324725.1819 | 657815.2553 | 2322493.438 | 1189 | 657655.8847 | 2324725.1819 | 1218 | 657815.2553 | 2322493.438
VN | 549941549 | LINEVN1154c | 110 | 3.2031 | [5 empty] | 50 | multiple vlevels, 12 cables - 4 systems | LINESTRING (657655.8846970345 2324725.181892881, 657664.1365253703 2324384.9981923345, 657669.8272840449 2324064.8844860774, 657676.1047566002 2323814.336705188, 657922.0662960651 2323636.8998110266, 657825.0044611976 2323418.50577138, 657650.1690595811 2323212.803580166, 657525.6509877777 2322949.7891415358, 657452.7536568011 2322755.308458529, 657630.2371491875 2322624.6133912327, 657815.2553492831 2322493.4380289074) | line | [10 empty] | 12 | 4 |  |  | 1189 | 1218 | 2 | FALSE | FALSE | 4 | TRUE | TRUE | 1189 | 1218 | 657655.8847 | 2324725.1819 | 657815.2553 | 2322493.438 | 1189 | 657655.8847 | 2324725.1819 | 1218 | 657815.2553 | 2322493.438
VN | 549941549 | LINEVN1154d | 110 | 3.2031 | [5 empty] | 50 | multiple vlevels, 12 cables - 4 systems | LINESTRING (657655.8846970345 2324725.181892881, 657664.1365253703 2324384.9981923345, 657669.8272840449 2324064.8844860774, 657676.1047566002 2323814.336705188, 657922.0662960651 2323636.8998110266, 657825.0044611976 2323418.50577138, 657650.1690595811 2323212.803580166, 657525.6509877777 2322949.7891415358, 657452.7536568011 2322755.308458529, 657630.2371491875 2322624.6133912327, 657815.2553492831 2322493.4380289074) | line | [10 empty] | 12 | 4 |  |  | 1189 | 1218 | 2 | FALSE | FALSE | 4 | TRUE | TRUE | 1189 | 1218 | 657655.8847 | 2324725.1819 | 657815.2553 | 2322493.438 | 1189 | 657655.8847 | 2324725.1819 | 1218 | 657815.2553 | 2322493.438
VN | 549941563 | LINEVN1155a | 220 | 36.0332 | [5 empty] | 50 | 6 cables - 2 systems | LINESTRING (635660.553126083 2335324.3892868403, 635666.1828866703 2335266.2610306386, 635824.7656543485 2334888.073890184, 635925.3110385102 2334672.1440549367, 636016.5661111218 2334588.140722405, 636371.2699259109 2334586.902213732, 636743.5497741773 2334584.5768909245, 637131.4057287767 2334584.33760226, 637457.6991007067 2334583.163364412, 637845.2711890135 2334583.480904996, 638260.5773560633 2334582.9436244722, 638657.8531958451 2334474.3619332993, 639018.1379035527 2334373.63711996, 639385.9841883988 2334269.950356301, 639731.652623654 2334177.7190107056, 640093.8540662221 2334075.649210937, 640435.6555251544 2333979.8678029226, 640784.0257625559 2333883.031038235, 641146.8648286754 2333780.9889088743, 641559.8137984832 2333668.1690680184, 641945.8400536699 2333560.2536350614, 642271.550065855 2333468.3117598034, 642711.7605961044 2333347.8609828986, 643032.5231282875 2333264.470561729, 643407.5742937493 2333171.4494810966, 643843.2466369768 2333061.228745899, 644358.51949189 2332932.041297863, 645102.6357899179 2332892.710813704, 645624.8159007572 2332867.2443680293, 646462.1945973804 2332823.9361403617, 646773.5987065353 2332809.659341273, 647104.0440000562 2332816.8911561063, 647390.8357177608 2332985.6730921124, 647766.7226315453 2333207.986826432, 648097.8433629444 2333404.6450787974, 648459.1802446472 2333616.228649418, 648804.41046364 2333821.4318079078, 649156.1358766113 2334031.2626439873, 649457.2329956155 2334015.2840866838, 649828.299245501 2333996.2031697026, 650163.6898141985 2333978.3341206904, 650497.1377481986 2333960.5869821855, 650852.1827718291 2333942.080451432, 651203.4429352683 2333925.2075071046, 651546.0807065016 2333908.39575896, 652038.8650139442 2333881.612692984, 652468.550725267 2333837.5114909993, 652816.6848145381 2333798.756179299, 653189.2198523781 2333758.4296202254, 653551.1622132681 2333718.9871711903, 653938.8967002827 2333677.0138467094, 654277.3927253177 2333642.2178539042, 654671.9941219881 2333686.3484421456, 655028.3167805172 2333727.372807758, 655338.3938167796 2333765.1139271464, 655754.7819420445 2333812.18797955, 656070.9217062145 2333850.2105534524, 656401.3420870851 2333777.772663914, 656771.2857673522 2333696.8478928907, 657100.1008480394 2333625.725776425, 657466.8509078447 2333543.8778712116, 657790.5243327327 2333654.0459871218, 658213.452904256 2333796.1924036797, 658528.4301814707 2333904.354988869, 658874.9907571219 2334017.6656573466, 659232.994995917 2334141.910957305, 659612.3369171321 2334264.8315775907, 659917.2773415204 2334371.3972031437, 660006.184033874 2334399.9585716045, 660206.3789274399 2334244.5399279706, 660408.719113498 2334112.5493137524, 660651.6961425538 2333957.130125525, 660929.3120891791 2333779.886323613, 661178.7592118253 2333619.4110908867, 661433.0834095458 2333460.0940551637, 661661.6639594308 2333319.018243646, 662015.1324221333 2333096.043682036, 662327.6097738413 2332897.4073547623, 662884.7079471343 2332545.1746887625, 663155.3381173629 2332375.369399506, 663191.2142028942 2332368.3718099636, 663370.0540512317 2332476.535145708, 663528.779628181 2332589.4949919404, 663695.2899980685 2332703.076103668, 663734.3857290469 2332751.8128127432) | line | [10 empty] | 6 | 2 |  |  | 1219 | 1220 | 1 | FALSE | FALSE | 2 | FALSE | FALSE | [6 empty] | 1219 | 635660.5531 | 2335324.3893 | 1220 | 663734.3857 | 2332751.8128
VN | 549941563 | LINEVN1155b | 220 | 36.0332 | [5 empty] | 50 | 6 cables - 2 systems | LINESTRING (635660.553126083 2335324.3892868403, 635666.1828866703 2335266.2610306386, 635824.7656543485 2334888.073890184, 635925.3110385102 2334672.1440549367, 636016.5661111218 2334588.140722405, 636371.2699259109 2334586.902213732, 636743.5497741773 2334584.5768909245, 637131.4057287767 2334584.33760226, 637457.6991007067 2334583.163364412, 637845.2711890135 2334583.480904996, 638260.5773560633 2334582.9436244722, 638657.8531958451 2334474.3619332993, 639018.1379035527 2334373.63711996, 639385.9841883988 2334269.950356301, 639731.652623654 2334177.7190107056, 640093.8540662221 2334075.649210937, 640435.6555251544 2333979.8678029226, 640784.0257625559 2333883.031038235, 641146.8648286754 2333780.9889088743, 641559.8137984832 2333668.1690680184, 641945.8400536699 2333560.2536350614, 642271.550065855 2333468.3117598034, 642711.7605961044 2333347.8609828986, 643032.5231282875 2333264.470561729, 643407.5742937493 2333171.4494810966, 643843.2466369768 2333061.228745899, 644358.51949189 2332932.041297863, 645102.6357899179 2332892.710813704, 645624.8159007572 2332867.2443680293, 646462.1945973804 2332823.9361403617, 646773.5987065353 2332809.659341273, 647104.0440000562 2332816.8911561063, 647390.8357177608 2332985.6730921124, 647766.7226315453 2333207.986826432, 648097.8433629444 2333404.6450787974, 648459.1802446472 2333616.228649418, 648804.41046364 2333821.4318079078, 649156.1358766113 2334031.2626439873, 649457.2329956155 2334015.2840866838, 649828.299245501 2333996.2031697026, 650163.6898141985 2333978.3341206904, 650497.1377481986 2333960.5869821855, 650852.1827718291 2333942.080451432, 651203.4429352683 2333925.2075071046, 651546.0807065016 2333908.39575896, 652038.8650139442 2333881.612692984, 652468.550725267 2333837.5114909993, 652816.6848145381 2333798.756179299, 653189.2198523781 2333758.4296202254, 653551.1622132681 2333718.9871711903, 653938.8967002827 2333677.0138467094, 654277.3927253177 2333642.2178539042, 654671.9941219881 2333686.3484421456, 655028.3167805172 2333727.372807758, 655338.3938167796 2333765.1139271464, 655754.7819420445 2333812.18797955, 656070.9217062145 2333850.2105534524, 656401.3420870851 2333777.772663914, 656771.2857673522 2333696.8478928907, 657100.1008480394 2333625.725776425, 657466.8509078447 2333543.8778712116, 657790.5243327327 2333654.0459871218, 658213.452904256 2333796.1924036797, 658528.4301814707 2333904.354988869, 658874.9907571219 2334017.6656573466, 659232.994995917 2334141.910957305, 659612.3369171321 2334264.8315775907, 659917.2773415204 2334371.3972031437, 660006.184033874 2334399.9585716045, 660206.3789274399 2334244.5399279706, 660408.719113498 2334112.5493137524, 660651.6961425538 2333957.130125525, 660929.3120891791 2333779.886323613, 661178.7592118253 2333619.4110908867, 661433.0834095458 2333460.0940551637, 661661.6639594308 2333319.018243646, 662015.1324221333 2333096.043682036, 662327.6097738413 2332897.4073547623, 662884.7079471343 2332545.1746887625, 663155.3381173629 2332375.369399506, 663191.2142028942 2332368.3718099636, 663370.0540512317 2332476.535145708, 663528.779628181 2332589.4949919404, 663695.2899980685 2332703.076103668, 663734.3857290469 2332751.8128127432) | line | [10 empty] | 6 | 2 |  |  | 1219 | 1220 | 1 | FALSE | FALSE | 2 | FALSE | FALSE | [6 empty] | 1219 | 635660.5531 | 2335324.3893 | 1220 | 663734.3857 | 2332751.8128
VN | 549956788 | LINEVN1156 | 220 | 0.057435 | [5 empty] | 50 |  | LINESTRING (684519.3020017231 2343082.8509558775, 684565.2526290704 2343096.243932283) | line | [10 empty] | 3 |  |  |  | 1221 | 1222 | 1 | FALSE | FALSE | 1 | TRUE | FALSE | 1221 |  | 684519.302 | 2343082.851 |  |  | 1221 | 684519.302 | 2343082.851 | 1222 | 684565.2526 | 2343096.2439
VN | 549956789 | LINEVN1157 | 220 | 0.053973 | [5 empty] | 50 |  | LINESTRING (684519.3020017231 2343082.8509558775, 684559.907754408 2343063.507969387) | line | [10 empty] | 3 |  |  |  | 1221 | 1223 | 1 | FALSE | FALSE | 1 | TRUE | FALSE | 1221 |  | 684519.302 | 2343082.851 |  |  | 1221 | 684519.302 | 2343082.851 | 1223 | 684559.9078 | 2343063.508
VN | 549956790 | LINEVN1158a | 220 | 22.0531 | [5 empty] | 50 | 6 cables - 2 systems | LINESTRING (694189.0947526586 2332897.6712507647, 694193.8793145176 2332917.6815391793, 694299.9149142934 2333275.7204553047, 694423.2401426991 2333680.361208711, 694738.5313664773 2334433.6389955287, 694729.872407487 2334671.968627003, 694722.8821071584 2335383.1730462043, 694715.346736556 2335631.9029485583, 694709.514296948 2336162.7030643905, 694696.1690104702 2336986.7932589194, 694689.8341098184 2337582.788337654, 694682.4364070138 2338032.7573144976, 694674.4653648204 2338141.260131478, 694665.6176962524 2338347.818700225, 694661.1951742056 2338711.096139778, 694250.7090166509 2339625.0488293, 694076.2167638971 2340198.677116984, 693726.2747477167 2340611.9930312647, 693552.0484723708 2340822.1224243375, 693326.9804728865 2341078.3197394544, 692760.1780851798 2341754.97991831, 692456.7678434141 2341792.55773917, 691952.209756237 2341855.2237632805, 691638.2373874732 2341890.478548292, 691136.5556379888 2341951.2646384486, 690839.0884555248 2341987.7667900748, 690327.056231513 2342047.0618059025, 689621.0632137053 2342130.8017637003, 689464.1523927483 2342179.9541162327, 688705.1093309314 2342415.089239547, 688076.8992480465 2342611.3239549785, 687391.0857670498 2343331.167005164, 686816.3176435869 2343340.145386893, 685926.8011352315 2343347.5224123555, 685603.530108045 2343335.2806020533, 684907.5447391332 2343311.6667589927, 684556.3171324676 2343296.640122055, 684519.3020017231 2343082.8509558775) | line | [10 empty] | 6 |  |  |  | 1224 | 1221 | 1 | FALSE | FALSE | 2 | TRUE | TRUE | 1224 | 1221 | 694189.0948 | 2332897.6713 | 684519.302 | 2343082.851 | 1224 | 694189.0948 | 2332897.6713 | 1221 | 684519.302 | 2343082.851
VN | 549956790 | LINEVN1158b | 220 | 22.0531 | [5 empty] | 50 | 6 cables - 2 systems | LINESTRING (694189.0947526586 2332897.6712507647, 694193.8793145176 2332917.6815391793, 694299.9149142934 2333275.7204553047, 694423.2401426991 2333680.361208711, 694738.5313664773 2334433.6389955287, 694729.872407487 2334671.968627003, 694722.8821071584 2335383.1730462043, 694715.346736556 2335631.9029485583, 694709.514296948 2336162.7030643905, 694696.1690104702 2336986.7932589194, 694689.8341098184 2337582.788337654, 694682.4364070138 2338032.7573144976, 694674.4653648204 2338141.260131478, 694665.6176962524 2338347.818700225, 694661.1951742056 2338711.096139778, 694250.7090166509 2339625.0488293, 694076.2167638971 2340198.677116984, 693726.2747477167 2340611.9930312647, 693552.0484723708 2340822.1224243375, 693326.9804728865 2341078.3197394544, 692760.1780851798 2341754.97991831, 692456.7678434141 2341792.55773917, 691952.209756237 2341855.2237632805, 691638.2373874732 2341890.478548292, 691136.5556379888 2341951.2646384486, 690839.0884555248 2341987.7667900748, 690327.056231513 2342047.0618059025, 689621.0632137053 2342130.8017637003, 689464.1523927483 2342179.9541162327, 688705.1093309314 2342415.089239547, 688076.8992480465 2342611.3239549785, 687391.0857670498 2343331.167005164, 686816.3176435869 2343340.145386893, 685926.8011352315 2343347.5224123555, 685603.530108045 2343335.2806020533, 684907.5447391332 2343311.6667589927, 684556.3171324676 2343296.640122055, 684519.3020017231 2343082.8509558775) | line | [10 empty] | 6 |  |  |  | 1224 | 1221 | 1 | FALSE | FALSE | 2 | TRUE | TRUE | 1224 | 1221 | 694189.0948 | 2332897.6713 | 684519.302 | 2343082.851 | 1224 | 694189.0948 | 2332897.6713 | 1221 | 684519.302 | 2343082.851
VN | 549956791 | LINEVN1159a | 220 | 33.2671 | [5 empty] | 50 | 6 cables - 2 systems | LINESTRING (669727.9072689086 2329491.913391037, 669924.2689727135 2329791.229057516, 670108.4613319389 2330071.567241806, 670580.0185288357 2330121.3040264933, 671012.9233312672 2330014.086757259, 671349.9486505714 2329932.0842327722, 671665.4728779403 2329854.283118378, 672087.230270439 2329748.228393077, 672352.7012675415 2329713.1560121235, 672894.9778901489 2329637.882833421, 673288.7439242644 2329623.9839632334, 673762.1695601406 2329603.7220262666, 674124.0171458132 2329589.2312172917, 674546.3936586763 2329572.0644031707, 674953.1307245037 2329557.7879069545, 675334.5387190282 2329540.7619306347, 675776.7144566658 2329523.138306555, 676125.7423350847 2329509.7949247267, 676449.1272003768 2329783.598830092, 676757.1172719763 2330043.0288847876, 677133.7381267434 2330361.251639836, 677795.9984378044 2330926.428814128, 678427.7414127969 2331461.0024019107, 678810.4649381503 2331796.2203405583, 678980.9710968408 2332550.9657958183, 679028.1682683341 2332754.6555201667, 679071.6192200779 2332930.878554384, 679243.6025205969 2333675.2043362237, 679476.9393814824 2333977.943689646, 679626.5749781077 2334157.9356666133, 679902.6676509669 2334490.0353022446, 680125.0589869637 2334503.1318949587, 680488.1962982856 2334528.984697942, 680815.9927424089 2334550.2955276407, 681176.2754243121 2334569.2009471017, 681616.6828727087 2334601.0528131323, 682020.0945385513 2334633.339407448, 682609.341220459 2334581.9310722374, 683085.9377700217 2334541.76270741, 683447.1232961558 2334429.9481849936, 683865.2410534828 2334298.9653749084, 684221.4248031394 2334186.7015354163, 684564.0459396072 2334078.855474499, 684953.8485938676 2333951.458008852, 685620.4491138888 2333860.2939715274, 686270.0478029741 2333793.2030197475, 686962.9027829516 2333710.5484436266, 687587.9620543895 2333634.3612962393, 688002.3720197183 2333590.0268762982, 688328.6265230717 2333559.026579182, 688644.2806466201 2333528.265978235, 689101.1540596918 2333482.5718229203, 689425.6010120583 2333451.1623974335, 689941.8958613591 2333395.087843874, 690272.4132057755 2333363.974846433, 690398.3986118871 2333351.838516495, 690831.5203578896 2333306.128139412, 691043.2820324257 2333288.619815371, 691262.0878111557 2333264.1309788055, 691457.6822562742 2333247.4152973294, 692269.701448726 2333170.101448101, 692651.7309006337 2333132.2815801417, 693061.6591242455 2333093.2790377173, 693441.740863964 2333056.295899484, 693856.1493958638 2332968.0335836536, 694189.0947526586 2332897.6712507647) | line | [10 empty] | 6 |  |  |  | 1225 | 1224 | 1 | FALSE | FALSE | 2 | TRUE | TRUE | 1225 | 1224 | 669727.9073 | 2329491.9134 | 694189.0948 | 2332897.6713 | 1225 | 669727.9073 | 2329491.9134 | 1224 | 694189.0948 | 2332897.6713
VN | 549956791 | LINEVN1159b | 220 | 33.2671 | [5 empty] | 50 | 6 cables - 2 systems | LINESTRING (669727.9072689086 2329491.913391037, 669924.2689727135 2329791.229057516, 670108.4613319389 2330071.567241806, 670580.0185288357 2330121.3040264933, 671012.9233312672 2330014.086757259, 671349.9486505714 2329932.0842327722, 671665.4728779403 2329854.283118378, 672087.230270439 2329748.228393077, 672352.7012675415 2329713.1560121235, 672894.9778901489 2329637.882833421, 673288.7439242644 2329623.9839632334, 673762.1695601406 2329603.7220262666, 674124.0171458132 2329589.2312172917, 674546.3936586763 2329572.0644031707, 674953.1307245037 2329557.7879069545, 675334.5387190282 2329540.7619306347, 675776.7144566658 2329523.138306555, 676125.7423350847 2329509.7949247267, 676449.1272003768 2329783.598830092, 676757.1172719763 2330043.0288847876, 677133.7381267434 2330361.251639836, 677795.9984378044 2330926.428814128, 678427.7414127969 2331461.0024019107, 678810.4649381503 2331796.2203405583, 678980.9710968408 2332550.9657958183, 679028.1682683341 2332754.6555201667, 679071.6192200779 2332930.878554384, 679243.6025205969 2333675.2043362237, 679476.9393814824 2333977.943689646, 679626.5749781077 2334157.9356666133, 679902.6676509669 2334490.0353022446, 680125.0589869637 2334503.1318949587, 680488.1962982856 2334528.984697942, 680815.9927424089 2334550.2955276407, 681176.2754243121 2334569.2009471017, 681616.6828727087 2334601.0528131323, 682020.0945385513 2334633.339407448, 682609.341220459 2334581.9310722374, 683085.9377700217 2334541.76270741, 683447.1232961558 2334429.9481849936, 683865.2410534828 2334298.9653749084, 684221.4248031394 2334186.7015354163, 684564.0459396072 2334078.855474499, 684953.8485938676 2333951.458008852, 685620.4491138888 2333860.2939715274, 686270.0478029741 2333793.2030197475, 686962.9027829516 2333710.5484436266, 687587.9620543895 2333634.3612962393, 688002.3720197183 2333590.0268762982, 688328.6265230717 2333559.026579182, 688644.2806466201 2333528.265978235, 689101.1540596918 2333482.5718229203, 689425.6010120583 2333451.1623974335, 689941.8958613591 2333395.087843874, 690272.4132057755 2333363.974846433, 690398.3986118871 2333351.838516495, 690831.5203578896 2333306.128139412, 691043.2820324257 2333288.619815371, 691262.0878111557 2333264.1309788055, 691457.6822562742 2333247.4152973294, 692269.701448726 2333170.101448101, 692651.7309006337 2333132.2815801417, 693061.6591242455 2333093.2790377173, 693441.740863964 2333056.295899484, 693856.1493958638 2332968.0335836536, 694189.0947526586 2332897.6712507647) | line | [10 empty] | 6 |  |  |  | 1225 | 1224 | 1 | FALSE | FALSE | 2 | TRUE | TRUE | 1225 | 1224 | 669727.9073 | 2329491.9134 | 694189.0948 | 2332897.6713 | 1225 | 669727.9073 | 2329491.9134 | 1224 | 694189.0948 | 2332897.6713
VN | 549956793 | LINEVN1160a | 220 | 0.090186 | [5 empty] | 50 | 6 cables - 2 systems | LINESTRING (685422.9076884629 2327744.3506725533, 685484.860332964 2327701.804758265) | line | [10 empty] | 6 |  |  |  | 1226 | 1227 | 1 | FALSE | FALSE | 2 | TRUE | FALSE | 1226 |  | 685422.9077 | 2327744.3507 |  |  | 1226 | 685422.9077 | 2327744.3507 | 1227 | 685484.8603 | 2327701.8048
VN | 549956793 | LINEVN1160b | 220 | 0.090186 | [5 empty] | 50 | 6 cables - 2 systems | LINESTRING (685422.9076884629 2327744.3506725533, 685484.860332964 2327701.804758265) | line | [10 empty] | 6 |  |  |  | 1226 | 1227 | 1 | FALSE | FALSE | 2 | TRUE | FALSE | 1226 |  | 685422.9077 | 2327744.3507 |  |  | 1226 | 685422.9077 | 2327744.3507 | 1227 | 685484.8603 | 2327701.8048
VN | 549956794 | LINEVN1161a | 220 | 21.3948 | [5 empty] | 50 | 6 cables - 2 systems | LINESTRING (669793.9767818801 2329464.468011026, 670204.094687393 2329689.4067848893, 670551.6993920091 2329758.9493683274, 670998.3087247694 2329755.6494797305, 671465.3969534929 2329692.796066308, 671771.939795824 2329600.6318186633, 672075.3132916039 2329499.781741259, 672497.4776657071 2329554.4290246945, 672858.561028698 2329535.241319756, 673559.0633582865 2329499.751370772, 673938.5205428497 2329481.144907706, 674483.9235484925 2329456.2560125943, 674777.7929443589 2329438.837685041, 675252.2395575095 2329414.476415142, 675782.6064948658 2329388.086778214, 676286.784816451 2329360.7376715546, 676446.7398399622 2329511.129873069, 676681.4272697067 2329710.5516982954, 676915.8605539843 2329907.9484166615, 677376.2254936427 2330312.859822674, 677822.1705162749 2330669.7433360973, 678063.1422172852 2330762.1192333344, 678703.763642543 2331016.2247738736, 679156.5879910677 2331184.626362967, 679874.3862223942 2330927.0610170285, 680051.7700941223 2330854.438791424, 680761.1618476699 2330590.0971271624, 680989.120651564 2330507.5730968323, 681506.8439920115 2330324.509825486, 681986.2062449913 2330157.660031638, 682522.6991115697 2329974.1021731584, 682977.78522497 2329818.41661617, 683203.388522327 2329736.79210646, 683412.3010016091 2329638.3545422032, 683798.5780549056 2329454.5898718876, 684405.0233271266 2329165.1139274463, 684612.4222826916 2329067.703216247, 685253.1668119733 2328761.652580689, 685396.7399585611 2328438.8273442565, 685157.4870380333 2328129.870015259, 685317.4802244728 2327896.8832377396, 685422.9076884629 2327744.3506725533) | line | [10 empty] | 6 |  |  |  | 1228 | 1226 | 1 | FALSE | FALSE | 2 | TRUE | TRUE | 1228 | 1226 | 669793.9768 | 2329464.468 | 685422.9077 | 2327744.3507 | 1228 | 669793.9768 | 2329464.468 | 1226 | 685422.9077 | 2327744.3507
VN | 549956794 | LINEVN1161b | 220 | 21.3948 | [5 empty] | 50 | 6 cables - 2 systems | LINESTRING (669793.9767818801 2329464.468011026, 670204.094687393 2329689.4067848893, 670551.6993920091 2329758.9493683274, 670998.3087247694 2329755.6494797305, 671465.3969534929 2329692.796066308, 671771.939795824 2329600.6318186633, 672075.3132916039 2329499.781741259, 672497.4776657071 2329554.4290246945, 672858.561028698 2329535.241319756, 673559.0633582865 2329499.751370772, 673938.5205428497 2329481.144907706, 674483.9235484925 2329456.2560125943, 674777.7929443589 2329438.837685041, 675252.2395575095 2329414.476415142, 675782.6064948658 2329388.086778214, 676286.784816451 2329360.7376715546, 676446.7398399622 2329511.129873069, 676681.4272697067 2329710.5516982954, 676915.8605539843 2329907.9484166615, 677376.2254936427 2330312.859822674, 677822.1705162749 2330669.7433360973, 678063.1422172852 2330762.1192333344, 678703.763642543 2331016.2247738736, 679156.5879910677 2331184.626362967, 679874.3862223942 2330927.0610170285, 680051.7700941223 2330854.438791424, 680761.1618476699 2330590.0971271624, 680989.120651564 2330507.5730968323, 681506.8439920115 2330324.509825486, 681986.2062449913 2330157.660031638, 682522.6991115697 2329974.1021731584, 682977.78522497 2329818.41661617, 683203.388522327 2329736.79210646, 683412.3010016091 2329638.3545422032, 683798.5780549056 2329454.5898718876, 684405.0233271266 2329165.1139274463, 684612.4222826916 2329067.703216247, 685253.1668119733 2328761.652580689, 685396.7399585611 2328438.8273442565, 685157.4870380333 2328129.870015259, 685317.4802244728 2327896.8832377396, 685422.9076884629 2327744.3506725533) | line | [10 empty] | 6 |  |  |  | 1228 | 1226 | 1 | FALSE | FALSE | 2 | TRUE | TRUE | 1228 | 1226 | 669793.9768 | 2329464.468 | 685422.9077 | 2327744.3507 | 1228 | 669793.9768 | 2329464.468 | 1226 | 685422.9077 | 2327744.3507
VN | 549956795 | LINEVN1162a | 220 | 0.042898 | [5 empty] | 50 | 6 cables - 2 systems | LINESTRING (669744.6632920378 2329380.126326377, 669741.9626074908 2329344.480436939) | line | [10 empty] | 6 |  |  |  | 1229 | 1205 | 1 | FALSE | FALSE | 2 | FALSE | TRUE |  | 1205 |  |  | 669741.9626 | 2329344.4804 | 1229 | 669744.6633 | 2329380.1263 | 1205 | 669741.9626 | 2329344.4804
VN | 549956795 | LINEVN1162b | 220 | 0.042898 | [5 empty] | 50 | 6 cables - 2 systems | LINESTRING (669744.6632920378 2329380.126326377, 669741.9626074908 2329344.480436939) | line | [10 empty] | 6 |  |  |  | 1229 | 1205 | 1 | FALSE | FALSE | 2 | FALSE | TRUE |  | 1205 |  |  | 669741.9626 | 2329344.4804 | 1229 | 669744.6633 | 2329380.1263 | 1205 | 669741.9626 | 2329344.4804
VN | 549956796 | LINEVN1163a | 220 | 0.030782 | [5 empty] | 50 | 6 cables - 2 systems | LINESTRING (669788.2466743873 2329439.4643339803, 669793.9767818801 2329464.468011026) | line | [10 empty] | 6 |  |  |  | 1230 | 1228 | 1 | FALSE | FALSE | 2 | FALSE | TRUE |  | 1228 |  |  | 669793.9768 | 2329464.468 | 1230 | 669788.2467 | 2329439.4643 | 1228 | 669793.9768 | 2329464.468
VN | 549956796 | LINEVN1163b | 220 | 0.030782 | [5 empty] | 50 | 6 cables - 2 systems | LINESTRING (669788.2466743873 2329439.4643339803, 669793.9767818801 2329464.468011026) | line | [10 empty] | 6 |  |  |  | 1230 | 1228 | 1 | FALSE | FALSE | 2 | FALSE | TRUE |  | 1228 |  |  | 669793.9768 | 2329464.468 | 1230 | 669788.2467 | 2329439.4643 | 1228 | 669793.9768 | 2329464.468
VN | 549956797 | LINEVN1164a | 220 | 0.052972 | [5 empty] | 50 | 6 cables - 2 systems | LINESTRING (669719.4339379915 2329448.590900458, 669727.9072689086 2329491.913391037) | line | [10 empty] | 6 |  |  |  | 1231 | 1225 | 1 | FALSE | FALSE | 2 | FALSE | TRUE |  | 1225 |  |  | 669727.9073 | 2329491.9134 | 1231 | 669719.4339 | 2329448.5909 | 1225 | 669727.9073 | 2329491.9134
VN | 549956797 | LINEVN1164b | 220 | 0.052972 | [5 empty] | 50 | 6 cables - 2 systems | LINESTRING (669719.4339379915 2329448.590900458, 669727.9072689086 2329491.913391037) | line | [10 empty] | 6 |  |  |  | 1231 | 1225 | 1 | FALSE | FALSE | 2 | FALSE | TRUE |  | 1225 |  |  | 669727.9073 | 2329491.9134 | 1231 | 669719.4339 | 2329448.5909 | 1225 | 669727.9073 | 2329491.9134
VN | 549959356 | LINEVN1165a | 220 | 0.056638 | [5 empty] | 50 | 6 cables - 2 systems | LINESTRING (706378.2598325118 2324977.346856305, 706396.3746703345 2324933.7634291574) | line | [10 empty] | 6 |  |  |  | 1232 | 1233 | 1 | FALSE | FALSE | 2 | TRUE | FALSE | 1232 |  | 706378.2598 | 2324977.3469 |  |  | 1232 | 706378.2598 | 2324977.3469 | 1233 | 706396.3747 | 2324933.7634
VN | 549959356 | LINEVN1165b | 220 | 0.056638 | [5 empty] | 50 | 6 cables - 2 systems | LINESTRING (706378.2598325118 2324977.346856305, 706396.3746703345 2324933.7634291574) | line | [10 empty] | 6 |  |  |  | 1232 | 1233 | 1 | FALSE | FALSE | 2 | TRUE | FALSE | 1232 |  | 706378.2598 | 2324977.3469 |  |  | 1232 | 706378.2598 | 2324977.3469 | 1233 | 706396.3747 | 2324933.7634
VN | 549959358 | LINEVN1166a | 220 | 19.5143 | [5 empty] | 50 | 6 cables - 2 systems | LINESTRING (694189.0947526586 2332897.6712507647, 694542.1548370516 2332824.506796192, 694898.1581706952 2332749.723269292, 695193.4860711897 2332691.4057056657, 695597.076134869 2332706.981416158, 695926.3464630347 2332713.093470155, 696370.6453166226 2332727.786262992, 696829.4534003915 2332741.5563661247, 697247.3125189315 2332752.901885647, 697660.2615588586 2332766.425092098, 698029.6253030647 2332777.2220051684, 698449.408745347 2332790.282081059, 698836.0437936077 2332802.134843166, 699201.2042481019 2332583.0192071777, 699518.1092169363 2332390.6251748637, 699790.4440098151 2332224.164242718, 700014.9539396587 2332087.8363058805, 700469.5036837718 2331811.811660774, 700680.0661697409 2331684.10422147, 700816.0220588162 2331599.555901463, 701031.3155615458 2331473.0172310174, 701565.0203172064 2331148.3044332326, 701985.7506099306 2331042.5739604793, 702146.1201973931 2331003.5033568037, 702471.573508231 2330926.8306254996, 702630.8369233996 2330886.643588591, 702802.3267070027 2330439.8664683904, 702947.27097055 2330067.314083956, 703137.3847393689 2329558.5103815836, 703232.2521708119 2329314.355544039, 703348.0575383195 2329011.8331562793, 703452.2161398663 2328737.8495065533, 703577.9300277045 2328423.1024660505, 703944.6171441359 2328285.876522817, 704259.781832489 2328166.8819209584, 704683.3870198022 2328005.5007453477, 704849.6403162223 2327696.1006862344, 705098.760085243 2327225.327547285, 705185.0826074843 2327060.7406058344, 705398.0413852284 2326657.705386976, 705598.3069618137 2326277.9361574734, 705695.551959339 2326099.411464361, 705827.3422389369 2325850.265197316, 705965.1904821899 2325585.813123642, 706089.8764605736 2325347.5212097145, 706195.8100669768 2325149.206558894, 706378.2598325118 2324977.346856305) | line | [10 empty] | 6 |  |  |  | 1224 | 1232 | 1 | FALSE | FALSE | 2 | TRUE | TRUE | 1224 | 1232 | 694189.0948 | 2332897.6713 | 706378.2598 | 2324977.3469 | 1224 | 694189.0948 | 2332897.6713 | 1232 | 706378.2598 | 2324977.3469
VN | 549959358 | LINEVN1166b | 220 | 19.5143 | [5 empty] | 50 | 6 cables - 2 systems | LINESTRING (694189.0947526586 2332897.6712507647, 694542.1548370516 2332824.506796192, 694898.1581706952 2332749.723269292, 695193.4860711897 2332691.4057056657, 695597.076134869 2332706.981416158, 695926.3464630347 2332713.093470155, 696370.6453166226 2332727.786262992, 696829.4534003915 2332741.5563661247, 697247.3125189315 2332752.901885647, 697660.2615588586 2332766.425092098, 698029.6253030647 2332777.2220051684, 698449.408745347 2332790.282081059, 698836.0437936077 2332802.134843166, 699201.2042481019 2332583.0192071777, 699518.1092169363 2332390.6251748637, 699790.4440098151 2332224.164242718, 700014.9539396587 2332087.8363058805, 700469.5036837718 2331811.811660774, 700680.0661697409 2331684.10422147, 700816.0220588162 2331599.555901463, 701031.3155615458 2331473.0172310174, 701565.0203172064 2331148.3044332326, 701985.7506099306 2331042.5739604793, 702146.1201973931 2331003.5033568037, 702471.573508231 2330926.8306254996, 702630.8369233996 2330886.643588591, 702802.3267070027 2330439.8664683904, 702947.27097055 2330067.314083956, 703137.3847393689 2329558.5103815836, 703232.2521708119 2329314.355544039, 703348.0575383195 2329011.8331562793, 703452.2161398663 2328737.8495065533, 703577.9300277045 2328423.1024660505, 703944.6171441359 2328285.876522817, 704259.781832489 2328166.8819209584, 704683.3870198022 2328005.5007453477, 704849.6403162223 2327696.1006862344, 705098.760085243 2327225.327547285, 705185.0826074843 2327060.7406058344, 705398.0413852284 2326657.705386976, 705598.3069618137 2326277.9361574734, 705695.551959339 2326099.411464361, 705827.3422389369 2325850.265197316, 705965.1904821899 2325585.813123642, 706089.8764605736 2325347.5212097145, 706195.8100669768 2325149.206558894, 706378.2598325118 2324977.346856305) | line | [10 empty] | 6 |  |  |  | 1224 | 1232 | 1 | FALSE | FALSE | 2 | TRUE | TRUE | 1224 | 1232 | 694189.0948 | 2332897.6713 | 706378.2598 | 2324977.3469 | 1224 | 694189.0948 | 2332897.6713 | 1232 | 706378.2598 | 2324977.3469
VN | 549965873 | LINEVN1167a | 220 | 0.045626 | [5 empty] | 50 | 6 cables - 2 systems | LINESTRING (706429.5573444692 2324990.465072314, 706445.3249536876 2324955.8667168827) | line | [10 empty] | 6 |  |  |  | 438 | 1234 | 1 | FALSE | FALSE | 2 | TRUE | FALSE | 438 |  | 706429.5573 | 2324990.4651 |  |  | 438 | 706429.5573 | 2324990.4651 | 1234 | 706445.325 | 2324955.8667
VN | 549965873 | LINEVN1167b | 220 | 0.045626 | [5 empty] | 50 | 6 cables - 2 systems | LINESTRING (706429.5573444692 2324990.465072314, 706445.3249536876 2324955.8667168827) | line | [10 empty] | 6 |  |  |  | 438 | 1234 | 1 | FALSE | FALSE | 2 | TRUE | FALSE | 438 |  | 706429.5573 | 2324990.4651 |  |  | 438 | 706429.5573 | 2324990.4651 | 1234 | 706445.325 | 2324955.8667
VN | 549965875 | LINEVN1168 | 500 | 0.96386 | [5 empty] | 50 |  | LINESTRING (721789.304545742 2327159.364040631, 721680.9617850551 2327461.659218154, 721407.5151388799 2327743.3091423525, 721371.5573629473 2327825.3046179186) | line | [10 empty] | 3 |  |  |  | 1235 | 1236 | 1 | FALSE | FALSE | 1 | TRUE | FALSE | 1235 |  | 721789.3045 | 2327159.364 |  |  | 1235 | 721789.3045 | 2327159.364 | 1236 | 721371.5574 | 2327825.3046
VN | 549965877 | LINEVN1169 | 500 | 1.0004 | [5 empty] | 50 |  | LINESTRING (721738.8049195403 2327129.5835487945, 721619.5638617673 2327474.837316199, 721455.2142355763 2327622.231746152, 721326.9635088139 2327708.41051219, 721291.6470275531 2327794.5788890845) | line | [10 empty] | 3 |  |  |  | 1237 | 1238 | 1 | FALSE | FALSE | 1 | TRUE | FALSE | 1237 |  | 721738.8049 | 2327129.5835 |  |  | 1237 | 721738.8049 | 2327129.5835 | 1238 | 721291.647 | 2327794.5789
VN | 549965878 | LINEVN1170 | 500 | 0.99652 | [5 empty] | 50 |  | LINESTRING (721738.8049195403 2327129.5835487945, 721635.9944620822 2327487.1176395305, 721455.2142355763 2327622.231746152, 721354.4234760383 2327719.3094521505, 721321.407892665 2327806.0179512477) | line | [10 empty] | 3 |  |  |  | 1237 | 1239 | 1 | FALSE | FALSE | 1 | TRUE | FALSE | 1237 |  | 721738.8049 | 2327129.5835 |  |  | 1237 | 721738.8049 | 2327129.5835 | 1239 | 721321.4079 | 2327806.018
VN | 549965879 | LINEVN1171a | 500 | 0.99173 | [5 empty] | 50 | multiple vlevels, 6 cables - 2 systems | LINESTRING (722042.0573861231 2326372.5193739207, 721912.1481726649 2326774.49949126, 721789.304545742 2327159.364040631) | line | [10 empty] | 6 | 2 |  |  | 1240 | 1235 | 2 | FALSE | FALSE | 2 | TRUE | TRUE | 1240 | 1235 | 722042.0574 | 2326372.5194 | 721789.3045 | 2327159.364 | 1240 | 722042.0574 | 2326372.5194 | 1235 | 721789.3045 | 2327159.364
VN | 549965879 | LINEVN1171b | 500 | 0.99173 | [5 empty] | 50 | multiple vlevels, 6 cables - 2 systems | LINESTRING (722042.0573861231 2326372.5193739207, 721912.1481726649 2326774.49949126, 721789.304545742 2327159.364040631) | line | [10 empty] | 6 | 2 |  |  | 1240 | 1235 | 2 | FALSE | FALSE | 2 | TRUE | TRUE | 1240 | 1235 | 722042.0574 | 2326372.5194 | 721789.3045 | 2327159.364 | 1240 | 722042.0574 | 2326372.5194 | 1235 | 721789.3045 | 2327159.364
VN | 549965879 | LINEVN1172a | 220 | 0.99173 | [5 empty] | 50 | multiple vlevels, 6 cables - 2 systems | LINESTRING (722042.0573861231 2326372.5193739207, 721912.1481726649 2326774.49949126, 721789.304545742 2327159.364040631) | line | [10 empty] | 6 | 2 |  |  | 1240 | 1235 | 2 | FALSE | FALSE | 2 | TRUE | TRUE | 1240 | 1235 | 722042.0574 | 2326372.5194 | 721789.3045 | 2327159.364 | 1240 | 722042.0574 | 2326372.5194 | 1235 | 721789.3045 | 2327159.364
VN | 549965879 | LINEVN1172b | 220 | 0.99173 | [5 empty] | 50 | multiple vlevels, 6 cables - 2 systems | LINESTRING (722042.0573861231 2326372.5193739207, 721912.1481726649 2326774.49949126, 721789.304545742 2327159.364040631) | line | [10 empty] | 6 | 2 |  |  | 1240 | 1235 | 2 | FALSE | FALSE | 2 | TRUE | TRUE | 1240 | 1235 | 722042.0574 | 2326372.5194 | 721789.3045 | 2327159.364 | 1240 | 722042.0574 | 2326372.5194 | 1235 | 721789.3045 | 2327159.364
VN | 549965880 | LINEVN1173a | 500 | 0.96132 | [5 empty] | 50 | 6 cables - 2 systems | LINESTRING (721980.2359298706 2326365.733681983, 721862.4349696636 2326737.929184976, 721738.8049195403 2327129.5835487945) | line | [10 empty] | 6 | 2 |  |  | 1241 | 1237 | 1 | FALSE | FALSE | 2 | TRUE | TRUE | 1241 | 1237 | 721980.2359 | 2326365.7337 | 721738.8049 | 2327129.5835 | 1241 | 721980.2359 | 2326365.7337 | 1237 | 721738.8049 | 2327129.5835
VN | 549965880 | LINEVN1173b | 500 | 0.96132 | [5 empty] | 50 | 6 cables - 2 systems | LINESTRING (721980.2359298706 2326365.733681983, 721862.4349696636 2326737.929184976, 721738.8049195403 2327129.5835487945) | line | [10 empty] | 6 | 2 |  |  | 1241 | 1237 | 1 | FALSE | FALSE | 2 | TRUE | TRUE | 1241 | 1237 | 721980.2359 | 2326365.7337 | 721738.8049 | 2327129.5835 | 1241 | 721980.2359 | 2326365.7337 | 1237 | 721738.8049 | 2327129.5835
VN | 549965881 | LINEVN1174 | 500 | 2.1342 | [5 empty] | 50 |  | LINESTRING (721525.3130875109 2324979.287044572, 721584.274759334 2324980.229007915, 721923.1931932163 2325010.1292079906, 722003.7369431199 2325682.5411625193, 722066.7810461335 2326109.4414479476, 721980.2359298706 2326365.733681983) | line | [10 empty] | 3 |  |  |  | 1242 | 1241 | 1 | FALSE | FALSE | 1 | FALSE | TRUE |  | 1241 |  |  | 721980.2359 | 2326365.7337 | 1242 | 721525.3131 | 2324979.287 | 1241 | 721980.2359 | 2326365.7337
VN | 549965882 | LINEVN1175 | 220 | 2.3573 | [5 empty] | 50 |  | LINESTRING (721506.2893397778 2324783.138805151, 721644.234364832 2324761.545153323, 721965.2187484743 2324943.864404127, 722064.3514479977 2325738.52798797, 722129.8092463657 2326130.2423792593, 722042.0573861231 2326372.5193739207) | line | [10 empty] | 3 | 1 |  |  | 1243 | 1240 | 1 | FALSE | FALSE | 1 | FALSE | TRUE |  | 1240 |  |  | 722042.0574 | 2326372.5194 | 1243 | 721506.2893 | 2324783.1388 | 1240 | 722042.0574 | 2326372.5194
VN | 549965883 | LINEVN1176 | 500 | 2.2366 | [5 empty] | 50 |  | LINESTRING (721526.1784540155 2324881.705779516, 721670.7633225459 2324884.599252974, 721948.1186788466 2324961.245054963, 722064.3514479977 2325738.52798797, 722108.921885921 2326128.4343952653, 722042.0573861231 2326372.5193739207) | line | [10 empty] | 3 |  |  |  | 1244 | 1240 | 1 | FALSE | FALSE | 1 | FALSE | TRUE |  | 1240 |  |  | 722042.0574 | 2326372.5194 | 1244 | 721526.1785 | 2324881.7058 | 1240 | 722042.0574 | 2326372.5194
VN | 549965884 | LINEVN1177 | 500 | 2.0951 | [5 empty] | 50 |  | LINESTRING (721524.5129110712 2325068.8619703907, 721581.6362551765 2325073.5006238716, 721910.0089856011 2325026.3107608734, 722003.7369431199 2325682.5411625193, 722047.265312362 2326108.4825310283, 721980.2359298706 2326365.733681983) | line | [10 empty] | 3 |  |  |  | 1245 | 1241 | 1 | FALSE | FALSE | 1 | FALSE | TRUE |  | 1241 |  |  | 721980.2359 | 2326365.7337 | 1245 | 721524.5129 | 2325068.862 | 1241 | 721980.2359 | 2326365.7337
VN | 549965885 | LINEVN1178a | 220 | 0.047546 | [5 empty] | 50 | 6 cables - 2 systems | LINESTRING (721572.2154976423 2328002.1068632877, 721557.9242604013 2328039.0615051556) | line | [10 empty] | 6 |  |  |  | 1246 | 437 | 1 | FALSE | FALSE | 2 | FALSE | TRUE |  | 437 |  |  | 721557.9243 | 2328039.0615 | 1246 | 721572.2155 | 2328002.1069 | 437 | 721557.9243 | 2328039.0615
VN | 549965885 | LINEVN1178b | 220 | 0.047546 | [5 empty] | 50 | 6 cables - 2 systems | LINESTRING (721572.2154976423 2328002.1068632877, 721557.9242604013 2328039.0615051556) | line | [10 empty] | 6 |  |  |  | 1246 | 437 | 1 | FALSE | FALSE | 2 | FALSE | TRUE |  | 437 |  |  | 721557.9243 | 2328039.0615 | 1246 | 721572.2155 | 2328002.1069 | 437 | 721557.9243 | 2328039.0615
VN | 549965886 | LINEVN1179a | 220 | 0.03839 | [5 empty] | 50 | 6 cables - 2 systems | LINESTRING (721619.7810158695 2328021.73638888, 721608.091361862 2328051.515931566) | line | [10 empty] | 6 |  |  |  | 1247 | 1248 | 1 | FALSE | FALSE | 2 | FALSE | TRUE |  | 1248 |  |  | 721608.0914 | 2328051.5159 | 1247 | 721619.781 | 2328021.7364 | 1248 | 721608.0914 | 2328051.5159
VN | 549965886 | LINEVN1179b | 220 | 0.03839 | [5 empty] | 50 | 6 cables - 2 systems | LINESTRING (721619.7810158695 2328021.73638888, 721608.091361862 2328051.515931566) | line | [10 empty] | 6 |  |  |  | 1247 | 1248 | 1 | FALSE | FALSE | 2 | FALSE | TRUE |  | 1248 |  |  | 721608.0914 | 2328051.5159 | 1247 | 721619.781 | 2328021.7364 | 1248 | 721608.0914 | 2328051.5159
VN | 549965887 | LINEVN1180a | 220 | 26.5072 | [5 empty] | 50 | 6 cables - 2 systems | LINESTRING (721608.091361862 2328051.515931566, 721638.0761376997 2328395.287343717, 721663.1140738839 2328566.9642015584, 721974.622436159 2328930.0212655053, 722035.2145568982 2328975.066942891, 722210.8435584716 2329105.6265868447, 722414.2984074014 2329103.2287319778, 722886.2753546734 2329103.612816022, 723178.8392268813 2329090.639316847, 723553.4131524025 2329075.454683791, 723799.9686029337 2329093.612849089, 723993.206289656 2329063.5079355794, 724369.7521627164 2329099.513696915, 724748.2787088306 2329132.786220519, 725237.2255255156 2329177.126269167, 725591.2259875631 2329209.5312040197, 726089.2504442413 2329252.912893775, 726378.3508765579 2329279.321509202, 726921.9816067549 2329596.981354539, 727319.2907677102 2329738.9670759565, 727786.357000231 2329918.6596831735, 727933.9635079133 2329972.6677405606, 728408.3860392394 2330146.5773001397, 728662.0049901127 2330239.556645179, 728962.0721885181 2330349.884324451, 729362.2248584937 2330500.5568622355, 729751.4549045865 2330645.251420823, 730153.4449371947 2330793.743914286, 730558.59605034 2330945.480775943, 730929.8353981196 2330996.1211154037, 731323.3300856188 2331055.8086895864, 731640.5110780306 2331106.1199183594, 731785.9817056645 2331127.15118713, 732233.3029290293 2331190.627458211, 732621.3571276838 2331307.111823932, 733023.3508902417 2331426.34958074, 733400.0250179789 2331540.4669133257, 733701.5947022946 2331627.3047893248, 733999.8591525261 2331717.590695758, 734348.0654613583 2331820.9281658223, 734874.8208967438 2331809.8217627173, 735359.536946035 2331793.6371644544, 736008.8676984366 2331775.9922183496, 736120.1468216575 2331774.6001334772, 736485.465687714 2332104.2260859925, 736884.2760007166 2332289.354050998, 737287.3781902159 2332368.9424524596, 737467.8097504582 2332397.1063445043, 737890.0094734558 2332282.651122078, 738368.8662700743 2332160.8478511036, 738668.7042698034 2332086.993589507, 738861.5795447025 2332035.4363208977, 739138.504835239 2331917.3194481214, 739574.9774858695 2331738.867768258, 739881.5084064173 2331378.606556463, 740361.010460007 2331176.9492279943, 740875.0609021086 2330776.8737713895, 741305.8957037257 2330515.184787544, 741854.2663735488 2330561.1665924937) | line | [10 empty] | 6 | 2 |  |  | 1248 | 1249 | 1 | FALSE | FALSE | 2 | TRUE | TRUE | 1248 | 1249 | 721608.0914 | 2328051.5159 | 741854.2664 | 2330561.1666 | 1248 | 721608.0914 | 2328051.5159 | 1249 | 741854.2664 | 2330561.1666
VN | 549965887 | LINEVN1180b | 220 | 26.5072 | [5 empty] | 50 | 6 cables - 2 systems | LINESTRING (721608.091361862 2328051.515931566, 721638.0761376997 2328395.287343717, 721663.1140738839 2328566.9642015584, 721974.622436159 2328930.0212655053, 722035.2145568982 2328975.066942891, 722210.8435584716 2329105.6265868447, 722414.2984074014 2329103.2287319778, 722886.2753546734 2329103.612816022, 723178.8392268813 2329090.639316847, 723553.4131524025 2329075.454683791, 723799.9686029337 2329093.612849089, 723993.206289656 2329063.5079355794, 724369.7521627164 2329099.513696915, 724748.2787088306 2329132.786220519, 725237.2255255156 2329177.126269167, 725591.2259875631 2329209.5312040197, 726089.2504442413 2329252.912893775, 726378.3508765579 2329279.321509202, 726921.9816067549 2329596.981354539, 727319.2907677102 2329738.9670759565, 727786.357000231 2329918.6596831735, 727933.9635079133 2329972.6677405606, 728408.3860392394 2330146.5773001397, 728662.0049901127 2330239.556645179, 728962.0721885181 2330349.884324451, 729362.2248584937 2330500.5568622355, 729751.4549045865 2330645.251420823, 730153.4449371947 2330793.743914286, 730558.59605034 2330945.480775943, 730929.8353981196 2330996.1211154037, 731323.3300856188 2331055.8086895864, 731640.5110780306 2331106.1199183594, 731785.9817056645 2331127.15118713, 732233.3029290293 2331190.627458211, 732621.3571276838 2331307.111823932, 733023.3508902417 2331426.34958074, 733400.0250179789 2331540.4669133257, 733701.5947022946 2331627.3047893248, 733999.8591525261 2331717.590695758, 734348.0654613583 2331820.9281658223, 734874.8208967438 2331809.8217627173, 735359.536946035 2331793.6371644544, 736008.8676984366 2331775.9922183496, 736120.1468216575 2331774.6001334772, 736485.465687714 2332104.2260859925, 736884.2760007166 2332289.354050998, 737287.3781902159 2332368.9424524596, 737467.8097504582 2332397.1063445043, 737890.0094734558 2332282.651122078, 738368.8662700743 2332160.8478511036, 738668.7042698034 2332086.993589507, 738861.5795447025 2332035.4363208977, 739138.504835239 2331917.3194481214, 739574.9774858695 2331738.867768258, 739881.5084064173 2331378.606556463, 740361.010460007 2331176.9492279943, 740875.0609021086 2330776.8737713895, 741305.8957037257 2330515.184787544, 741854.2663735488 2330561.1665924937) | line | [10 empty] | 6 | 2 |  |  | 1248 | 1249 | 1 | FALSE | FALSE | 2 | TRUE | TRUE | 1248 | 1249 | 721608.0914 | 2328051.5159 | 741854.2664 | 2330561.1666 | 1248 | 721608.0914 | 2328051.5159 | 1249 | 741854.2664 | 2330561.1666
VN | 549970799 | LINEVN1181 | 110 | 6.8613 | [5 empty] | 50 |  | LINESTRING (729379.3508508536 2330432.036681932, 729053.7052084089 2330316.916928054, 728561.7345685512 2330140.5967882145, 728272.2769317252 2330039.2947942833, 727978.4130312596 2329934.614933602, 727776.4967082895 2329865.2952568494, 727504.219086135 2329781.9868810535, 727239.2762994167 2329671.615809876, 726986.83876361 2329554.3435052535, 726791.5006588205 2329442.165367129, 726610.3398545983 2329352.9104665727, 726360.5192038903 2329227.6437812126, 726064.9691108922 2329202.9528555335, 725596.7352599296 2329163.0344611155, 725457.8707678297 2329152.549785868, 725146.4813893402 2329124.326302189, 724839.785386047 2329098.8194501786, 724630.4514175139 2329082.1138515873, 724281.3922506382 2329055.4894442577, 724099.6444827669 2329039.296989521, 723908.1327268273 2329023.9603065373) | line | [14 empty] | 1250 | 439 | 1 | FALSE | FALSE | 1 | TRUE | TRUE | 1250 | 439 | 729379.3509 | 2330432.0367 | 723908.1327 | 2329023.9603 | 1250 | 729379.3509 | 2330432.0367 | 439 | 723908.1327 | 2329023.9603
VN | 549970801 | LINEVN1182 | 220 | 0.93098 | [5 empty] | 50 |  | LINESTRING (721562.2746336374 2327901.0472380077, 721587.6087605659 2327831.3694980456, 721700.9378963491 2327469.280121181, 721789.304545742 2327159.364040631) | line | [10 empty] | 3 | 1 |  |  | 1251 | 1235 | 1 | FALSE | FALSE | 1 | TRUE | TRUE | 1251 | 1235 | 721562.2746 | 2327901.0472 | 721789.3045 | 2327159.364 | 1251 | 721562.2746 | 2327901.0472 | 1235 | 721789.3045 | 2327159.364
VN | 549970803 | LINEVN1183 | 220 | 0.051499 | [5 empty] | 50 |  | LINESTRING (721551.6852850899 2327942.6364271, 721562.2746336374 2327901.0472380077) | line | [10 empty] | 3 |  |  |  | 1252 | 1251 | 1 | FALSE | FALSE | 1 | FALSE | TRUE |  | 1251 |  |  | 721562.2746 | 2327901.0472 | 1252 | 721551.6853 | 2327942.6364 | 1251 | 721562.2746 | 2327901.0472
VN | 549970805 | LINEVN1184a | 110 | 22.6073 | [5 empty] | 50 | 6 cables - 2 systems | LINESTRING (707158.6488801168 2327068.9979879716, 707286.0418108723 2327422.534653127, 707357.0209196322 2327619.4996634377, 707471.4833744268 2327937.174202788, 707594.0922452871 2328278.030520805, 707683.4433110735 2328524.7735186624, 707776.8622602108 2328780.1507713464, 708047.6569813202 2329520.908847091, 708204.998995129 2329791.6333462275, 708326.2670261706 2329992.736836005, 709017.9466292955 2329961.18644857, 709202.3579436142 2329934.8991519166, 709472.3984110793 2329890.361057415, 709779.5168894713 2329836.307836496, 710034.1641564011 2329785.348798154, 710314.1212241128 2329740.528882001, 710871.9441569658 2329640.067608753, 711088.8498429843 2329598.333750589, 711354.458279666 2329553.5251420704, 711575.3435054907 2329516.255790747, 711786.7676816019 2329478.3478214634, 711885.4888811273 2329455.3462934834, 712235.6134747786 2329398.1550326305, 712438.9139240048 2329363.3404346807, 712762.7639816549 2329299.577013863, 713559.0033803411 2329244.5380898197, 713740.9137318139 2329225.953212868, 713922.4778445188 2329212.493323373, 714183.3111520888 2329192.7175788404, 714393.0384282988 2329179.350016855, 714642.342312573 2329156.5195707795, 714888.0644469133 2329141.4096307997, 715391.1434830124 2329100.886260617, 715851.4304714743 2329059.9532398726, 716141.38393901 2329042.392355558, 716402.8583318796 2328942.4010334434, 716689.418216842 2328843.572148804, 717000.9468738473 2328733.424213467, 717401.0072406812 2328592.425781618, 718524.4875208394 2328829.1307235793, 719083.3560484174 2328932.429771137, 719794.7975731031 2328969.30644803, 719940.7281775111 2328983.1595032397, 720245.5216707896 2329004.6733372207, 720431.1158269963 2329013.7974444884, 720651.1940475329 2329030.8584514232, 720887.7534875184 2329045.384459342, 721066.5787500048 2329060.7936458285, 721138.4851090007 2329063.691331535, 721399.7281431718 2329067.1801333297, 721751.0240509784 2329081.8345320094, 721957.3185272722 2329066.887777341, 722203.2934856489 2329065.4667295953, 722333.8028657106 2329065.5562350224, 722321.7964074535 2328848.4561375193, 722230.9654560527 2328657.233530012, 722135.5303369586 2328480.4472450125, 722055.0598513515 2328317.240918133, 721860.7726962509 2327929.1940359236, 721746.82226929 2327844.0528379804, 721692.4361510938 2327864.8110471484, 721668.2701609425 2327899.972322307) | line | [10 empty] | 6 | 2 |  |  | 1253 | 1254 | 1 | FALSE | FALSE | 2 | FALSE | FALSE | [6 empty] | 1253 | 707158.6489 | 2327068.998 | 1254 | 721668.2702 | 2327899.9723
VN | 549970805 | LINEVN1184b | 110 | 22.6073 | [5 empty] | 50 | 6 cables - 2 systems | LINESTRING (707158.6488801168 2327068.9979879716, 707286.0418108723 2327422.534653127, 707357.0209196322 2327619.4996634377, 707471.4833744268 2327937.174202788, 707594.0922452871 2328278.030520805, 707683.4433110735 2328524.7735186624, 707776.8622602108 2328780.1507713464, 708047.6569813202 2329520.908847091, 708204.998995129 2329791.6333462275, 708326.2670261706 2329992.736836005, 709017.9466292955 2329961.18644857, 709202.3579436142 2329934.8991519166, 709472.3984110793 2329890.361057415, 709779.5168894713 2329836.307836496, 710034.1641564011 2329785.348798154, 710314.1212241128 2329740.528882001, 710871.9441569658 2329640.067608753, 711088.8498429843 2329598.333750589, 711354.458279666 2329553.5251420704, 711575.3435054907 2329516.255790747, 711786.7676816019 2329478.3478214634, 711885.4888811273 2329455.3462934834, 712235.6134747786 2329398.1550326305, 712438.9139240048 2329363.3404346807, 712762.7639816549 2329299.577013863, 713559.0033803411 2329244.5380898197, 713740.9137318139 2329225.953212868, 713922.4778445188 2329212.493323373, 714183.3111520888 2329192.7175788404, 714393.0384282988 2329179.350016855, 714642.342312573 2329156.5195707795, 714888.0644469133 2329141.4096307997, 715391.1434830124 2329100.886260617, 715851.4304714743 2329059.9532398726, 716141.38393901 2329042.392355558, 716402.8583318796 2328942.4010334434, 716689.418216842 2328843.572148804, 717000.9468738473 2328733.424213467, 717401.0072406812 2328592.425781618, 718524.4875208394 2328829.1307235793, 719083.3560484174 2328932.429771137, 719794.7975731031 2328969.30644803, 719940.7281775111 2328983.1595032397, 720245.5216707896 2329004.6733372207, 720431.1158269963 2329013.7974444884, 720651.1940475329 2329030.8584514232, 720887.7534875184 2329045.384459342, 721066.5787500048 2329060.7936458285, 721138.4851090007 2329063.691331535, 721399.7281431718 2329067.1801333297, 721751.0240509784 2329081.8345320094, 721957.3185272722 2329066.887777341, 722203.2934856489 2329065.4667295953, 722333.8028657106 2329065.5562350224, 722321.7964074535 2328848.4561375193, 722230.9654560527 2328657.233530012, 722135.5303369586 2328480.4472450125, 722055.0598513515 2328317.240918133, 721860.7726962509 2327929.1940359236, 721746.82226929 2327844.0528379804, 721692.4361510938 2327864.8110471484, 721668.2701609425 2327899.972322307) | line | [10 empty] | 6 | 2 |  |  | 1253 | 1254 | 1 | FALSE | FALSE | 2 | FALSE | FALSE | [6 empty] | 1253 | 707158.6489 | 2327068.998 | 1254 | 721668.2702 | 2327899.9723
VN | 550052872 | LINEVN1185a | 220 | 64.1973 | [5 empty] | 50 | 6 cables - 2 systems | LINESTRING (639331.9901032518 2272487.7166589163, 639091.4975365308 2272770.6169596775, 638883.6121337996 2273009.341534509, 638891.8141763733 2273270.277185351, 639162.3731412495 2273523.1181833576, 639478.775327375 2273815.670821281, 639832.2367971397 2274144.234875037, 640142.8472681224 2274425.8170185173, 640435.1748141579 2274700.701225257, 640817.0028125441 2275051.3636866123, 640841.1613781598 2275318.922050155, 640876.3515805433 2275670.3484528675, 640914.4146619458 2276028.3412593575, 640951.9514901318 2276406.776013232, 640986.7365089748 2276719.6216065073, 640963.2148944444 2276992.6299896757, 640933.9727556291 2277336.9914393555, 640903.0424235156 2277709.0025216183, 640867.3110177275 2278128.319616041, 641050.9800805323 2278512.308979127, 641205.4907412771 2278877.095609516, 641384.2436682547 2279252.414507739, 641536.7085579857 2279590.797687469, 641644.6223082321 2279825.561513905, 641819.3901464059 2280061.7820476163, 641850.5629055717 2280403.107053689, 641885.9432698841 2280752.028311544, 641921.3892167412 2281092.880441117, 642009.896543062 2281354.485023916, 642103.642916597 2281638.4402151783, 642217.8865012857 2281968.054754189, 642326.2828057273 2282291.023642147, 642546.261473506 2282490.029991107, 642808.9285598219 2282731.0670109373, 643084.4271925434 2282981.8701572716, 643285.8457972677 2283166.616336793, 643566.2446860119 2283422.816707726, 643830.6995004924 2283663.455219762, 644097.502339471 2283906.4763544165, 644343.700761184 2284130.784125383, 644608.6042963542 2284373.654331247, 644953.4409123444 2284688.140173581, 645204.0042159655 2284914.7800581255, 645506.2432428293 2285192.005339466, 645693.075132694 2285362.190026918, 645878.8359803178 2285639.1838419028, 646019.4673091611 2285841.2659610296, 646173.9419965544 2286091.524880787, 646358.9569599337 2286387.7920491435, 646539.9782111577 2286677.6728599914, 646791.2967473979 2286698.7506759237, 647154.3176991901 2286727.4577185377, 647414.7184051378 2286748.7568287477, 647756.400581797 2286773.9697437612, 648045.4142525939 2286798.307495758, 648343.93688399 2286821.759525251, 648718.116464478 2286852.480408796, 649092.5967281426 2286882.1052864376, 649439.1386668573 2286910.0301793586, 649812.4912393405 2286939.7940481026, 650084.6178667296 2286961.30511223, 650339.6247996256 2286983.0225401483, 650542.8396570307 2287173.3162778947, 650839.9633247443 2287454.2541772127, 651094.6827761029 2287694.810215679, 651131.2096949801 2287984.606678545, 651380.329087045 2288295.315648791, 651590.4571553178 2288559.5704764146, 651812.1887578063 2288838.3022777527, 652040.7487971768 2289126.044057444, 652260.1917442554 2289400.444869966, 652517.612344788 2289723.869380772, 652715.0094568508 2289970.5014547277, 652965.2278222325 2290284.4148107045, 653202.107889656 2290581.8160117147, 653411.357477847 2290844.662188087, 653573.4319075528 2291148.043056242, 653749.6325786802 2291479.0541756125, 653928.3033609076 2291814.795321771, 654104.071600484 2292145.929227821, 654233.0879590736 2292388.3825844596, 654418.2481187345 2292736.6002503117, 654588.6708848112 2293055.591725391, 654771.9485128899 2293401.848890624, 654905.3476760478 2293651.3460726845, 655154.7982448724 2293849.139286739, 655286.783231559 2293955.051255206, 655592.735767982 2294195.375085791, 655789.5452190132 2294351.7973808954, 656048.4329695705 2294458.4034136813, 656345.7339935981 2294580.8472461235, 656606.0446095245 2294688.294842004, 656794.5822419727 2295019.0402464136, 656997.69358471 2295358.459953577, 657185.3734655913 2295674.534265405, 657366.6810257157 2295977.510264818, 657502.173829285 2296204.9331031693, 657683.6725823877 2296508.4578046715, 657903.2230198032 2296877.4389447323, 657986.5346231684 2297017.1829113415, 658257.4806891833 2297014.0398563454, 658595.3804030655 2297003.2070665318, 659024.2579926582 2296993.373854806, 659369.0601045855 2296984.005656852, 659562.5882796083 2297207.126834892, 659803.8991014103 2297485.60566519, 660024.5610276574 2297746.964554205, 660365.3863749782 2298233.859983495, 660755.898302225 2298793.54423224, 660971.7031829791 2299092.2588077914, 661107.8005272143 2299285.74573409, 661292.060249687 2299545.0710704797, 661439.5240421604 2299754.280713967, 661649.0375221771 2300050.709327413, 661877.5922415266 2300376.596780518, 662071.3241049394 2300650.792999327, 662264.7599211796 2300918.3243332384, 662443.3756195802 2301172.938907726, 662548.5060725362 2301317.328114122, 662699.4648360135 2301464.4540820085, 662958.34400252 2301704.6528909886, 663237.354818187 2301969.8848618832, 663509.8562468824 2302221.7401104174, 663713.4817317969 2302407.2646984174, 663721.5473213351 2302659.158543626, 663733.0569789003 2302953.787859486, 663742.731436226 2303121.799769373, 663760.7938034559 2303444.5035439264, 663743.8369722054 2303787.7458019773, 663729.2902536249 2304149.589252176, 663721.7019135855 2304338.246746001, 663711.1164219412 2304629.140168334, 663985.0474337983 2304808.194903068, 664199.3266024538 2304835.137248121, 664392.6989441502 2304858.533725198, 664697.1642225109 2304911.8980343444, 665026.5907674056 2304968.0159741486, 665252.5964338026 2305007.7088960176, 665490.1823712568 2305048.7703884766, 665744.3400297615 2305093.74139026, 665969.2253152106 2305133.8538669352, 666203.8884349351 2305047.50938973, 666437.1630805904 2304959.7592246425, 666639.64935455 2304880.7290985333, 667008.2611851272 2304855.314382466, 667346.4408260405 2304831.9951562933, 667713.6005069867 2304868.82504222, 668154.6860870033 2304925.702423259, 668474.5402362645 2304961.2552940366, 668723.769736795 2304871.0613004705, 669033.0779229598 2304755.2482696334, 669260.266821099 2304602.395969176, 669458.0196207237 2304468.5354246437, 669760.8237051422 2304397.077155645, 670028.5665502471 2304334.5685592615, 670345.0510474802 2304269.503616521, 670597.5870958484 2304364.9186133263, 670931.7746748871 2304487.111054094, 671233.5296138532 2304600.653259563, 671604.9744892817 2304737.8220331585, 671979.8734215191 2304877.658985215, 672135.936936026 2304891.052847828, 672251.9026458901 2304786.3658397873) | line |  | Đường dây 220kV Đồng Hòa - Thái Bình | [8 empty] | 6 | 2 |  |  | 1255 | 1256 | 1 | FALSE | FALSE | 2 | FALSE | FALSE | [6 empty] | 1255 | 639331.9901 | 2272487.7167 | 1256 | 672251.9026 | 2304786.3658
VN | 550052872 | LINEVN1185b | 220 | 64.1973 | [5 empty] | 50 | 6 cables - 2 systems | LINESTRING (639331.9901032518 2272487.7166589163, 639091.4975365308 2272770.6169596775, 638883.6121337996 2273009.341534509, 638891.8141763733 2273270.277185351, 639162.3731412495 2273523.1181833576, 639478.775327375 2273815.670821281, 639832.2367971397 2274144.234875037, 640142.8472681224 2274425.8170185173, 640435.1748141579 2274700.701225257, 640817.0028125441 2275051.3636866123, 640841.1613781598 2275318.922050155, 640876.3515805433 2275670.3484528675, 640914.4146619458 2276028.3412593575, 640951.9514901318 2276406.776013232, 640986.7365089748 2276719.6216065073, 640963.2148944444 2276992.6299896757, 640933.9727556291 2277336.9914393555, 640903.0424235156 2277709.0025216183, 640867.3110177275 2278128.319616041, 641050.9800805323 2278512.308979127, 641205.4907412771 2278877.095609516, 641384.2436682547 2279252.414507739, 641536.7085579857 2279590.797687469, 641644.6223082321 2279825.561513905, 641819.3901464059 2280061.7820476163, 641850.5629055717 2280403.107053689, 641885.9432698841 2280752.028311544, 641921.3892167412 2281092.880441117, 642009.896543062 2281354.485023916, 642103.642916597 2281638.4402151783, 642217.8865012857 2281968.054754189, 642326.2828057273 2282291.023642147, 642546.261473506 2282490.029991107, 642808.9285598219 2282731.0670109373, 643084.4271925434 2282981.8701572716, 643285.8457972677 2283166.616336793, 643566.2446860119 2283422.816707726, 643830.6995004924 2283663.455219762, 644097.502339471 2283906.4763544165, 644343.700761184 2284130.784125383, 644608.6042963542 2284373.654331247, 644953.4409123444 2284688.140173581, 645204.0042159655 2284914.7800581255, 645506.2432428293 2285192.005339466, 645693.075132694 2285362.190026918, 645878.8359803178 2285639.1838419028, 646019.4673091611 2285841.2659610296, 646173.9419965544 2286091.524880787, 646358.9569599337 2286387.7920491435, 646539.9782111577 2286677.6728599914, 646791.2967473979 2286698.7506759237, 647154.3176991901 2286727.4577185377, 647414.7184051378 2286748.7568287477, 647756.400581797 2286773.9697437612, 648045.4142525939 2286798.307495758, 648343.93688399 2286821.759525251, 648718.116464478 2286852.480408796, 649092.5967281426 2286882.1052864376, 649439.1386668573 2286910.0301793586, 649812.4912393405 2286939.7940481026, 650084.6178667296 2286961.30511223, 650339.6247996256 2286983.0225401483, 650542.8396570307 2287173.3162778947, 650839.9633247443 2287454.2541772127, 651094.6827761029 2287694.810215679, 651131.2096949801 2287984.606678545, 651380.329087045 2288295.315648791, 651590.4571553178 2288559.5704764146, 651812.1887578063 2288838.3022777527, 652040.7487971768 2289126.044057444, 652260.1917442554 2289400.444869966, 652517.612344788 2289723.869380772, 652715.0094568508 2289970.5014547277, 652965.2278222325 2290284.4148107045, 653202.107889656 2290581.8160117147, 653411.357477847 2290844.662188087, 653573.4319075528 2291148.043056242, 653749.6325786802 2291479.0541756125, 653928.3033609076 2291814.795321771, 654104.071600484 2292145.929227821, 654233.0879590736 2292388.3825844596, 654418.2481187345 2292736.6002503117, 654588.6708848112 2293055.591725391, 654771.9485128899 2293401.848890624, 654905.3476760478 2293651.3460726845, 655154.7982448724 2293849.139286739, 655286.783231559 2293955.051255206, 655592.735767982 2294195.375085791, 655789.5452190132 2294351.7973808954, 656048.4329695705 2294458.4034136813, 656345.7339935981 2294580.8472461235, 656606.0446095245 2294688.294842004, 656794.5822419727 2295019.0402464136, 656997.69358471 2295358.459953577, 657185.3734655913 2295674.534265405, 657366.6810257157 2295977.510264818, 657502.173829285 2296204.9331031693, 657683.6725823877 2296508.4578046715, 657903.2230198032 2296877.4389447323, 657986.5346231684 2297017.1829113415, 658257.4806891833 2297014.0398563454, 658595.3804030655 2297003.2070665318, 659024.2579926582 2296993.373854806, 659369.0601045855 2296984.005656852, 659562.5882796083 2297207.126834892, 659803.8991014103 2297485.60566519, 660024.5610276574 2297746.964554205, 660365.3863749782 2298233.859983495, 660755.898302225 2298793.54423224, 660971.7031829791 2299092.2588077914, 661107.8005272143 2299285.74573409, 661292.060249687 2299545.0710704797, 661439.5240421604 2299754.280713967, 661649.0375221771 2300050.709327413, 661877.5922415266 2300376.596780518, 662071.3241049394 2300650.792999327, 662264.7599211796 2300918.3243332384, 662443.3756195802 2301172.938907726, 662548.5060725362 2301317.328114122, 662699.4648360135 2301464.4540820085, 662958.34400252 2301704.6528909886, 663237.354818187 2301969.8848618832, 663509.8562468824 2302221.7401104174, 663713.4817317969 2302407.2646984174, 663721.5473213351 2302659.158543626, 663733.0569789003 2302953.787859486, 663742.731436226 2303121.799769373, 663760.7938034559 2303444.5035439264, 663743.8369722054 2303787.7458019773, 663729.2902536249 2304149.589252176, 663721.7019135855 2304338.246746001, 663711.1164219412 2304629.140168334, 663985.0474337983 2304808.194903068, 664199.3266024538 2304835.137248121, 664392.6989441502 2304858.533725198, 664697.1642225109 2304911.8980343444, 665026.5907674056 2304968.0159741486, 665252.5964338026 2305007.7088960176, 665490.1823712568 2305048.7703884766, 665744.3400297615 2305093.74139026, 665969.2253152106 2305133.8538669352, 666203.8884349351 2305047.50938973, 666437.1630805904 2304959.7592246425, 666639.64935455 2304880.7290985333, 667008.2611851272 2304855.314382466, 667346.4408260405 2304831.9951562933, 667713.6005069867 2304868.82504222, 668154.6860870033 2304925.702423259, 668474.5402362645 2304961.2552940366, 668723.769736795 2304871.0613004705, 669033.0779229598 2304755.2482696334, 669260.266821099 2304602.395969176, 669458.0196207237 2304468.5354246437, 669760.8237051422 2304397.077155645, 670028.5665502471 2304334.5685592615, 670345.0510474802 2304269.503616521, 670597.5870958484 2304364.9186133263, 670931.7746748871 2304487.111054094, 671233.5296138532 2304600.653259563, 671604.9744892817 2304737.8220331585, 671979.8734215191 2304877.658985215, 672135.936936026 2304891.052847828, 672251.9026458901 2304786.3658397873) | line |  | Đường dây 220kV Đồng Hòa - Thái Bình | [8 empty] | 6 | 2 |  |  | 1255 | 1256 | 1 | FALSE | FALSE | 2 | FALSE | FALSE | [6 empty] | 1255 | 639331.9901 | 2272487.7167 | 1256 | 672251.9026 | 2304786.3658
VN | 550057496 | LINEVN1186a | 220 | 27.226 | [5 empty] | 50 | 6 cables - 2 systems | LINESTRING (635525.4153039512 2335324.940380526, 635532.0243261722 2335266.410542723, 635545.9811829232 2335031.4803192066, 635562.2540242786 2334757.391344515, 635579.9503781488 2334520.0010909336, 635599.3987601869 2334289.4113562796, 635681.9244052026 2333892.02293933, 635985.1354275624 2333743.117426115, 636343.0430946238 2333567.2470343714, 636702.5596207643 2333391.264393962, 637073.5746997988 2333208.9968515537, 637488.5924459032 2333004.7519228347, 637830.585445898 2332836.45125331, 638030.8307556069 2332399.4244795414, 638239.9398229865 2331944.7943210974, 638391.9358526407 2331622.8873650525, 638540.4724402459 2331306.543116707, 638683.7977372624 2330997.7062781793, 638540.4333766673 2330621.0756321596, 638401.1845788374 2330249.7285659113, 638254.9154715267 2329877.0736576044, 638125.2480687178 2329533.928709704, 637963.098347152 2329107.50927547, 637815.4094597151 2328718.0544947013, 637662.1324767284 2328312.337207726, 637294.6717274352 2328153.5516008097, 637010.1420855516 2328027.884864991, 636608.9110103726 2327855.728984638, 636202.6383072995 2327680.254084527, 635795.0733575807 2327504.2366902772, 635625.3183192401 2327429.5953177437, 635482.1858025745 2327366.6531428583, 635148.8741733801 2327579.3253331785, 634612.5883742517 2327918.590949946, 634153.6262636202 2328213.5978729893, 633847.322958721 2328148.9067488783, 633417.6954001234 2328056.969778282, 632991.1759502352 2327967.017524712, 632525.9288095027 2327866.969788376, 632201.4896024823 2327797.205483655, 631856.9145361148 2327722.682356015, 631435.9459728366 2327634.6751116747, 630979.854534726 2327536.5710870917, 630525.7015535813 2327458.3105152245, 630092.77297935 2327363.3253226383, 629647.6801864427 2327269.773193415, 629161.1600068999 2327165.371935628, 628825.5328392258 2327095.9757108763, 628408.5226122783 2327005.9969114508, 628074.8301998331 2326666.57003509, 627736.666447686 2326322.976243276, 627447.9278032108 2326029.595419721, 627103.4101574897 2325679.0045810747, 626749.5197076446 2325319.416946503, 626397.6561870705 2324961.8901889883, 626084.9308114876 2324644.155116503, 625784.3993885025 2324342.459615492, 625513.9801436113 2324064.0894263745) | line | [10 empty] | 6 | 2 |  |  | 1257 | 1258 | 1 | FALSE | FALSE | 2 | FALSE | TRUE |  | 1258 |  |  | 625513.9801 | 2324064.0894 | 1257 | 635525.4153 | 2335324.9404 | 1258 | 625513.9801 | 2324064.0894
VN | 550057496 | LINEVN1186b | 220 | 27.226 | [5 empty] | 50 | 6 cables - 2 systems | LINESTRING (635525.4153039512 2335324.940380526, 635532.0243261722 2335266.410542723, 635545.9811829232 2335031.4803192066, 635562.2540242786 2334757.391344515, 635579.9503781488 2334520.0010909336, 635599.3987601869 2334289.4113562796, 635681.9244052026 2333892.02293933, 635985.1354275624 2333743.117426115, 636343.0430946238 2333567.2470343714, 636702.5596207643 2333391.264393962, 637073.5746997988 2333208.9968515537, 637488.5924459032 2333004.7519228347, 637830.585445898 2332836.45125331, 638030.8307556069 2332399.4244795414, 638239.9398229865 2331944.7943210974, 638391.9358526407 2331622.8873650525, 638540.4724402459 2331306.543116707, 638683.7977372624 2330997.7062781793, 638540.4333766673 2330621.0756321596, 638401.1845788374 2330249.7285659113, 638254.9154715267 2329877.0736576044, 638125.2480687178 2329533.928709704, 637963.098347152 2329107.50927547, 637815.4094597151 2328718.0544947013, 637662.1324767284 2328312.337207726, 637294.6717274352 2328153.5516008097, 637010.1420855516 2328027.884864991, 636608.9110103726 2327855.728984638, 636202.6383072995 2327680.254084527, 635795.0733575807 2327504.2366902772, 635625.3183192401 2327429.5953177437, 635482.1858025745 2327366.6531428583, 635148.8741733801 2327579.3253331785, 634612.5883742517 2327918.590949946, 634153.6262636202 2328213.5978729893, 633847.322958721 2328148.9067488783, 633417.6954001234 2328056.969778282, 632991.1759502352 2327967.017524712, 632525.9288095027 2327866.969788376, 632201.4896024823 2327797.205483655, 631856.9145361148 2327722.682356015, 631435.9459728366 2327634.6751116747, 630979.854534726 2327536.5710870917, 630525.7015535813 2327458.3105152245, 630092.77297935 2327363.3253226383, 629647.6801864427 2327269.773193415, 629161.1600068999 2327165.371935628, 628825.5328392258 2327095.9757108763, 628408.5226122783 2327005.9969114508, 628074.8301998331 2326666.57003509, 627736.666447686 2326322.976243276, 627447.9278032108 2326029.595419721, 627103.4101574897 2325679.0045810747, 626749.5197076446 2325319.416946503, 626397.6561870705 2324961.8901889883, 626084.9308114876 2324644.155116503, 625784.3993885025 2324342.459615492, 625513.9801436113 2324064.0894263745) | line | [10 empty] | 6 | 2 |  |  | 1257 | 1258 | 1 | FALSE | FALSE | 2 | FALSE | TRUE |  | 1258 |  |  | 625513.9801 | 2324064.0894 | 1257 | 635525.4153 | 2335324.9404 | 1258 | 625513.9801 | 2324064.0894
VN | 550060021 | LINEVN1187a | 220 | 9.0278 | [5 empty] | 50 | 6 cables - 2 systems | LINESTRING (610767.2714015101 2314993.459648306, 610463.7379308704 2314945.8191743204, 609582.892576281 2314807.598853963, 609180.5136336995 2314746.1717249104, 608774.5083569903 2314683.9006248075, 608325.4382755809 2314616.500477181, 607907.5884639438 2314553.3436994995, 607442.7724446172 2314481.9805886713, 606996.9155521452 2314413.2538381675, 606644.1410513875 2314499.313664635, 606291.9911399903 2314584.277860026, 605934.6840853066 2314672.991063649, 605577.5502883046 2314764.5686188363, 605160.5961940392 2314557.280805895, 604792.4851854758 2314377.1417934233, 604378.9765879966 2314174.677964203, 603965.7502985563 2313968.762122561, 603562.8195079628 2313771.3886363) | line | [10 empty] | 6 | 2 |  |  | 1259 | 1260 | 1 | FALSE | FALSE | 2 | TRUE | FALSE | 1259 |  | 610767.2714 | 2314993.4596 |  |  | 1259 | 610767.2714 | 2314993.4596 | 1260 | 603562.8195 | 2313771.3886
VN | 550060021 | LINEVN1187b | 220 | 9.0278 | [5 empty] | 50 | 6 cables - 2 systems | LINESTRING (610767.2714015101 2314993.459648306, 610463.7379308704 2314945.8191743204, 609582.892576281 2314807.598853963, 609180.5136336995 2314746.1717249104, 608774.5083569903 2314683.9006248075, 608325.4382755809 2314616.500477181, 607907.5884639438 2314553.3436994995, 607442.7724446172 2314481.9805886713, 606996.9155521452 2314413.2538381675, 606644.1410513875 2314499.313664635, 606291.9911399903 2314584.277860026, 605934.6840853066 2314672.991063649, 605577.5502883046 2314764.5686188363, 605160.5961940392 2314557.280805895, 604792.4851854758 2314377.1417934233, 604378.9765879966 2314174.677964203, 603965.7502985563 2313968.762122561, 603562.8195079628 2313771.3886363) | line | [10 empty] | 6 | 2 |  |  | 1259 | 1260 | 1 | FALSE | FALSE | 2 | TRUE | FALSE | 1259 |  | 610767.2714 | 2314993.4596 |  |  | 1259 | 610767.2714 | 2314993.4596 | 1260 | 603562.8195 | 2313771.3886
VN | 550060747 | LINEVN1188a | 220 | 12.4451 | [5 empty] | 50 | 6 cables - 2 systems | LINESTRING (610767.2714015101 2314993.459648306, 611198.199577063 2315060.7945128763, 611648.8328887072 2315131.0509927343, 612065.6356468044 2315191.8053968297, 612486.654443638 2315257.723851311, 612786.3326740628 2315303.5603231927, 613240.9470695283 2315372.5038155946, 613693.1638311484 2315443.3806647225, 614109.1531907679 2315508.7530073035, 614544.7212732778 2315575.676223388, 614989.4799426126 2315644.0248560505, 615427.7846452488 2315711.3888984774, 615862.6052534063 2315775.4085789677, 616317.3068033812 2315846.795708258, 616741.3761461083 2315911.3171269074, 617162.6501510834 2315976.6600640267, 617583.9213483178 2316042.024879575, 617802.9476119755 2316427.0590623952, 618017.7016931727 2316803.045026932, 618237.4760339977 2317196.9582391223, 618468.4436410575 2317603.274976708, 618715.3652472829 2318039.508371217, 618926.476693609 2318411.4316162867, 619143.8831884214 2318798.7676787125, 619258.9214147776 2319013.221079402, 619217.0253768638 2319060.4642458134) | line | [10 empty] | 6 | 2 |  |  | 1259 | 1261 | 1 | FALSE | FALSE | 2 | TRUE | TRUE | 1259 | 1261 | 610767.2714 | 2314993.4596 | 619217.0254 | 2319060.4642 | 1259 | 610767.2714 | 2314993.4596 | 1261 | 619217.0254 | 2319060.4642
VN | 550060747 | LINEVN1188b | 220 | 12.4451 | [5 empty] | 50 | 6 cables - 2 systems | LINESTRING (610767.2714015101 2314993.459648306, 611198.199577063 2315060.7945128763, 611648.8328887072 2315131.0509927343, 612065.6356468044 2315191.8053968297, 612486.654443638 2315257.723851311, 612786.3326740628 2315303.5603231927, 613240.9470695283 2315372.5038155946, 613693.1638311484 2315443.3806647225, 614109.1531907679 2315508.7530073035, 614544.7212732778 2315575.676223388, 614989.4799426126 2315644.0248560505, 615427.7846452488 2315711.3888984774, 615862.6052534063 2315775.4085789677, 616317.3068033812 2315846.795708258, 616741.3761461083 2315911.3171269074, 617162.6501510834 2315976.6600640267, 617583.9213483178 2316042.024879575, 617802.9476119755 2316427.0590623952, 618017.7016931727 2316803.045026932, 618237.4760339977 2317196.9582391223, 618468.4436410575 2317603.274976708, 618715.3652472829 2318039.508371217, 618926.476693609 2318411.4316162867, 619143.8831884214 2318798.7676787125, 619258.9214147776 2319013.221079402, 619217.0253768638 2319060.4642458134) | line | [10 empty] | 6 | 2 |  |  | 1259 | 1261 | 1 | FALSE | FALSE | 2 | TRUE | TRUE | 1259 | 1261 | 610767.2714 | 2314993.4596 | 619217.0254 | 2319060.4642 | 1259 | 610767.2714 | 2314993.4596 | 1261 | 619217.0254 | 2319060.4642
VN | 550071599 | LINEVN1189 | 220 | 51.1207 | [5 empty] | 50 |  | LINESTRING (578506.1296850224 2317745.0937092155, 578551.5042088368 2317702.4738116753, 578459.0873126823 2317479.766848431, 578438.9437044992 2317385.9023281126, 578406.117588025 2317190.0180836315, 578370.5678580053 2316923.1409597853, 578331.7334312319 2316551.864686333, 578302.1441243258 2316230.6934569, 578285.9687245532 2316044.085719776, 578258.7647311046 2315743.7009412977, 578219.0858685644 2315325.0056676706, 578199.7436156466 2315141.3718039477, 578446.1015143169 2314827.1200276567, 578608.9596117708 2314624.786388047, 578746.0226020956 2314453.234704116, 579004.3327487672 2314122.677274089, 579302.7598325151 2313744.555124624, 579620.9830045219 2313341.828271069, 579937.5444505605 2312941.8108224347, 580246.2571046251 2312550.7485945267, 580562.4292536483 2312149.1907843794, 580737.7147918434 2311925.3978518546, 580917.7666218085 2311699.825615921, 581242.1068514518 2311289.143862176, 581494.0360471368 2310968.9400684726, 581732.0154981905 2310668.0630213977, 582041.4485714259 2310276.437549315, 582350.8183179614 2309883.6881401185, 582273.3009761939 2309451.315087581, 582224.9095251887 2309221.1355450465, 582183.8667159526 2308943.14464757, 582111.3622702127 2308536.5644458598, 582041.3554382031 2308143.8323231624, 581953.5959077451 2307651.5996523704, 581868.9229830916 2307163.0908284085, 581785.2854445255 2306691.5000519715, 581712.9166557465 2306282.511115116, 581646.42860299 2305897.8238762277, 581860.1945746529 2305524.7426545075, 582062.7209880683 2305168.9526292407, 582323.5162235326 2304714.9557891726, 582567.008897187 2304290.9605945013, 582834.4403437494 2303826.0020320127, 583085.846967096 2303387.0555480705, 583349.0910293517 2302928.580757907, 583609.2544245607 2302475.0861269757, 583859.1327747228 2302041.6545812995, 583762.018046208 2301562.350963192, 583661.2434217574 2301060.2519357507, 583567.5633399445 2300588.848005347, 583520.3590512626 2300343.288440603, 583462.8301511698 2300066.0340965106, 583363.6348483738 2299564.6767064957, 583255.931085217 2299033.5604236536, 583152.748011775 2298531.80924142, 583054.5341480646 2298038.3848090214, 582963.521812981 2297586.203364188, 582878.2570023763 2297153.7522852393, 582787.3059791905 2296686.974143022, 582909.779622164 2296226.239142185, 583037.2377902045 2295746.0830438826, 583168.849149913 2295246.357963486, 583305.7092470732 2294733.04615721, 583432.3141693602 2294259.097865036, 583573.9974767981 2293733.559724478, 583698.8144277269 2293257.634361503, 583770.3932259645 2292988.262269452, 583845.9353315103 2292707.5211885115, 583973.5730083254 2292230.46072886, 584102.8020608899 2291742.5735341376, 584235.5909451711 2291243.858406997, 584371.9242353579 2290733.3413623795, 584506.7322570806 2290225.308027787, 584587.8307027082 2289927.1990196332, 584645.6455437626 2289705.8962570773, 584656.3911395246 2289149.860157736, 584663.7195665669 2288720.701856592, 584671.2912181894 2288324.0184611026, 584681.7878161506 2287790.571643968, 584689.4345977436 2287268.75434217, 584701.0389382071 2286765.695238824, 584709.2847440244 2286276.0007316307, 584717.6138960802 2285771.719298396, 584727.5071691124 2285273.323043494, 584737.0769867087 2284758.3788175005, 584745.0002761602 2284376.618339858, 585092.4074269253 2284135.575408099, 585494.9214965961 2283858.016616524, 585831.4221877453 2283625.123324366, 586113.0952327343 2283432.3776129917, 586427.4312147746 2283218.1319967033, 586507.8084731598 2283020.3260468175, 586703.325339763 2282539.1826907573, 586886.6228037725 2282088.1278701024, 587080.4701913435 2281617.51660765, 587271.1294604731 2281144.7990797292, 587456.5228643848 2280690.9382925266, 587659.7893381313 2280190.055354963, 587841.0844942306 2279748.650787391, 588145.6201584992 2279007.2484635473, 588065.7239382417 2278886.657321606) | line | [10 empty] | 3 | 1 |  |  | 1262 | 1263 | 1 | FALSE | FALSE | 1 | FALSE | TRUE |  | 1263 |  |  | 588065.7239 | 2278886.6573 | 1262 | 578506.1297 | 2317745.0937 | 1263 | 588065.7239 | 2278886.6573
VN | 550092374 | LINEVN1190 | 220 | 0.32492 | [5 empty] | 50 |  | LINESTRING (533466.4913247239 2301800.6309434166, 533444.1892566893 2301822.7983622467, 533354.2902477164 2302044.594448096) | line | [14 empty] | 1264 | 1265 | 1 | FALSE | FALSE | 1 | FALSE | FALSE | [6 empty] | 1264 | 533466.4913 | 2301800.6309 | 1265 | 533354.2902 | 2302044.5944
VN | 550092375 | LINEVN1191 | 220 | 0.32492 | [5 empty] | 50 |  | LINESTRING (533490.340302654 2301827.184505578, 533468.5389744488 2301853.9347178163, 533374.6124090264 2302070.7202889114) | line | [10 empty] | 3 |  |  |  | 1266 | 1267 | 1 | FALSE | FALSE | 1 | FALSE | FALSE | [6 empty] | 1266 | 533490.3403 | 2301827.1845 | 1267 | 533374.6124 | 2302070.7203
VN | 550092376 | LINEVN1192a | 220 | 0.33074 | [5 empty] | 50 | 6 cables - 2 systems | LINESTRING (533515.9331721113 2301845.419043968, 533491.3587282877 2301885.189796081, 533396.8971112011 2302093.6516384846) | line | [10 empty] | 6 |  |  |  | 1268 | 1269 | 1 | FALSE | FALSE | 2 | FALSE | FALSE | [6 empty] | 1268 | 533515.9332 | 2301845.419 | 1269 | 533396.8971 | 2302093.6516
VN | 550092376 | LINEVN1192b | 220 | 0.33074 | [5 empty] | 50 | 6 cables - 2 systems | LINESTRING (533515.9331721113 2301845.419043968, 533491.3587282877 2301885.189796081, 533396.8971112011 2302093.6516384846) | line | [10 empty] | 6 |  |  |  | 1268 | 1269 | 1 | FALSE | FALSE | 2 | FALSE | FALSE | [6 empty] | 1268 | 533515.9332 | 2301845.419 | 1269 | 533396.8971 | 2302093.6516
VN | 550092383 | LINEVN1193a | 220 | 39.0476 | [5 empty] | 50 | 6 cables - 2 systems | LINESTRING (534176.758494407 2304938.307451952, 534287.5334215859 2305352.3054198297, 534358.039348397 2306005.8723422377, 534420.9087287197 2306576.0545960627, 534465.4493079429 2307032.7268836247, 534537.7601939292 2307686.388208336, 534557.5876741619 2307882.25382534, 534611.5003112247 2308390.354225007, 534661.2774759416 2308869.5940837404, 534709.4271257161 2309329.6845506257, 534761.3945982029 2309828.043083237, 535414.0634603346 2310348.4378191414, 536149.5955028821 2310165.099831527, 536453.2669987577 2310090.8889561803, 536869.144387795 2310247.386069599, 537359.5433303528 2310348.2364185276, 538070.4921306232 2310524.8382903603, 538300.3594949158 2310584.5740679195, 538520.6037466134 2310640.3397992114, 538956.0871222084 2310751.1711450173, 539339.7272537367 2310836.8573704367, 539631.4667117134 2311032.6428634664, 539955.2329795961 2311249.449717244, 540244.7168320318 2311447.454361179, 540556.482209994 2311657.5817695614, 540859.7546073779 2311863.1124999723, 541141.2892022523 2312054.1744975247, 541421.9830663287 2312246.2021858944, 541748.7505730722 2312466.9149709283, 542111.5811134035 2312709.351103063, 542404.2301845545 2312906.4174671634, 542877.5083480035 2312982.907529178, 543557.4000695538 2313094.302526826, 543943.6442769928 2313157.6028873953, 544410.0627181444 2313235.6459693364, 544784.5986699363 2313304.1697007306, 545360.1920219882 2313288.016526368, 546037.0336099704 2313270.347148763, 546312.3157581056 2313245.808605992, 546692.2772013566 2313320.2118972745, 546892.9117825328 2313360.5622610506, 547276.6294633653 2313436.0962911393, 547891.5233008645 2313136.0273502152, 548194.7101231022 2312989.513929642, 548477.9328867793 2312851.281769074, 549022.8894364664 2312733.355236756, 549440.3151992089 2312823.4589131954, 549872.1026183747 2312911.9559202944, 550162.8541315461 2312969.3936086656, 550876.6080726392 2313110.751143627, 551133.5768072912 2312856.1522635277, 551383.2644552524 2312611.373877716, 551660.940657351 2312340.8871846977, 552022.294380846 2311985.810365898, 552353.0945230882 2311658.4359997744, 553077.2277053258 2311377.2366947806, 553638.6256667816 2311159.670525174, 553870.7557102629 2311060.576781381, 554422.5671217928 2310836.0661982545, 554706.2302692413 2310721.2033946756, 555134.8564001665 2310550.9426949564, 555526.3616325082 2310389.8551263376, 556023.6183417921 2310558.0606441214, 556450.2513623884 2310696.9124459024, 556960.390260054 2310867.1931661237, 557304.23443966 2310980.9714512364, 557638.5327484951 2311092.97531994, 558481.5233988119 2311377.6775786737, 558761.7213718311 2311759.9429938947, 558982.2594086328 2312046.388881614, 559238.6172017797 2312358.985230758, 559530.9714760365 2312723.0905798376) | line | [10 empty] | 6 | 2 |  |  | 1270 | 1271 | 1 | FALSE | FALSE | 2 | TRUE | TRUE | 1270 | 1271 | 534176.7585 | 2304938.3075 | 559530.9715 | 2312723.0906 | 1270 | 534176.7585 | 2304938.3075 | 1271 | 559530.9715 | 2312723.0906
VN | 550092383 | LINEVN1193b | 220 | 39.0476 | [5 empty] | 50 | 6 cables - 2 systems | LINESTRING (534176.758494407 2304938.307451952, 534287.5334215859 2305352.3054198297, 534358.039348397 2306005.8723422377, 534420.9087287197 2306576.0545960627, 534465.4493079429 2307032.7268836247, 534537.7601939292 2307686.388208336, 534557.5876741619 2307882.25382534, 534611.5003112247 2308390.354225007, 534661.2774759416 2308869.5940837404, 534709.4271257161 2309329.6845506257, 534761.3945982029 2309828.043083237, 535414.0634603346 2310348.4378191414, 536149.5955028821 2310165.099831527, 536453.2669987577 2310090.8889561803, 536869.144387795 2310247.386069599, 537359.5433303528 2310348.2364185276, 538070.4921306232 2310524.8382903603, 538300.3594949158 2310584.5740679195, 538520.6037466134 2310640.3397992114, 538956.0871222084 2310751.1711450173, 539339.7272537367 2310836.8573704367, 539631.4667117134 2311032.6428634664, 539955.2329795961 2311249.449717244, 540244.7168320318 2311447.454361179, 540556.482209994 2311657.5817695614, 540859.7546073779 2311863.1124999723, 541141.2892022523 2312054.1744975247, 541421.9830663287 2312246.2021858944, 541748.7505730722 2312466.9149709283, 542111.5811134035 2312709.351103063, 542404.2301845545 2312906.4174671634, 542877.5083480035 2312982.907529178, 543557.4000695538 2313094.302526826, 543943.6442769928 2313157.6028873953, 544410.0627181444 2313235.6459693364, 544784.5986699363 2313304.1697007306, 545360.1920219882 2313288.016526368, 546037.0336099704 2313270.347148763, 546312.3157581056 2313245.808605992, 546692.2772013566 2313320.2118972745, 546892.9117825328 2313360.5622610506, 547276.6294633653 2313436.0962911393, 547891.5233008645 2313136.0273502152, 548194.7101231022 2312989.513929642, 548477.9328867793 2312851.281769074, 549022.8894364664 2312733.355236756, 549440.3151992089 2312823.4589131954, 549872.1026183747 2312911.9559202944, 550162.8541315461 2312969.3936086656, 550876.6080726392 2313110.751143627, 551133.5768072912 2312856.1522635277, 551383.2644552524 2312611.373877716, 551660.940657351 2312340.8871846977, 552022.294380846 2311985.810365898, 552353.0945230882 2311658.4359997744, 553077.2277053258 2311377.2366947806, 553638.6256667816 2311159.670525174, 553870.7557102629 2311060.576781381, 554422.5671217928 2310836.0661982545, 554706.2302692413 2310721.2033946756, 555134.8564001665 2310550.9426949564, 555526.3616325082 2310389.8551263376, 556023.6183417921 2310558.0606441214, 556450.2513623884 2310696.9124459024, 556960.390260054 2310867.1931661237, 557304.23443966 2310980.9714512364, 557638.5327484951 2311092.97531994, 558481.5233988119 2311377.6775786737, 558761.7213718311 2311759.9429938947, 558982.2594086328 2312046.388881614, 559238.6172017797 2312358.985230758, 559530.9714760365 2312723.0905798376) | line | [10 empty] | 6 | 2 |  |  | 1270 | 1271 | 1 | FALSE | FALSE | 2 | TRUE | TRUE | 1270 | 1271 | 534176.7585 | 2304938.3075 | 559530.9715 | 2312723.0906 | 1270 | 534176.7585 | 2304938.3075 | 1271 | 559530.9715 | 2312723.0906
VN | 550092385 | LINEVN1194a | 220 | 54.8689 | [5 empty] | 50 | 6 cables - 2 systems | LINESTRING (534402.4355251344 2306742.0368511947, 534441.7334107267 2307031.8480126616, 534487.0389117891 2307555.5014122194, 534516.3065992168 2307875.096598287, 534544.0872347056 2308203.9743528776, 534602.8006121034 2308884.867588826, 534661.7405841731 2309318.496161796, 534738.632969564 2309840.3358173803, 535074.7062903576 2310279.503006564, 535212.1550830686 2310459.1160330256, 535452.1368482863 2310413.417395963, 536277.8205857162 2310272.155407064, 536546.9824241012 2310226.14842681, 537013.4887193242 2310446.6850630958, 537283.6208673352 2310524.9010219797, 537502.4561970108 2310589.21624543, 537833.6251695723 2310694.095717473, 538340.9815204749 2310843.6215616358, 538622.3940092088 2310927.1865923908, 538924.5746044954 2311014.4127707737, 539022.1802067135 2311325.6561142374, 539087.7859888755 2311541.977738553, 539204.7502176773 2311919.2515686285, 539292.2166942783 2312208.1280961717, 539997.6717980265 2312540.2098168363, 540319.9349810508 2312818.3456931063, 540866.5604808267 2313296.8806080758, 541153.7916216619 2313546.172252374, 541582.4850194738 2313653.294526314, 541791.3273388485 2313790.5214948915, 542207.5794984552 2314064.072381972, 542378.9395683319 2313860.4893432693, 542520.0774888161 2313692.811274678, 543228.9798137528 2313561.4029865577, 543600.0483647666 2313678.2782067577, 543813.2769869867 2313675.3616466736, 544561.2931197949 2313838.7179002883, 545224.0031970274 2313984.8325801636, 545298.1521227532 2314000.694288428, 545853.8459256063 2313971.3232060713, 546300.8216779807 2313947.711333336, 546809.6301924235 2313719.4139623726, 547015.8636289124 2313627.2370183854, 547786.4985051588 2313283.5220111413, 547990.5883528428 2313192.0590991606, 547992.7332684546 2313191.1023929603, 548148.2981608888 2313123.319207657, 548537.5441990872 2313025.1710494678, 549014.0024882415 2312813.3253140394, 549856.1588977345 2312975.27003421, 550863.7120363603 2313176.0105120395, 551138.4332383676 2312907.0447826316, 551408.4278173788 2312639.319515728, 551748.3627368635 2312305.9409239925, 551910.6406277515 2312143.9394870847, 552098.5222407492 2311959.7072115145, 552305.5956667808 2311752.228766659, 552819.7815265052 2311545.854158991, 553101.8904622952 2311431.5241433466, 553633.9725722473 2311219.2767191324, 553919.3614556335 2311104.0632592216, 554123.6316479553 2311017.787890543, 554498.2072663256 2310865.4316590605, 554675.7250387189 2310794.4596359604, 555158.8239691205 2310599.9738611006, 555486.06854024 2310468.3567009983, 555982.6744321426 2310603.610572635, 556074.0934048896 2311041.199322152, 556132.0930507638 2311298.96019534, 556241.6631764174 2311791.78363439, 556350.9868979371 2312293.9484908483, 556410.0477475488 2312564.2430738425, 557055.8983038678 2312957.846475279, 557178.5529016677 2313326.089526527, 557548.5222200603 2313695.0522462656, 557961.5072888719 2314102.002593143, 558260.1592912183 2314138.393339669, 558542.6088557454 2314163.0893552303, 558885.2214327117 2314288.375657525, 558999.8076934925 2314221.820873831, 559097.0656183006 2313872.1041184166, 559234.8122017045 2313489.5830386598, 559417.9446537563 2313031.665292518, 559633.4473248803 2312944.1135488776, 559731.5487865956 2312811.7845112933, 559987.8721602208 2312892.4246766786, 560436.7893850771 2313035.4678469882, 560704.314101488 2313119.62400324, 561021.795046929 2313217.55834003, 561534.8428630856 2313378.607881236, 561736.6896921344 2313442.572585905, 562066.5445174124 2313545.9851184557, 562337.2992838474 2313866.3554149014, 562610.9636866355 2314187.228424861, 562913.2286749112 2314446.024231373, 563199.8568735687 2314690.83221832, 563427.3929589273 2314886.965637841, 563719.2797674399 2315136.717240383, 564045.2089410585 2315416.6763490397, 564385.0891611791 2315707.9299939694, 564463.5961875707 2315870.5655970937, 564627.4318949438 2316213.1193825505, 564818.6645735984 2316609.8371325177, 565011.0590644202 2317010.1591165396, 565209.3111767034 2317425.525829332, 565385.3654051912 2317791.1133694486, 565576.5064863544 2318111.9154418865, 565802.5355497602 2318494.1187965157, 565963.9550239986 2318766.2757591074, 566141.086840978 2319062.0605784263, 566279.1397674857 2319317.7809070577, 566406.4682721422 2319550.7151690065, 566589.4116916698 2319888.9189287755, 566741.9079038787 2320171.0211631428, 567049.1489174216 2320346.322635522, 567093.6584864777 2320372.279413569) | line | [10 empty] | 6 | 2 |  |  | 1272 | 1273 | 1 | FALSE | FALSE | 2 | TRUE | FALSE | 1272 |  | 534402.4355 | 2306742.0369 |  |  | 1272 | 534402.4355 | 2306742.0369 | 1273 | 567093.6585 | 2320372.2794
VN | 550092385 | LINEVN1194b | 220 | 54.8689 | [5 empty] | 50 | 6 cables - 2 systems | LINESTRING (534402.4355251344 2306742.0368511947, 534441.7334107267 2307031.8480126616, 534487.0389117891 2307555.5014122194, 534516.3065992168 2307875.096598287, 534544.0872347056 2308203.9743528776, 534602.8006121034 2308884.867588826, 534661.7405841731 2309318.496161796, 534738.632969564 2309840.3358173803, 535074.7062903576 2310279.503006564, 535212.1550830686 2310459.1160330256, 535452.1368482863 2310413.417395963, 536277.8205857162 2310272.155407064, 536546.9824241012 2310226.14842681, 537013.4887193242 2310446.6850630958, 537283.6208673352 2310524.9010219797, 537502.4561970108 2310589.21624543, 537833.6251695723 2310694.095717473, 538340.9815204749 2310843.6215616358, 538622.3940092088 2310927.1865923908, 538924.5746044954 2311014.4127707737, 539022.1802067135 2311325.6561142374, 539087.7859888755 2311541.977738553, 539204.7502176773 2311919.2515686285, 539292.2166942783 2312208.1280961717, 539997.6717980265 2312540.2098168363, 540319.9349810508 2312818.3456931063, 540866.5604808267 2313296.8806080758, 541153.7916216619 2313546.172252374, 541582.4850194738 2313653.294526314, 541791.3273388485 2313790.5214948915, 542207.5794984552 2314064.072381972, 542378.9395683319 2313860.4893432693, 542520.0774888161 2313692.811274678, 543228.9798137528 2313561.4029865577, 543600.0483647666 2313678.2782067577, 543813.2769869867 2313675.3616466736, 544561.2931197949 2313838.7179002883, 545224.0031970274 2313984.8325801636, 545298.1521227532 2314000.694288428, 545853.8459256063 2313971.3232060713, 546300.8216779807 2313947.711333336, 546809.6301924235 2313719.4139623726, 547015.8636289124 2313627.2370183854, 547786.4985051588 2313283.5220111413, 547990.5883528428 2313192.0590991606, 547992.7332684546 2313191.1023929603, 548148.2981608888 2313123.319207657, 548537.5441990872 2313025.1710494678, 549014.0024882415 2312813.3253140394, 549856.1588977345 2312975.27003421, 550863.7120363603 2313176.0105120395, 551138.4332383676 2312907.0447826316, 551408.4278173788 2312639.319515728, 551748.3627368635 2312305.9409239925, 551910.6406277515 2312143.9394870847, 552098.5222407492 2311959.7072115145, 552305.5956667808 2311752.228766659, 552819.7815265052 2311545.854158991, 553101.8904622952 2311431.5241433466, 553633.9725722473 2311219.2767191324, 553919.3614556335 2311104.0632592216, 554123.6316479553 2311017.787890543, 554498.2072663256 2310865.4316590605, 554675.7250387189 2310794.4596359604, 555158.8239691205 2310599.9738611006, 555486.06854024 2310468.3567009983, 555982.6744321426 2310603.610572635, 556074.0934048896 2311041.199322152, 556132.0930507638 2311298.96019534, 556241.6631764174 2311791.78363439, 556350.9868979371 2312293.9484908483, 556410.0477475488 2312564.2430738425, 557055.8983038678 2312957.846475279, 557178.5529016677 2313326.089526527, 557548.5222200603 2313695.0522462656, 557961.5072888719 2314102.002593143, 558260.1592912183 2314138.393339669, 558542.6088557454 2314163.0893552303, 558885.2214327117 2314288.375657525, 558999.8076934925 2314221.820873831, 559097.0656183006 2313872.1041184166, 559234.8122017045 2313489.5830386598, 559417.9446537563 2313031.665292518, 559633.4473248803 2312944.1135488776, 559731.5487865956 2312811.7845112933, 559987.8721602208 2312892.4246766786, 560436.7893850771 2313035.4678469882, 560704.314101488 2313119.62400324, 561021.795046929 2313217.55834003, 561534.8428630856 2313378.607881236, 561736.6896921344 2313442.572585905, 562066.5445174124 2313545.9851184557, 562337.2992838474 2313866.3554149014, 562610.9636866355 2314187.228424861, 562913.2286749112 2314446.024231373, 563199.8568735687 2314690.83221832, 563427.3929589273 2314886.965637841, 563719.2797674399 2315136.717240383, 564045.2089410585 2315416.6763490397, 564385.0891611791 2315707.9299939694, 564463.5961875707 2315870.5655970937, 564627.4318949438 2316213.1193825505, 564818.6645735984 2316609.8371325177, 565011.0590644202 2317010.1591165396, 565209.3111767034 2317425.525829332, 565385.3654051912 2317791.1133694486, 565576.5064863544 2318111.9154418865, 565802.5355497602 2318494.1187965157, 565963.9550239986 2318766.2757591074, 566141.086840978 2319062.0605784263, 566279.1397674857 2319317.7809070577, 566406.4682721422 2319550.7151690065, 566589.4116916698 2319888.9189287755, 566741.9079038787 2320171.0211631428, 567049.1489174216 2320346.322635522, 567093.6584864777 2320372.279413569) | line | [10 empty] | 6 | 2 |  |  | 1272 | 1273 | 1 | FALSE | FALSE | 2 | TRUE | FALSE | 1272 |  | 534402.4355 | 2306742.0369 |  |  | 1272 | 534402.4355 | 2306742.0369 | 1273 | 567093.6585 | 2320372.2794
VN | 550092387 | LINEVN1195 | 220 | 54.2466 | [5 empty] | 50 |  | LINESTRING (534402.4355251344 2306742.0368511947, 534422.0480881314 2307038.746697296, 534454.0748953291 2307545.1630539205, 534474.882852855 2307871.5360497995, 534542.0520494146 2308917.3351964895, 534601.7646723551 2309249.7213872266, 534708.0840708269 2309841.2352052233, 534808.4116392884 2310394.588636531, 534887.6173150467 2310834.7355019636, 534951.6088803526 2311182.903734707, 535060.2197207991 2311800.013907032, 535748.6011163403 2312230.344580006, 535949.1694179807 2312352.3280984787, 536557.5440005865 2312737.0230409214, 536676.4036804726 2313021.2284013587, 536598.1159626965 2313417.26868882, 536502.0234748407 2313878.014679547, 536381.5322949095 2314491.150350015, 536269.019091226 2315054.169183762, 536210.1310271145 2315344.5382331912, 536172.48535497 2315688.0550307585, 536127.0142510632 2316092.979153109, 536085.604279631 2316471.8596451543, 536042.886808338 2316855.2087669717, 535991.418181263 2317310.433164354, 535937.6808629938 2317796.863134365, 535888.862678033 2318240.273912594, 535843.656341925 2318643.993890433, 535799.4265470989 2319048.9225786566, 535748.056829643 2319502.543994705, 535694.5303407678 2319974.27852432, 535652.182068449 2320343.3978192825, 535613.8142593525 2320689.2620687904, 535496.9822914536 2320968.343760215, 535345.5556957511 2321319.8113535, 535210.1714178511 2321637.3925576173, 535005.896185484 2322117.5324183684, 534837.736127584 2322508.9451674777, 534663.4854669885 2322919.283383382, 534493.8427403917 2323316.6951590246, 534296.3340259816 2323790.715535355, 534123.5062675902 2324199.0814021667, 534071.904937299 2324318.493133243, 533941.4860072073 2324624.8173241774, 533594.1672998908 2324790.5323831635, 532982.7774299305 2325083.7009118204, 532560.0783984613 2325287.4151765527, 532091.4730825296 2325512.1790409824, 531702.9288368794 2325700.20986484, 531632.9041916392 2326141.9893972334, 531561.5304594801 2326612.0552943773, 531485.7264405662 2327086.3299715808, 531419.672527403 2327511.019152313, 531352.7884751357 2327942.358732793, 531293.6810351311 2328328.513745667, 531227.6448000956 2328748.788207218, 531432.8042327878 2329121.442960818, 531598.0508181442 2329413.2203924316, 531792.7915762857 2329755.125724723, 532009.1884405753 2330137.3723220723, 532225.9076127369 2330519.6226811856, 532620.3646067022 2330803.8794094417, 532840.9393412897 2330959.0510257687, 533188.198470876 2331205.830865571, 533601.565198702 2331742.5564694838, 533812.5629758087 2332014.2525083786, 534191.8246367961 2332504.0862625707, 534310.1899128635 2332659.3771843263, 534493.6188230802 2332891.6800861675, 534707.0270021624 2333168.7500842116, 534950.1033807693 2333483.891877628, 535279.1806476903 2333631.0264811055, 535788.755963112 2333989.816259097, 536306.3968160725 2334316.776291722, 536792.7804277638 2334428.3625753196, 536981.8053354567 2334470.0669011455, 537485.1850477689 2334364.752868482, 537944.586280118 2334265.0417795754, 538335.3171892739 2334181.5972259887, 538628.8564511018 2334118.907537379, 538967.4818847224 2334175.262289428, 539363.8363683005 2334241.2243124777, 539770.3979677387 2334302.406038943, 540182.497792146 2334365.570276073, 540549.6626511328 2334422.1267087827, 540973.7705335587 2334486.225696041, 541412.0895722635 2334555.8165592477, 541870.2574759886 2334627.1738512423, 542163.8309167736 2334671.781858678, 542527.2789950588 2334727.011708974, 542872.1955529602 2334847.014014939, 543266.2610639344 2334986.49868642, 543538.4539242499 2335081.7101807897, 543913.1524854518 2335212.781229789, 544209.5676700479 2335319.0807851506, 544540.2472868821 2335437.6637199293, 544745.9066710799 2335511.4881945723, 545265.8414688266 2335698.1352460096, 545511.2648828356 2335788.1156603503, 545765.002612896 2335882.2621773467, 546363.3726593225 2336104.8776980615, 546880.3378812028 2336260.4787529605, 547189.8014876277 2336351.917216676, 547678.7321861356 2336504.917931153, 548061.460819247 2336623.9333290397, 548328.4627221287 2336870.8833127953, 548508.5064818643 2336780.744036083) | line | [10 empty] | 3 | 1 |  |  | 1272 | 1274 | 1 | FALSE | FALSE | 1 | TRUE | FALSE | 1272 |  | 534402.4355 | 2306742.0369 |  |  | 1272 | 534402.4355 | 2306742.0369 | 1274 | 548508.5065 | 2336780.744
VN | 550092388 | LINEVN1196a | 110 | 20.7014 | [5 empty] | 50 | 6 cables - 2 systems | LINESTRING (534112.5045490274 2303737.3248052844, 534009.3610143162 2303754.3247647374, 534010.0819216735 2303809.252938783, 533978.9201678978 2304173.744686204, 533967.353499773 2304305.775601424, 533770.6632341329 2304558.253530997, 533626.1496403423 2304714.5644051293, 533513.1648762764 2304838.412912906, 533556.9734734728 2305083.5294967163, 533764.6650054693 2305319.7568322094, 533935.098290073 2305693.4884724286, 534019.8367406118 2305876.1927810297, 534343.3607515615 2306634.56294294, 534370.1104284392 2306992.179501893, 534409.6016490168 2307526.8326402293, 534435.2670003731 2307868.9643145553, 534465.6643111806 2308281.604600396, 534500.7886944737 2308902.829304433, 534555.286866478 2309197.066601992, 534676.236092369 2309861.6989716473, 534780.6490582046 2310426.4268557224, 534800.5368917198 2310525.199887313, 534908.8384440339 2310693.06265838, 535203.6948573567 2311157.225692941, 535309.739617791 2311331.051850779, 535738.3886966113 2311700.926883088, 535934.1848476211 2311839.8550189286, 536621.3647498883 2312337.8632707177, 536669.2666249748 2312625.2441741303, 536734.5326183812 2313007.2232150566, 536777.7981276949 2313627.0365667436, 536825.0648995298 2314326.1461378955, 536883.6121821647 2315216.2715797527, 536995.432180815 2315597.736259998, 537190.2723147828 2316265.490868871, 537289.0361549093 2316616.4050845713, 537325.7114393666 2316738.749089655, 537423.2680177933 2317069.1315817786, 537486.3584752814 2317288.2758693807, 537711.8805906856 2318055.5596675524, 537962.5061950851 2318134.708179542, 538642.3448726282 2318356.094249837, 539147.6089427983 2318523.596789473) | line | [10 empty] | 6 | 2 |  |  | 1275 | 1276 | 1 | FALSE | FALSE | 2 | TRUE | FALSE | 1275 |  | 534112.5045 | 2303737.3248 |  |  | 1275 | 534112.5045 | 2303737.3248 | 1276 | 539147.6089 | 2318523.5968
VN | 550092388 | LINEVN1196b | 110 | 20.7014 | [5 empty] | 50 | 6 cables - 2 systems | LINESTRING (534112.5045490274 2303737.3248052844, 534009.3610143162 2303754.3247647374, 534010.0819216735 2303809.252938783, 533978.9201678978 2304173.744686204, 533967.353499773 2304305.775601424, 533770.6632341329 2304558.253530997, 533626.1496403423 2304714.5644051293, 533513.1648762764 2304838.412912906, 533556.9734734728 2305083.5294967163, 533764.6650054693 2305319.7568322094, 533935.098290073 2305693.4884724286, 534019.8367406118 2305876.1927810297, 534343.3607515615 2306634.56294294, 534370.1104284392 2306992.179501893, 534409.6016490168 2307526.8326402293, 534435.2670003731 2307868.9643145553, 534465.6643111806 2308281.604600396, 534500.7886944737 2308902.829304433, 534555.286866478 2309197.066601992, 534676.236092369 2309861.6989716473, 534780.6490582046 2310426.4268557224, 534800.5368917198 2310525.199887313, 534908.8384440339 2310693.06265838, 535203.6948573567 2311157.225692941, 535309.739617791 2311331.051850779, 535738.3886966113 2311700.926883088, 535934.1848476211 2311839.8550189286, 536621.3647498883 2312337.8632707177, 536669.2666249748 2312625.2441741303, 536734.5326183812 2313007.2232150566, 536777.7981276949 2313627.0365667436, 536825.0648995298 2314326.1461378955, 536883.6121821647 2315216.2715797527, 536995.432180815 2315597.736259998, 537190.2723147828 2316265.490868871, 537289.0361549093 2316616.4050845713, 537325.7114393666 2316738.749089655, 537423.2680177933 2317069.1315817786, 537486.3584752814 2317288.2758693807, 537711.8805906856 2318055.5596675524, 537962.5061950851 2318134.708179542, 538642.3448726282 2318356.094249837, 539147.6089427983 2318523.596789473) | line | [10 empty] | 6 | 2 |  |  | 1275 | 1276 | 1 | FALSE | FALSE | 2 | TRUE | FALSE | 1275 |  | 534112.5045 | 2303737.3248 |  |  | 1275 | 534112.5045 | 2303737.3248 | 1276 | 539147.6089 | 2318523.5968
VN | 550092389 | LINEVN1197 | 220 | 5.5624 | [7 empty] | LINESTRING (533336.9707126896 2302230.1793254674, 533212.063062313 2302619.209779927, 533309.2828685717 2303062.567345852, 533425.0902241787 2303558.244414261, 533488.469442082 2303826.7955881604, 533674.9145398486 2304366.907374301, 534033.0769954892 2304822.992973968, 534144.058335977 2304964.326289849, 534216.5994071378 2305307.7695747213, 534325.9445390513 2306011.495089914, 534378.3062577527 2306602.871594537) | line | [14 empty] | 1277 | 1278 | 1 | FALSE | FALSE | 1 | FALSE | TRUE |  | 1278 |  |  | 534378.3063 | 2306602.8716 | 1277 | 533336.9707 | 2302230.1793 | 1278 | 534378.3063 | 2306602.8716
VN | 550092391 | LINEVN1198a | 220 | 64.8508 | [5 empty] | 50 | 6 cables - 2 systems | LINESTRING (533928.6725997115 2304320.261732142, 534175.855682507 2304559.7612919533, 534242.9473493593 2304912.921527612, 534330.041661904 2305372.922266445, 534453.8603637454 2306022.161055448, 534512.6722337024 2306525.34513487, 534574.6557148177 2307047.383882818, 534597.6729548551 2307250.3279967797, 534625.6074037479 2307570.0644145883, 534696.9062444139 2308100.5458120755, 534749.2518537621 2308554.4248807877, 534789.8271701809 2308899.9530648543, 534837.0977990269 2309310.947540871, 534887.2752338053 2309728.3232102017, 535382.5674716966 2310202.702888403, 536108.4462461623 2310032.4463056866, 536436.8206128575 2309958.6979867755, 536871.0409828819 2310208.0015667332, 537363.747153658 2310310.118784391, 537881.6047175075 2310417.498243071, 538307.2162289182 2310515.26379756, 538543.1173451947 2310556.014087394, 539256.3543634373 2310701.7498589307, 539755.0268689125 2311038.348435158, 540142.0083490886 2311295.926883867, 540540.1911207787 2311561.1782941115, 540952.0008675521 2311836.854165733, 541348.4141836738 2312105.0208189986, 541732.4145298522 2312362.475032818, 542148.7089486263 2312642.2101182053, 542470.1905755581 2312853.35077111, 542726.1792076707 2312895.2082791673, 543314.0015745428 2312991.328178558, 543656.4620767963 2313049.594277776, 544178.5886661969 2313136.4756596014, 544628.938525231 2313211.4166408116, 545221.3975359736 2313196.7867756793, 546012.0453424267 2313176.071660856, 546348.887631487 2313159.948837927, 546692.9012985714 2313245.8289020155, 546972.6656291527 2313317.8114288547, 547298.4855355113 2313400.1113171955, 547866.0586860282 2313113.487208552, 548206.543834138 2312946.4290125663, 548484.7518825098 2312809.289224675, 549021.0173846296 2312680.314090864, 549421.1087956255 2312763.504468136, 549917.0140676108 2312863.9795285044, 550143.6328043399 2312911.862008585, 550839.8330187635 2313050.741365481, 551102.6822289149 2312787.8371163234, 551341.4801804576 2312550.517521398, 551607.2803697927 2312286.788916369, 551962.6266020099 2311933.9057740136, 552361.223214579 2311536.9948063525, 552553.764234319 2311336.61235566, 553115.0548566834 2311150.92518103, 553516.056383539 2311017.700724676, 554015.7759567369 2310855.132433541, 554341.96255575 2310746.9198850673, 554648.8653596877 2310646.7630751994, 555080.9700987856 2310503.827216052, 555537.5084126127 2310353.147679985, 556117.5159228964 2310542.3830362, 556464.2032612865 2310655.500222185, 556935.2721712883 2310809.500430003, 557247.5488365879 2310912.179761437, 557582.9053005275 2311022.4484648267, 558007.74358357 2311162.1535939923, 558552.0917077102 2311341.1801222567, 558947.6053526774 2311472.4950231584, 559216.624115484 2311557.893275877, 559521.4432438392 2311659.0843147654, 559994.6733980873 2311815.936077747, 560395.0492898412 2311945.4993879935, 560762.1287606515 2312066.705819788, 561183.8639958366 2312204.9547402994, 561553.9267954882 2312326.3890945353, 561882.2610374095 2312433.886650551, 562169.2047897421 2312529.239132494, 562488.519363752 2312363.3523873985, 562723.5231808826 2312235.183484962, 563121.0895122772 2312027.3902151166, 563522.292322182 2311817.716336445, 563851.8926225214 2311645.4637279105, 564063.241026139 2311535.019742623, 564374.5613014523 2311532.055408627, 564724.9373183294 2311531.0854523815, 565141.367663539 2311526.860803951, 565511.2036878441 2311523.116688438, 565854.4665065486 2311519.641186941, 566273.3424444944 2311515.421182492, 566695.0167685802 2311511.1675119014, 567059.4773989966 2311507.5136639476, 567395.2221337772 2311504.150297135, 567813.8192650224 2311499.9677735344, 568104.4984716071 2311497.0665901266, 568389.5601770711 2311585.98873241, 568744.0627335901 2311694.736390737, 569042.8799866545 2311788.0651722, 569366.7154304329 2311889.2065955866, 569729.7664779357 2312002.604330337, 570070.2469102981 2312108.101436725, 570422.4402163574 2312216.953286476, 570782.9559252611 2312329.0909218276, 571112.444417835 2312431.486262103, 571521.757110885 2312558.2254232247, 571836.7861427612 2312657.131296664, 572194.9218038305 2312769.5887032463, 572505.789079877 2312867.205605337, 572812.5120275032 2312962.873449814, 573245.869067111 2313098.050701183, 573542.8738480745 2313190.7123321514, 573939.9048248063 2313314.28150555, 574385.2007997427 2313454.788183022, 574560.3965532508 2313759.631437049, 574777.3727425536 2314137.7243272476, 574982.9583361222 2314489.06208212, 575171.9200646752 2314814.6720647668, 575301.3021489359 2315039.1630281545, 575459.8995986002 2315309.5539164245, 575630.8942788199 2315607.938683939, 575872.295844972 2316032.0032232823, 576078.8186640389 2316397.6721855975, 576292.5281529222 2316774.4562747907, 576512.7172325915 2317164.433375659, 576679.5876136852 2317413.0495521273, 577136.4411343002 2317548.5083649075, 577561.6840245697 2317672.3329094057, 578028.1088198344 2317801.3532354436) | line | [10 empty] | 6 | 2 |  |  | 1279 | 1280 | 1 | FALSE | FALSE | 2 | FALSE | TRUE |  | 1280 |  |  | 578028.1088 | 2317801.3532 | 1279 | 533928.6726 | 2304320.2617 | 1280 | 578028.1088 | 2317801.3532
VN | 550092391 | LINEVN1198b | 220 | 64.8508 | [5 empty] | 50 | 6 cables - 2 systems | LINESTRING (533928.6725997115 2304320.261732142, 534175.855682507 2304559.7612919533, 534242.9473493593 2304912.921527612, 534330.041661904 2305372.922266445, 534453.8603637454 2306022.161055448, 534512.6722337024 2306525.34513487, 534574.6557148177 2307047.383882818, 534597.6729548551 2307250.3279967797, 534625.6074037479 2307570.0644145883, 534696.9062444139 2308100.5458120755, 534749.2518537621 2308554.4248807877, 534789.8271701809 2308899.9530648543, 534837.0977990269 2309310.947540871, 534887.2752338053 2309728.3232102017, 535382.5674716966 2310202.702888403, 536108.4462461623 2310032.4463056866, 536436.8206128575 2309958.6979867755, 536871.0409828819 2310208.0015667332, 537363.747153658 2310310.118784391, 537881.6047175075 2310417.498243071, 538307.2162289182 2310515.26379756, 538543.1173451947 2310556.014087394, 539256.3543634373 2310701.7498589307, 539755.0268689125 2311038.348435158, 540142.0083490886 2311295.926883867, 540540.1911207787 2311561.1782941115, 540952.0008675521 2311836.854165733, 541348.4141836738 2312105.0208189986, 541732.4145298522 2312362.475032818, 542148.7089486263 2312642.2101182053, 542470.1905755581 2312853.35077111, 542726.1792076707 2312895.2082791673, 543314.0015745428 2312991.328178558, 543656.4620767963 2313049.594277776, 544178.5886661969 2313136.4756596014, 544628.938525231 2313211.4166408116, 545221.3975359736 2313196.7867756793, 546012.0453424267 2313176.071660856, 546348.887631487 2313159.948837927, 546692.9012985714 2313245.8289020155, 546972.6656291527 2313317.8114288547, 547298.4855355113 2313400.1113171955, 547866.0586860282 2313113.487208552, 548206.543834138 2312946.4290125663, 548484.7518825098 2312809.289224675, 549021.0173846296 2312680.314090864, 549421.1087956255 2312763.504468136, 549917.0140676108 2312863.9795285044, 550143.6328043399 2312911.862008585, 550839.8330187635 2313050.741365481, 551102.6822289149 2312787.8371163234, 551341.4801804576 2312550.517521398, 551607.2803697927 2312286.788916369, 551962.6266020099 2311933.9057740136, 552361.223214579 2311536.9948063525, 552553.764234319 2311336.61235566, 553115.0548566834 2311150.92518103, 553516.056383539 2311017.700724676, 554015.7759567369 2310855.132433541, 554341.96255575 2310746.9198850673, 554648.8653596877 2310646.7630751994, 555080.9700987856 2310503.827216052, 555537.5084126127 2310353.147679985, 556117.5159228964 2310542.3830362, 556464.2032612865 2310655.500222185, 556935.2721712883 2310809.500430003, 557247.5488365879 2310912.179761437, 557582.9053005275 2311022.4484648267, 558007.74358357 2311162.1535939923, 558552.0917077102 2311341.1801222567, 558947.6053526774 2311472.4950231584, 559216.624115484 2311557.893275877, 559521.4432438392 2311659.0843147654, 559994.6733980873 2311815.936077747, 560395.0492898412 2311945.4993879935, 560762.1287606515 2312066.705819788, 561183.8639958366 2312204.9547402994, 561553.9267954882 2312326.3890945353, 561882.2610374095 2312433.886650551, 562169.2047897421 2312529.239132494, 562488.519363752 2312363.3523873985, 562723.5231808826 2312235.183484962, 563121.0895122772 2312027.3902151166, 563522.292322182 2311817.716336445, 563851.8926225214 2311645.4637279105, 564063.241026139 2311535.019742623, 564374.5613014523 2311532.055408627, 564724.9373183294 2311531.0854523815, 565141.367663539 2311526.860803951, 565511.2036878441 2311523.116688438, 565854.4665065486 2311519.641186941, 566273.3424444944 2311515.421182492, 566695.0167685802 2311511.1675119014, 567059.4773989966 2311507.5136639476, 567395.2221337772 2311504.150297135, 567813.8192650224 2311499.9677735344, 568104.4984716071 2311497.0665901266, 568389.5601770711 2311585.98873241, 568744.0627335901 2311694.736390737, 569042.8799866545 2311788.0651722, 569366.7154304329 2311889.2065955866, 569729.7664779357 2312002.604330337, 570070.2469102981 2312108.101436725, 570422.4402163574 2312216.953286476, 570782.9559252611 2312329.0909218276, 571112.444417835 2312431.486262103, 571521.757110885 2312558.2254232247, 571836.7861427612 2312657.131296664, 572194.9218038305 2312769.5887032463, 572505.789079877 2312867.205605337, 572812.5120275032 2312962.873449814, 573245.869067111 2313098.050701183, 573542.8738480745 2313190.7123321514, 573939.9048248063 2313314.28150555, 574385.2007997427 2313454.788183022, 574560.3965532508 2313759.631437049, 574777.3727425536 2314137.7243272476, 574982.9583361222 2314489.06208212, 575171.9200646752 2314814.6720647668, 575301.3021489359 2315039.1630281545, 575459.8995986002 2315309.5539164245, 575630.8942788199 2315607.938683939, 575872.295844972 2316032.0032232823, 576078.8186640389 2316397.6721855975, 576292.5281529222 2316774.4562747907, 576512.7172325915 2317164.433375659, 576679.5876136852 2317413.0495521273, 577136.4411343002 2317548.5083649075, 577561.6840245697 2317672.3329094057, 578028.1088198344 2317801.3532354436) | line | [10 empty] | 6 | 2 |  |  | 1279 | 1280 | 1 | FALSE | FALSE | 2 | FALSE | TRUE |  | 1280 |  |  | 578028.1088 | 2317801.3532 | 1279 | 533928.6726 | 2304320.2617 | 1280 | 578028.1088 | 2317801.3532
VN | 550092392 | LINEVN1199 | 220 | 4.103 | [7 empty] | LINESTRING (533188.80345095 2302600.1613201182, 533267.7540416714 2303069.147363945, 533307.6069783159 2303309.0753970286, 533352.9194738439 2303575.9963730704, 533405.4636373444 2303883.637269578, 533456.1958796278 2304196.2661683806, 533789.8147873695 2305059.7270835545, 533821.8816750051 2305140.8704964505, 533906.7496305171 2305364.4235686646, 534102.7070025665 2305877.05859175) | line | [14 empty] | 1281 | 1282 | 1 | FALSE | FALSE | 1 | FALSE | FALSE | [6 empty] | 1281 | 533188.8035 | 2302600.1613 | 1282 | 534102.707 | 2305877.0586
VN | 550092395 | LINEVN1200 | 220 | 2.1971 | [7 empty] | LINESTRING (533234.5053182615 2302630.6313399845, 533337.8075511673 2303070.6699099573, 533448.5625234392 2303542.8967157244, 533517.2237061366 2303818.2538230387, 533725.9284733066 2304391.5681870594) | line | [14 empty] | 1283 | 1284 | 1 | FALSE | FALSE | 1 | FALSE | FALSE | [6 empty] | 1283 | 533234.5053 | 2302630.6313 | 1284 | 533725.9285 | 2304391.5682
VN | 550092396 | LINEVN1201 | 220 | 2.9739 | [7 empty] | LINESTRING (534176.758494407 2304938.307451952, 533928.6725997115 2304320.261732142, 533786.352730039 2304042.1310583004, 533645.8969767183 2303771.1327918693, 533508.6444226408 2303503.761239451, 533394.6723228346 2303069.809156436, 533279.7088885636 2302639.464086085) | line | [14 empty] | 1270 | 1285 | 1 | FALSE | FALSE | 1 | TRUE | FALSE | 1270 |  | 534176.7585 | 2304938.3075 |  |  | 1270 | 534176.7585 | 2304938.3075 | 1285 | 533279.7089 | 2302639.4641
VN | 550092397 | LINEVN1202 |  | 0.34128 | [6 empty] | multiple vlevels | LINESTRING (533649.7487713922 2301976.047628994, 533625.3646197721 2302009.0675727953, 533472.3159513435 2302198.265404615) | line | [14 empty] | 1286 | 1287 | 0 | FALSE | FALSE | 1 | FALSE | FALSE | [6 empty] | 1286 | 533649.7488 | 2301976.0476 | 1287 | 533472.316 | 2302198.2654
VN | 550092398 | LINEVN1203a | 220 | 0.39502 | [5 empty] | 50 | 6 cables - 2 systems | LINESTRING (533538.5154095417 2301865.318752728, 533514.0743118089 2301906.041519665, 533440.4740232835 2302177.9488896267) | line | [10 empty] | 6 |  |  |  | 1288 | 1289 | 1 | FALSE | FALSE | 2 | FALSE | FALSE | [6 empty] | 1288 | 533538.5154 | 2301865.3188 | 1289 | 533440.474 | 2302177.9489
VN | 550092398 | LINEVN1203b | 220 | 0.39502 | [5 empty] | 50 | 6 cables - 2 systems | LINESTRING (533538.5154095417 2301865.318752728, 533514.0743118089 2301906.041519665, 533440.4740232835 2302177.9488896267) | line | [10 empty] | 6 |  |  |  | 1288 | 1289 | 1 | FALSE | FALSE | 2 | FALSE | FALSE | [6 empty] | 1288 | 533538.5154 | 2301865.3188 | 1289 | 533440.474 | 2302177.9489
VN | 550101877 | LINEVN1204a | 220 | 25.8593 | [5 empty] | 50 | 6 cables - 2 systems | LINESTRING (559530.9714760365 2312723.0905798376, 559893.516896836 2312838.152764686, 560319.2449290508 2312970.008555138, 560750.2513069577 2313107.03006225, 561129.8445293204 2313228.0697426256, 561548.020226078 2313361.191552796, 561767.984166561 2313427.4370239447, 561993.3725784769 2313497.0480718696, 562381.190928001 2313165.807187112, 562721.5377770815 2312874.2515853806, 563046.3520051283 2312595.7482422073, 563274.2919934352 2312400.002586182, 563578.5541660553 2312140.556448968, 563932.0295198711 2311837.2763238726, 564231.4293470958 2311579.195414197, 564673.9825902332 2311580.4939407557, 565090.3190515164 2311581.347819857, 565530.3684159208 2311582.161229596, 565949.6314001229 2311582.15152035, 566292.6126519131 2311581.2848875285, 566529.3023335115 2311580.8426652444, 566949.1337015675 2311581.967092955, 567456.549294831 2311582.204961893, 567797.8492815865 2311583.3103889422, 568147.7800272319 2311587.368860578, 568346.921447421 2311631.170346428, 568680.601937874 2311752.6148860394, 569051.7626624876 2311868.310962661, 569430.3033386166 2311986.315077587, 569857.934105623 2312119.96197236, 570284.4550315371 2312248.900451603, 570692.8018925338 2312372.7814479778, 571099.3153862744 2312498.468916262, 571516.2044576836 2312626.00396552, 571906.7717486112 2312744.991373326, 572313.2071705207 2312867.9306620276, 572712.9713425973 2312985.992149341, 573050.9139887159 2313090.2786511644, 573390.6914555758 2313197.3582923026, 573729.6925379696 2313300.346415263, 573920.7095719567 2313595.534624599, 574120.2388554004 2313906.568324256, 574305.3338322672 2314195.0834002327, 574612.6780695156 2314323.3174456, 574921.3798104066 2314460.8495390736, 575060.6151871033 2314710.817026708, 575263.6389458335 2315071.5663165944, 575459.3546806761 2315427.636849196, 575651.1087516553 2315761.2238975503, 575829.0469285122 2316097.09710839, 576015.4118388935 2316448.528529765, 576199.0120939439 2316793.430680089, 576396.439777497 2317161.686011367, 576606.7413822282 2317547.7345150323, 576997.1396403937 2317641.987235382, 577311.055069341 2317718.572332979, 577589.8662584488 2317789.0341032646) | line | [10 empty] | 6 | 2 |  |  | 1271 | 1290 | 1 | FALSE | FALSE | 2 | TRUE | TRUE | 1271 | 1290 | 559530.9715 | 2312723.0906 | 577589.8663 | 2317789.0341 | 1271 | 559530.9715 | 2312723.0906 | 1290 | 577589.8663 | 2317789.0341
VN | 550101877 | LINEVN1204b | 220 | 25.8593 | [5 empty] | 50 | 6 cables - 2 systems | LINESTRING (559530.9714760365 2312723.0905798376, 559893.516896836 2312838.152764686, 560319.2449290508 2312970.008555138, 560750.2513069577 2313107.03006225, 561129.8445293204 2313228.0697426256, 561548.020226078 2313361.191552796, 561767.984166561 2313427.4370239447, 561993.3725784769 2313497.0480718696, 562381.190928001 2313165.807187112, 562721.5377770815 2312874.2515853806, 563046.3520051283 2312595.7482422073, 563274.2919934352 2312400.002586182, 563578.5541660553 2312140.556448968, 563932.0295198711 2311837.2763238726, 564231.4293470958 2311579.195414197, 564673.9825902332 2311580.4939407557, 565090.3190515164 2311581.347819857, 565530.3684159208 2311582.161229596, 565949.6314001229 2311582.15152035, 566292.6126519131 2311581.2848875285, 566529.3023335115 2311580.8426652444, 566949.1337015675 2311581.967092955, 567456.549294831 2311582.204961893, 567797.8492815865 2311583.3103889422, 568147.7800272319 2311587.368860578, 568346.921447421 2311631.170346428, 568680.601937874 2311752.6148860394, 569051.7626624876 2311868.310962661, 569430.3033386166 2311986.315077587, 569857.934105623 2312119.96197236, 570284.4550315371 2312248.900451603, 570692.8018925338 2312372.7814479778, 571099.3153862744 2312498.468916262, 571516.2044576836 2312626.00396552, 571906.7717486112 2312744.991373326, 572313.2071705207 2312867.9306620276, 572712.9713425973 2312985.992149341, 573050.9139887159 2313090.2786511644, 573390.6914555758 2313197.3582923026, 573729.6925379696 2313300.346415263, 573920.7095719567 2313595.534624599, 574120.2388554004 2313906.568324256, 574305.3338322672 2314195.0834002327, 574612.6780695156 2314323.3174456, 574921.3798104066 2314460.8495390736, 575060.6151871033 2314710.817026708, 575263.6389458335 2315071.5663165944, 575459.3546806761 2315427.636849196, 575651.1087516553 2315761.2238975503, 575829.0469285122 2316097.09710839, 576015.4118388935 2316448.528529765, 576199.0120939439 2316793.430680089, 576396.439777497 2317161.686011367, 576606.7413822282 2317547.7345150323, 576997.1396403937 2317641.987235382, 577311.055069341 2317718.572332979, 577589.8662584488 2317789.0341032646) | line | [10 empty] | 6 | 2 |  |  | 1271 | 1290 | 1 | FALSE | FALSE | 2 | TRUE | TRUE | 1271 | 1290 | 559530.9715 | 2312723.0906 | 577589.8663 | 2317789.0341 | 1271 | 559530.9715 | 2312723.0906 | 1290 | 577589.8663 | 2317789.0341
VN | 550101878 | LINEVN1205 |  | 50.7336 | [5 empty] | 50 | multiple vlevels | LINESTRING (536719.9333275158 2310036.6894345824, 537111.9065441963 2310152.2351671453, 537211.4391521572 2310180.7446579225, 537526.5581471196 2310258.4781357506, 537975.4404466687 2310370.4314811854, 538332.1630295583 2310462.485402841, 538568.2750710485 2310506.778075542, 539008.3334856424 2310592.730741551, 539304.318045717 2310649.7241998315, 539602.6200861858 2310847.0518229897, 539836.1540726769 2311000.6912365495, 540100.3324589626 2311171.7280400745, 540356.6743986658 2311347.055436756, 540733.8989155967 2311598.8029608806, 540981.4821439073 2311761.2253765664, 541334.0439230097 2311995.0967937578, 541626.7182284883 2312190.699179531, 541835.5686996197 2312327.7933473233, 542110.5512546339 2312511.6397649106, 542350.592257916 2312668.7849696917, 542574.6171859297 2312812.5787385455, 542803.5412068635 2312840.888248106, 543104.121289538 2312878.2619291986, 543628.3301267184 2312943.339453044, 543863.656377699 2312971.746723164, 544172.6061078383 2313008.0550030977, 544463.0826556097 2313022.273388685, 544820.035301473 2313041.7441541525, 545245.1860024406 2313064.0303312284, 545532.9866592949 2313078.957376182, 545657.3746338413 2313084.0451929434, 545916.3790163152 2313099.4202749245, 546126.5951432243 2313105.954333924, 546323.2006711371 2313119.392581487, 546679.1310187117 2313209.466806269, 547027.4131409889 2313288.9908828465, 547337.8127029989 2313349.068762178, 547842.2551329092 2313099.141839023, 548189.4712682036 2312920.31567486, 548538.7835602392 2312742.056071226, 549005.8526618149 2312645.816311969, 549630.9187435652 2312743.6078171274, 549897.5076627948 2312786.6918051355, 550043.670054515 2312810.138870803, 550242.8671743454 2312840.6197539074, 550680.8595588694 2312908.283044815, 551058.0139274528 2312571.5507523664, 551283.0273036744 2312373.965009557, 551834.7584505837 2311878.1815173677, 552307.5605778669 2311480.1827779333, 552650.9824786979 2311159.01827509, 553127.7574264159 2311015.6311427928, 553716.1555605632 2310840.641714434, 554020.3835761917 2310748.920534111, 554381.0101402123 2310640.2003143397, 554679.5061823151 2310551.1838756, 555095.3677000022 2310427.187205194, 555529.3197611206 2310297.7934450447, 555809.3848038355 2310387.201071733, 556135.7090045563 2310492.152840036, 556445.7244463717 2310593.03844202, 556973.634951988 2310765.1171379387, 557462.4678694488 2310923.0003066943, 557808.7561734217 2311035.5357998707, 558101.6128394273 2311130.3614703673, 558601.2156063541 2311292.6767386175, 558975.9650530536 2311458.173944767, 559390.6915375948 2311598.4436833, 559779.93878177 2311722.1307448144, 560079.2369114613 2311766.324722363, 560406.5850157026 2311881.6250092974, 560771.1086936068 2312011.0678067286, 561060.2503890506 2312111.854121769, 561379.9589395743 2312225.297666348, 561666.1169153751 2312309.825208869, 561921.1423365559 2312367.3365149614, 562306.8252539156 2312408.493798225, 562613.8457875461 2312230.1565129445, 562903.0318671132 2312064.2972996524, 563213.4049764662 2311885.6291890293, 563519.4625129695 2311708.6215013633, 563797.4249086739 2311548.0693168486, 564082.942130044 2311382.4151563533, 564320.8574825748 2311245.081920485, 564598.0237528951 2311313.2667201087, 564853.5910531341 2311374.9197760196, 565175.2583279731 2311455.8380625513, 565523.5202254292 2311265.2958891965, 565857.864776349 2311085.098576619, 566200.0543996801 2310898.1321387812, 566588.5530993968 2310993.697484634, 566939.4146209302 2311082.45829868, 567295.5815167953 2311170.0747890202, 567675.912645645 2311263.541113041, 567975.5667323181 2311338.4589083088, 568361.3908142953 2311434.885377921, 568733.4193540914 2311526.405325325, 569091.234639898 2311616.0708217686, 569476.7733969712 2311710.7071826514, 569858.1283827492 2311805.0694618593, 570225.2668631289 2311895.9054742404, 570606.3400567984 2311991.1029779767, 570988.9298531881 2312085.7734506265, 571358.2915476736 2312176.9209611802, 571730.2954477166 2312269.4716339433, 572039.5961317545 2312344.848178333, 572350.4885423831 2312424.299399741, 572641.8525459697 2312495.4037380926, 572821.1930722394 2312539.1732154596, 572944.9124147055 2312569.242812853, 573217.3035007523 2312727.877703554, 573540.1626858312 2312920.9839744586, 573874.0312750236 2313113.249011786, 574216.3968819791 2313308.3258327274, 574508.2253916375 2313480.0188309946, 574764.592899612 2313629.521740537, 574859.0717496251 2313925.539862595, 574958.0938271199 2314234.8829565006, 575033.1963616896 2314467.7274477757, 575167.0381679664 2314753.5100312424) | line | [10 empty] | 3 | 1 |  |  | 1291 | 1292 | 0 | FALSE | FALSE | 1 | FALSE | FALSE | [6 empty] | 1291 | 536719.9333 | 2310036.6894 | 1292 | 575167.0382 | 2314753.51
VN | 550101880 | LINEVN1206a | 110 | 9.2981 | [5 empty] | 50 | 12 cables - 4 systems | LINESTRING (548033.263709979 2335618.906051576, 548172.546558322 2335675.281669801, 548415.6439549713 2335600.9198262417, 548598.0723917626 2335545.131704968, 548754.9644530289 2335493.2545653037, 549012.7769900201 2335413.8647356667, 549264.0501328687 2335337.7575782314, 549514.6306581154 2335351.445288186, 549737.9888902982 2335362.6420111395, 549862.206443356 2335368.694406044, 550026.6600087367 2335376.6625682074, 550349.7253689996 2335394.2572457553, 550602.0210183895 2335461.214064299, 550966.7639786047 2335558.017276965, 551371.1519702721 2335664.913018303, 551780.1323043351 2335772.807173745, 552049.7505810517 2335799.752966018, 552249.3243050016 2335819.6967641553, 552397.7728908955 2335692.576883118, 552646.1115910031 2335492.042356918, 552873.559287547 2335292.2082423195, 552935.5171499132 2334994.01705744, 552997.18782171 2334698.5921887746, 553135.8583016798 2334603.85403988, 553356.9037462702 2334452.8592850408, 553522.3961993598 2334341.498468924, 553666.3660179233 2334244.6346599264, 553851.6167655485 2334117.2817683876, 554044.8155570544 2333986.780413114, 554250.30056998 2333847.865731858, 554436.3866307259 2333721.9165171613, 554647.0412454769 2333579.559422832) | line | [10 empty] | 12 |  |  |  | 1293 | 1294 | 1 | FALSE | FALSE | 4 | TRUE | TRUE | 1293 | 1294 | 548033.2637 | 2335618.9061 | 554647.0412 | 2333579.5594 | 1293 | 548033.2637 | 2335618.9061 | 1294 | 554647.0412 | 2333579.5594
VN | 550101880 | LINEVN1206b | 110 | 9.2981 | [5 empty] | 50 | 12 cables - 4 systems | LINESTRING (548033.263709979 2335618.906051576, 548172.546558322 2335675.281669801, 548415.6439549713 2335600.9198262417, 548598.0723917626 2335545.131704968, 548754.9644530289 2335493.2545653037, 549012.7769900201 2335413.8647356667, 549264.0501328687 2335337.7575782314, 549514.6306581154 2335351.445288186, 549737.9888902982 2335362.6420111395, 549862.206443356 2335368.694406044, 550026.6600087367 2335376.6625682074, 550349.7253689996 2335394.2572457553, 550602.0210183895 2335461.214064299, 550966.7639786047 2335558.017276965, 551371.1519702721 2335664.913018303, 551780.1323043351 2335772.807173745, 552049.7505810517 2335799.752966018, 552249.3243050016 2335819.6967641553, 552397.7728908955 2335692.576883118, 552646.1115910031 2335492.042356918, 552873.559287547 2335292.2082423195, 552935.5171499132 2334994.01705744, 552997.18782171 2334698.5921887746, 553135.8583016798 2334603.85403988, 553356.9037462702 2334452.8592850408, 553522.3961993598 2334341.498468924, 553666.3660179233 2334244.6346599264, 553851.6167655485 2334117.2817683876, 554044.8155570544 2333986.780413114, 554250.30056998 2333847.865731858, 554436.3866307259 2333721.9165171613, 554647.0412454769 2333579.559422832) | line | [10 empty] | 12 |  |  |  | 1293 | 1294 | 1 | FALSE | FALSE | 4 | TRUE | TRUE | 1293 | 1294 | 548033.2637 | 2335618.9061 | 554647.0412 | 2333579.5594 | 1293 | 548033.2637 | 2335618.9061 | 1294 | 554647.0412 | 2333579.5594
VN | 550101880 | LINEVN1206c | 110 | 9.2981 | [5 empty] | 50 | 12 cables - 4 systems | LINESTRING (548033.263709979 2335618.906051576, 548172.546558322 2335675.281669801, 548415.6439549713 2335600.9198262417, 548598.0723917626 2335545.131704968, 548754.9644530289 2335493.2545653037, 549012.7769900201 2335413.8647356667, 549264.0501328687 2335337.7575782314, 549514.6306581154 2335351.445288186, 549737.9888902982 2335362.6420111395, 549862.206443356 2335368.694406044, 550026.6600087367 2335376.6625682074, 550349.7253689996 2335394.2572457553, 550602.0210183895 2335461.214064299, 550966.7639786047 2335558.017276965, 551371.1519702721 2335664.913018303, 551780.1323043351 2335772.807173745, 552049.7505810517 2335799.752966018, 552249.3243050016 2335819.6967641553, 552397.7728908955 2335692.576883118, 552646.1115910031 2335492.042356918, 552873.559287547 2335292.2082423195, 552935.5171499132 2334994.01705744, 552997.18782171 2334698.5921887746, 553135.8583016798 2334603.85403988, 553356.9037462702 2334452.8592850408, 553522.3961993598 2334341.498468924, 553666.3660179233 2334244.6346599264, 553851.6167655485 2334117.2817683876, 554044.8155570544 2333986.780413114, 554250.30056998 2333847.865731858, 554436.3866307259 2333721.9165171613, 554647.0412454769 2333579.559422832) | line | [10 empty] | 12 |  |  |  | 1293 | 1294 | 1 | FALSE | FALSE | 4 | TRUE | TRUE | 1293 | 1294 | 548033.2637 | 2335618.9061 | 554647.0412 | 2333579.5594 | 1293 | 548033.2637 | 2335618.9061 | 1294 | 554647.0412 | 2333579.5594
VN | 550101880 | LINEVN1206d | 110 | 9.2981 | [5 empty] | 50 | 12 cables - 4 systems | LINESTRING (548033.263709979 2335618.906051576, 548172.546558322 2335675.281669801, 548415.6439549713 2335600.9198262417, 548598.0723917626 2335545.131704968, 548754.9644530289 2335493.2545653037, 549012.7769900201 2335413.8647356667, 549264.0501328687 2335337.7575782314, 549514.6306581154 2335351.445288186, 549737.9888902982 2335362.6420111395, 549862.206443356 2335368.694406044, 550026.6600087367 2335376.6625682074, 550349.7253689996 2335394.2572457553, 550602.0210183895 2335461.214064299, 550966.7639786047 2335558.017276965, 551371.1519702721 2335664.913018303, 551780.1323043351 2335772.807173745, 552049.7505810517 2335799.752966018, 552249.3243050016 2335819.6967641553, 552397.7728908955 2335692.576883118, 552646.1115910031 2335492.042356918, 552873.559287547 2335292.2082423195, 552935.5171499132 2334994.01705744, 552997.18782171 2334698.5921887746, 553135.8583016798 2334603.85403988, 553356.9037462702 2334452.8592850408, 553522.3961993598 2334341.498468924, 553666.3660179233 2334244.6346599264, 553851.6167655485 2334117.2817683876, 554044.8155570544 2333986.780413114, 554250.30056998 2333847.865731858, 554436.3866307259 2333721.9165171613, 554647.0412454769 2333579.559422832) | line | [10 empty] | 12 |  |  |  | 1293 | 1294 | 1 | FALSE | FALSE | 4 | TRUE | TRUE | 1293 | 1294 | 548033.2637 | 2335618.9061 | 554647.0412 | 2333579.5594 | 1293 | 548033.2637 | 2335618.9061 | 1294 | 554647.0412 | 2333579.5594
VN | 550101881 | LINEVN1207a | 110 | 27.2884 | [5 empty] | 50 | 6 cables - 2 systems | LINESTRING (548033.263709979 2335618.906051576, 548173.3308429262 2335644.9471269473, 548457.7528149597 2335555.4772182414, 548726.7524073566 2335470.8696672465, 548975.9022732256 2335399.0904859304, 549259.1177081002 2335309.752374474, 549486.3063500816 2335321.7207813095, 549754.365880691 2335335.12141269, 549957.8084737546 2335345.4310283223, 550159.1658862126 2335358.3709643944, 550346.5987694432 2335367.24221488, 550600.8484577539 2335433.7954515456, 550816.4296997412 2335484.5726225795, 551096.8545017024 2335561.7507514902, 551385.1580605053 2335639.2017214834, 551779.3602182348 2335750.7797218347, 551985.0167906756 2335722.3507061405, 552237.7141203595 2335790.1641719765, 552385.6807243605 2335661.1721881833, 552559.342034341 2335512.595663576, 552813.916017516 2335299.2115025185, 552864.597335257 2335103.915156467, 552925.037867605 2334871.019510956, 552971.5882773139 2334688.67074872, 553184.8837899559 2334540.781101162, 553363.001246553 2334417.1408434846, 553533.5832791358 2334302.5204846608, 553752.2032724984 2334146.033354291, 553956.2938626898 2334006.5682444205, 554180.0862873433 2333849.295558984, 554375.8211162548 2333713.6818544134, 554600.4487960994 2333557.5242433953, 554654.3312773977 2333394.5729207676, 554736.2181359244 2333149.6019288874, 554817.5370215466 2332904.3416966917, 554884.3092084386 2332702.0211816016, 554966.253698715 2332460.438294059, 555045.4711137674 2332221.2484634505, 555133.6908032491 2331958.82436592, 555225.0116472578 2331686.162250816, 555312.4014618822 2331421.9322773544, 555388.9411591424 2331194.223587673, 555464.5047628063 2330970.1090354985, 555447.1689659599 2330823.933069724, 555413.4530003949 2330512.680590586, 555378.5537224577 2330219.3432058585, 555348.5894105617 2329972.0758220786, 555307.5689256623 2329771.953858739, 555259.1342624255 2329570.501316277, 555204.9499574775 2329345.123295249, 555153.1365773326 2329131.0868996186, 555104.548034071 2328905.9936486245, 555030.9796152354 2328619.136638332, 555051.9319155994 2328226.077199167, 555083.4751541315 2327819.6167966495, 555094.218940574 2327534.9883244964, 555113.3951954164 2327257.9915553024, 555129.5928475513 2326995.7383551267, 555146.0806141482 2326690.1114724036, 555271.5136516955 2326475.503812122, 555355.5201278302 2326320.513805657, 555466.7505342939 2326119.429293221, 555704.781239182 2326099.0321963467, 556027.3985597863 2326071.397908744, 556268.3761455306 2326052.701126848, 556528.4324182885 2326030.8963796347, 556729.8906492516 2325840.121944282, 556838.7364188129 2325552.3216835675, 556918.3790443126 2325345.250196935, 557001.1263561043 2325136.4078314872, 557148.6948830864 2325019.2866280572, 557338.8248653064 2324867.5386051307, 557570.7395218597 2324681.096076913, 557556.8511665761 2324427.771892352, 557548.1243913699 2324292.1608576365, 557536.6508496698 2324022.498022194, 557523.4103127776 2323779.768212664, 557509.3170059235 2323504.0534661426, 557488.8360713734 2323239.041415546, 557518.7284170965 2323040.1679427666, 557542.6838145735 2322926.2193517718, 557576.922686046 2322777.9962591515, 557608.2467228629 2322628.3132542586, 557635.1777989734 2322498.780604831, 557672.8531518411 2322325.1358551104, 557702.1844151507 2322187.089457464, 557616.8769916903 2321988.768484143, 557549.9537275597 2321832.5028861025, 557550.1702767758 2321727.946241985, 557550.78320895 2321631.9795841253, 557599.2039587584 2321537.0860976228, 557678.7384259269 2321473.899213198, 557697.3123550826 2321422.96331451, 557687.8314187971 2321282.690497661, 557660.8240627863 2321232.8471074942, 557519.1639716104 2321241.9189137514, 557359.92330014 2321249.2932203347, 557199.2903412328 2321253.5542126726, 557036.8733597691 2321259.791764853, 556875.3771659839 2321261.2527741943, 556712.7608961136 2321265.0578967896) | line | [10 empty] | 6 | 2 |  |  | 1293 | 1295 | 1 | FALSE | FALSE | 2 | TRUE | TRUE | 1293 | 1295 | 548033.2637 | 2335618.9061 | 556712.7609 | 2321265.0579 | 1293 | 548033.2637 | 2335618.9061 | 1295 | 556712.7609 | 2321265.0579
VN | 550101881 | LINEVN1207b | 110 | 27.2884 | [5 empty] | 50 | 6 cables - 2 systems | LINESTRING (548033.263709979 2335618.906051576, 548173.3308429262 2335644.9471269473, 548457.7528149597 2335555.4772182414, 548726.7524073566 2335470.8696672465, 548975.9022732256 2335399.0904859304, 549259.1177081002 2335309.752374474, 549486.3063500816 2335321.7207813095, 549754.365880691 2335335.12141269, 549957.8084737546 2335345.4310283223, 550159.1658862126 2335358.3709643944, 550346.5987694432 2335367.24221488, 550600.8484577539 2335433.7954515456, 550816.4296997412 2335484.5726225795, 551096.8545017024 2335561.7507514902, 551385.1580605053 2335639.2017214834, 551779.3602182348 2335750.7797218347, 551985.0167906756 2335722.3507061405, 552237.7141203595 2335790.1641719765, 552385.6807243605 2335661.1721881833, 552559.342034341 2335512.595663576, 552813.916017516 2335299.2115025185, 552864.597335257 2335103.915156467, 552925.037867605 2334871.019510956, 552971.5882773139 2334688.67074872, 553184.8837899559 2334540.781101162, 553363.001246553 2334417.1408434846, 553533.5832791358 2334302.5204846608, 553752.2032724984 2334146.033354291, 553956.2938626898 2334006.5682444205, 554180.0862873433 2333849.295558984, 554375.8211162548 2333713.6818544134, 554600.4487960994 2333557.5242433953, 554654.3312773977 2333394.5729207676, 554736.2181359244 2333149.6019288874, 554817.5370215466 2332904.3416966917, 554884.3092084386 2332702.0211816016, 554966.253698715 2332460.438294059, 555045.4711137674 2332221.2484634505, 555133.6908032491 2331958.82436592, 555225.0116472578 2331686.162250816, 555312.4014618822 2331421.9322773544, 555388.9411591424 2331194.223587673, 555464.5047628063 2330970.1090354985, 555447.1689659599 2330823.933069724, 555413.4530003949 2330512.680590586, 555378.5537224577 2330219.3432058585, 555348.5894105617 2329972.0758220786, 555307.5689256623 2329771.953858739, 555259.1342624255 2329570.501316277, 555204.9499574775 2329345.123295249, 555153.1365773326 2329131.0868996186, 555104.548034071 2328905.9936486245, 555030.9796152354 2328619.136638332, 555051.9319155994 2328226.077199167, 555083.4751541315 2327819.6167966495, 555094.218940574 2327534.9883244964, 555113.3951954164 2327257.9915553024, 555129.5928475513 2326995.7383551267, 555146.0806141482 2326690.1114724036, 555271.5136516955 2326475.503812122, 555355.5201278302 2326320.513805657, 555466.7505342939 2326119.429293221, 555704.781239182 2326099.0321963467, 556027.3985597863 2326071.397908744, 556268.3761455306 2326052.701126848, 556528.4324182885 2326030.8963796347, 556729.8906492516 2325840.121944282, 556838.7364188129 2325552.3216835675, 556918.3790443126 2325345.250196935, 557001.1263561043 2325136.4078314872, 557148.6948830864 2325019.2866280572, 557338.8248653064 2324867.5386051307, 557570.7395218597 2324681.096076913, 557556.8511665761 2324427.771892352, 557548.1243913699 2324292.1608576365, 557536.6508496698 2324022.498022194, 557523.4103127776 2323779.768212664, 557509.3170059235 2323504.0534661426, 557488.8360713734 2323239.041415546, 557518.7284170965 2323040.1679427666, 557542.6838145735 2322926.2193517718, 557576.922686046 2322777.9962591515, 557608.2467228629 2322628.3132542586, 557635.1777989734 2322498.780604831, 557672.8531518411 2322325.1358551104, 557702.1844151507 2322187.089457464, 557616.8769916903 2321988.768484143, 557549.9537275597 2321832.5028861025, 557550.1702767758 2321727.946241985, 557550.78320895 2321631.9795841253, 557599.2039587584 2321537.0860976228, 557678.7384259269 2321473.899213198, 557697.3123550826 2321422.96331451, 557687.8314187971 2321282.690497661, 557660.8240627863 2321232.8471074942, 557519.1639716104 2321241.9189137514, 557359.92330014 2321249.2932203347, 557199.2903412328 2321253.5542126726, 557036.8733597691 2321259.791764853, 556875.3771659839 2321261.2527741943, 556712.7608961136 2321265.0578967896) | line | [10 empty] | 6 | 2 |  |  | 1293 | 1295 | 1 | FALSE | FALSE | 2 | TRUE | TRUE | 1293 | 1295 | 548033.2637 | 2335618.9061 | 556712.7609 | 2321265.0579 | 1293 | 548033.2637 | 2335618.9061 | 1295 | 556712.7609 | 2321265.0579
VN | 550101882 | LINEVN1208 | 220 | 0.64215 | [5 empty] | 50 |  | LINESTRING (551444.6031056057 2340558.4161284245, 551607.8584246305 2341068.0285627316) | line | [10 empty] | 3 |  |  |  | 1296 | 1297 | 1 | FALSE | FALSE | 1 | TRUE | TRUE | 1296 | 1297 | 551444.6031 | 2340558.4161 | 551607.8584 | 2341068.0286 | 1296 | 551444.6031 | 2340558.4161 | 1297 | 551607.8584 | 2341068.0286
VN | 550101883 | LINEVN1209a | 220 | 1.6135 | [5 empty] | 50 | 6 cables - 2 systems | LINESTRING (551444.6031056057 2340558.4161284245, 551055.8179099116 2339271.250343937) | line | [10 empty] | 6 |  |  |  | 1296 | 1298 | 1 | FALSE | FALSE | 2 | TRUE | TRUE | 1296 | 1298 | 551444.6031 | 2340558.4161 | 551055.8179 | 2339271.2503 | 1296 | 551444.6031 | 2340558.4161 | 1298 | 551055.8179 | 2339271.2503
VN | 550101883 | LINEVN1209b | 220 | 1.6135 | [5 empty] | 50 | 6 cables - 2 systems | LINESTRING (551444.6031056057 2340558.4161284245, 551055.8179099116 2339271.250343937) | line | [10 empty] | 6 |  |  |  | 1296 | 1298 | 1 | FALSE | FALSE | 2 | TRUE | TRUE | 1296 | 1298 | 551444.6031 | 2340558.4161 | 551055.8179 | 2339271.2503 | 1296 | 551444.6031 | 2340558.4161 | 1298 | 551055.8179 | 2339271.2503
VN | 550101884 | LINEVN1210 |  | 0.64882 | [6 empty] | multiple vlevels | LINESTRING (551589.0218264664 2341079.4580435306, 551444.6031056057 2340558.4161284245) | line | [14 empty] | 1299 | 1296 | 0 | FALSE | FALSE | 1 | FALSE | TRUE |  | 1296 |  |  | 551444.6031 | 2340558.4161 | 1299 | 551589.0218 | 2341079.458 | 1296 | 551444.6031 | 2340558.4161
VN | 550101885 | LINEVN1211 | 220 | 14.1875 | [5 empty] | 50 |  | LINESTRING (551607.8584246305 2341068.0285627316, 551844.8702622382 2341271.404426879, 552174.4022200321 2341540.8313478846, 552502.6649420694 2341807.7598018697, 552834.9526843824 2342078.7146520424, 553169.5927212522 2342350.79095119, 553474.3606864206 2342599.3907114365, 553765.1003848739 2342837.0043474887, 554039.9947147436 2343061.0020006015, 554382.4497473261 2343063.9232901465, 554804.379209118 2343065.8766096905, 555213.3686674666 2343069.745291224, 555702.6263838853 2343172.4230876127, 556061.3921013157 2343246.989330738, 556462.1675836422 2343329.3224061127, 556824.136165415 2343403.3630631384, 557189.8569920525 2343475.0783948572, 557604.3715352748 2343567.448620255, 557966.4716321551 2343639.7221399085, 558257.0425132355 2343902.0323543497, 558589.0947310572 2344198.397259798, 558923.4959918454 2344499.2049404304, 559261.3480691349 2344803.9061243725, 559582.1332064713 2345089.0286958423, 559936.6218324918 2345407.2194901034, 560268.194877023 2345704.559501291, 560575.6217731665 2345980.511448527, 560876.9391279691 2346249.9941556724, 561150.5583630515 2346496.9776880513, 561460.2461453032 2346773.7636537575) | line | [10 empty] | 3 |  |  |  | 1297 | 975 | 1 | FALSE | FALSE | 1 | TRUE | TRUE | 1297 | 975 | 551607.8584 | 2341068.0286 | 561460.2461 | 2346773.7637 | 1297 | 551607.8584 | 2341068.0286 | 975 | 561460.2461 | 2346773.7637
VN | 566135052 | LINEVN1212 | 220 | 33.0212 | [5 empty] | 50 |  | LINESTRING (417029.4010280267 2489024.738451022, 416965.1309417766 2489026.192014037, 416821.58429786994 2488709.423801336, 416735.49364128854 2488537.4234990734, 416517.1201328302 2488092.956134803, 416344.3323934531 2487749.9365974385, 416311.35076121514 2487329.2748997784, 416252.70624535973 2486578.4126893077, 416214.7313362654 2486140.7303231494, 416277.9347311676 2485940.6441951753, 416298.1090266694 2485438.2942495695, 416316.94799164607 2484865.821203674, 416335.33281883784 2484338.1970482767, 416344.8974858633 2483938.893152353, 416364.16764057765 2483319.5692718257, 416371.6816766219 2483075.0181004866, 416532.3070767523 2482564.4045223114, 416675.4897950612 2482116.5785851544, 416733.4036497131 2481929.1004787427, 416457.17869557696 2481482.4217495713, 416251.0229350731 2481159.133669532, 415922.349282311 2480641.366834969, 415601.1578572189 2480135.067665707, 415364.47229652276 2479761.288432699, 415153.39174836664 2479428.3986136736, 415020.28741815424 2479220.376600563, 414719.22848180373 2478744.969554942, 414558.453698802 2478601.9427152216, 413883.7103446588 2478008.9714960153, 413509.5577414492 2477678.904128015, 413241.9361477103 2477443.2091274923, 413036.6315225898 2477047.1241792575, 412806.42671704374 2476594.7453223364, 412659.5653550349 2476306.482095398, 412652.40520346677 2476113.9316553813, 412634.3376948081 2475750.804517747, 412461.7567598676 2475287.367093716, 412176.2147917954 2474530.2109857504, 412065.35878896 2474230.8556159413, 411886.2716460737 2473756.977368661, 411823.74638045393 2473593.137668563, 411405.6889809726 2473218.908153724, 410988.00506165833 2472841.521002847, 410966.2370656691 2471863.8908209545, 410959.4052774322 2471563.4810363776, 410949.07525693486 2471085.955033273, 410937.14441894874 2470499.9381995713, 411417.40696099884 2470143.859040715, 411958.9416885413 2469748.1597702107, 412223.15279702493 2469551.0964544304, 412627.6970417262 2469253.006596614, 412731.6445092058 2468848.933500397, 412822.60025954625 2468490.920187145, 412917.8367945127 2468107.477525354, 413096.5924583961 2467392.1370453914, 413126.33356448 2467276.5969320657, 413206.69234127254 2467133.242590479, 413411.0186788251 2466776.2844698676, 413581.9888637278 2466467.5152526856, 413768.9420059025 2466149.1835771836, 413656.1745958024 2465795.142406109, 413355.31872349384 2465357.5167335076, 412993.3947211329 2465268.052342371, 412919.35252732015 2465221.76137683) | line | [10 empty] | 3 | 1 |  |  | 1302 | 1303 | 1 | FALSE | FALSE | 1 | FALSE | FALSE | [6 empty] | 1302 | 417029.401 | 2489024.7385 | 1303 | 412919.3525 | 2465221.7614
VN | 582071208 | LINEVN1213 | 500 | 20.1328 | [7 empty] | LINESTRING (551898.3270501298 2118943.374798033, 551364.907389453 2125738.108994167, 551287.7522079621 2126721.0141244694, 549583.712494188 2135533.534567235) | line | [14 empty] | 459 | 1304 | 1 | FALSE | FALSE | 1 | TRUE | TRUE | 459 | 1304 | 551898.3271 | 2118943.3748 | 549583.7125 | 2135533.5346 | 459 | 551898.3271 | 2118943.3748 | 1304 | 549583.7125 | 2135533.5346
VN | 582072490 | LINEVN1214a | 500 | 8.9386 | [5 empty] | 50 | 6 cables - 2 systems | LINESTRING (541213.4166906638 2365747.7241690527, 541765.6795912568 2365694.5880950643, 542171.7517860872 2365676.0886138044, 542629.2567067639 2365429.1559753492, 543133.2235587178 2365155.7181161945, 543619.2638770023 2364889.928822642, 544102.2988844147 2364625.905476012, 544616.1123727201 2364360.076756799, 545026.464699513 2364123.252829856, 545288.8538388414 2364076.010933983, 545798.5211841123 2363985.5481737684, 546453.7704700716 2363868.2880694866, 547019.0378463888 2363767.5956495474, 547635.2103136546 2363657.862730626, 548213.4327613355 2363553.231577983) | line | [10 empty] | 6 | 2 |  |  | 1305 | 1306 | 1 | FALSE | FALSE | 2 | TRUE | TRUE | 1305 | 1306 | 541213.4167 | 2365747.7242 | 548213.4328 | 2363553.2316 | 1305 | 541213.4167 | 2365747.7242 | 1306 | 548213.4328 | 2363553.2316
VN | 582072490 | LINEVN1214b | 500 | 8.9386 | [5 empty] | 50 | 6 cables - 2 systems | LINESTRING (541213.4166906638 2365747.7241690527, 541765.6795912568 2365694.5880950643, 542171.7517860872 2365676.0886138044, 542629.2567067639 2365429.1559753492, 543133.2235587178 2365155.7181161945, 543619.2638770023 2364889.928822642, 544102.2988844147 2364625.905476012, 544616.1123727201 2364360.076756799, 545026.464699513 2364123.252829856, 545288.8538388414 2364076.010933983, 545798.5211841123 2363985.5481737684, 546453.7704700716 2363868.2880694866, 547019.0378463888 2363767.5956495474, 547635.2103136546 2363657.862730626, 548213.4327613355 2363553.231577983) | line | [10 empty] | 6 | 2 |  |  | 1305 | 1306 | 1 | FALSE | FALSE | 2 | TRUE | TRUE | 1305 | 1306 | 541213.4167 | 2365747.7242 | 548213.4328 | 2363553.2316 | 1305 | 541213.4167 | 2365747.7242 | 1306 | 548213.4328 | 2363553.2316
VN | 582072492 | LINEVN1215 | 500 | 0.58904 | [5 empty] | 50 |  | LINESTRING (589577.0890444164 2360784.5858674524, 589132.7318359156 2360993.13870892) | line | [10 empty] | 3 |  |  |  | 954 | 953 | 1 | FALSE | FALSE | 1 | TRUE | TRUE | 954 | 953 | 589577.089 | 2360784.5859 | 589132.7318 | 2360993.1387 | 954 | 589577.089 | 2360784.5859 | 953 | 589132.7318 | 2360993.1387
VN | 582072493 | LINEVN1216a | 500 | 0.42349 | [5 empty] | 50 | 6 cables - 2 systems | LINESTRING (589650.1953451029 2360439.335887398, 589577.0890444164 2360784.5858674524) | line | [10 empty] | 6 |  |  |  | 960 | 954 | 1 | FALSE | FALSE | 2 | TRUE | TRUE | 960 | 954 | 589650.1953 | 2360439.3359 | 589577.089 | 2360784.5859 | 960 | 589650.1953 | 2360439.3359 | 954 | 589577.089 | 2360784.5859
VN | 582072493 | LINEVN1216b | 500 | 0.42349 | [5 empty] | 50 | 6 cables - 2 systems | LINESTRING (589650.1953451029 2360439.335887398, 589577.0890444164 2360784.5858674524) | line | [10 empty] | 6 |  |  |  | 960 | 954 | 1 | FALSE | FALSE | 2 | TRUE | TRUE | 960 | 954 | 589650.1953 | 2360439.3359 | 589577.089 | 2360784.5859 | 960 | 589650.1953 | 2360439.3359 | 954 | 589577.089 | 2360784.5859
VN | 582072496 | LINEVN1217 | 500 | 2.6876 | [5 empty] | 50 |  | LINESTRING (504726.09412565886 2293118.7998245168, 503704.1990398461 2293732.32773341, 502659.03053181747 2293805.4045154587) | line | [10 empty] | 3 | 1 |  |  | 610 | 613 | 1 | FALSE | FALSE | 1 | TRUE | TRUE | 610 | 613 | 504726.0941 | 2293118.7998 | 502659.0305 | 2293805.4045 | 610 | 504726.0941 | 2293118.7998 | 613 | 502659.0305 | 2293805.4045
VN | 587395586 | LINEVN1218 | 110 | 21.8265 | [5 empty] | 50 |  | LINESTRING (710251.3155927701 2295746.2850693045, 710147.6939936312 2296168.9868676714, 709991.483327574 2296317.2978997086, 709842.7573672727 2296436.1252362947, 709548.3922244047 2296697.420042525, 709117.9353132735 2297062.427223076, 708802.1826992147 2297337.6304997075, 708599.9662643442 2297435.7928491053, 708230.4521435967 2297597.7184915952, 707985.0290045207 2297699.3170224293, 707532.8138565404 2297920.065342336, 707385.0679019396 2298254.218551033, 707075.9534713798 2298579.8170786817, 706898.0646334107 2298573.595626818, 706245.7164411687 2298704.9290124048, 706044.0477688031 2298726.3413031055, 705819.602001638 2298919.6495550983, 705741.2096317719 2298980.336438435, 705270.499314146 2299303.0004817657, 704707.1124577213 2299210.406837104, 704530.0244218283 2299187.0113157625, 704384.7314350671 2299304.793225628, 704256.843090909 2299462.7632011306, 704043.2436410632 2299708.8344695065, 703930.2617918752 2299835.195432201, 703621.7056085172 2300207.9841645258, 703567.6555146724 2300265.9187731957, 703476.6758955987 2300373.1924247355, 703157.7908869365 2300749.240208504, 703111.2559209616 2300901.524269962, 703031.9064236621 2301166.9588236175, 702939.7980364767 2301449.2149424986, 702882.3982444528 2301653.8340708795, 702832.6847677063 2301807.552921647, 702748.7251242952 2301895.856873648, 702514.4579367649 2301880.4044557684, 702216.3713701196 2301865.1496021855, 701902.7681731525 2301849.226168454, 701838.49452832 2302090.6393274777, 701686.3118058366 2302335.7129142242, 701571.4286125702 2302410.915857115, 701417.185972697 2302403.172386505, 701218.4680975244 2302392.4607385607, 700901.4268124946 2302375.8937855917, 700648.5834871675 2302361.207839504, 700391.2409672965 2302349.240329373, 700157.9244600709 2302335.913482556, 699872.6942771559 2302320.8529920704, 699335.6270369876 2302112.6205167165, 698266.386050612 2301703.7653041994, 697919.9806190929 2301570.8515420672, 697712.2349626804 2301472.897237677, 697578.9804203245 2301404.6900378806, 697091.8749078752 2301123.5422907984, 696700.2985694795 2301173.0858069826, 696549.1643487405 2301212.130883996, 696333.3571210529 2301265.6904479186, 696078.9698626293 2301274.1665538144, 695827.892437694 2301287.26932621, 695678.5599574748 2301291.773036212) | line | [10 empty] | 3 | 1 |  |  | 1307 | 1308 | 1 | FALSE | FALSE | 1 | FALSE | TRUE |  | 1308 |  |  | 695678.56 | 2301291.773 | 1307 | 710251.3156 | 2295746.2851 | 1308 | 695678.56 | 2301291.773
VN | 598499345 | LINEVN1219a | 220 | 30.306 | [5 empty] | 50 | 6 cables - 2 systems | LINESTRING (783703.9646508457 1734047.1404890118, 783428.7892038967 1734170.0936994941, 783207.7086150546 1734268.8651396509, 782728.0990587075 1733963.20438692, 782445.0892428083 1733767.5156468488, 781890.1010208861 1733412.8948436978, 781313.3949602264 1733044.280609386, 781023.0310892516 1732882.8371866813, 779864.473321822 1733213.9947903669, 779450.8923643585 1733337.0180910865, 779025.7902212334 1733462.1987607586, 778623.8248100858 1733578.5131496957, 778445.9778528642 1733626.669745944, 777958.5851036555 1733764.8243200616, 777785.2315571709 1733822.1864254994, 777634.7404087028 1733893.5477794702, 777426.4538299486 1733984.7991544798, 777044.301759657 1734176.861188619, 776379.7531382082 1734498.1831113254, 776316.7979623922 1734444.114903798, 776263.5778421252 1734398.4031384233, 775684.5994438076 1733929.2891987828, 775541.1318695402 1733801.723596541, 775094.6810806275 1733411.9970424667, 775042.6495345633 1733370.5108255553, 774727.608800403 1733119.3256686144, 774312.9120027551 1732766.5964226373, 774282.0229066199 1732734.8563371282, 774067.3437860712 1732514.2792674783, 773651.2829723249 1732081.4645623837, 772702.5334740137 1731148.114000608, 772449.638434547 1730927.7419507059, 771984.5250194689 1730549.2651933385, 771437.2744390911 1730108.040207342, 770455.8065178264 1730267.957733089, 769965.4183662428 1730367.3776909222, 769600.7874761743 1730443.1296866576, 769291.7318451884 1730881.015548534, 769104.295434846 1731157.9074774652, 768650.5811852834 1731761.0729954722, 768460.8925574201 1732424.543874055, 768226.470082466 1732783.2143437557, 768029.3720105388 1733101.1393811759, 767749.6176590899 1733596.5228524695, 767611.1516595009 1734409.2139671245, 767707.9309762395 1734742.017663174, 767849.1352887055 1735210.299272039, 768048.4619405399 1735775.3274061559, 768024.5290830176 1735852.8126234428, 768024.4346016477 1735864.447892776, 768018.0428618931 1736694.4311359276, 767493.082316672 1736811.7404228305, 766966.6748744424 1736954.198725588, 766731.5425613273 1737280.7806991704, 766379.6589898097 1737261.7757997145) | line | [10 empty] | 6 | 2 |  |  | 1309 | 1310 | 1 | FALSE | FALSE | 2 | TRUE | FALSE | 1309 |  | 783703.9647 | 1734047.1405 |  |  | 1309 | 783703.9647 | 1734047.1405 | 1310 | 766379.659 | 1737261.7758
VN | 598499345 | LINEVN1219b | 220 | 30.306 | [5 empty] | 50 | 6 cables - 2 systems | LINESTRING (783703.9646508457 1734047.1404890118, 783428.7892038967 1734170.0936994941, 783207.7086150546 1734268.8651396509, 782728.0990587075 1733963.20438692, 782445.0892428083 1733767.5156468488, 781890.1010208861 1733412.8948436978, 781313.3949602264 1733044.280609386, 781023.0310892516 1732882.8371866813, 779864.473321822 1733213.9947903669, 779450.8923643585 1733337.0180910865, 779025.7902212334 1733462.1987607586, 778623.8248100858 1733578.5131496957, 778445.9778528642 1733626.669745944, 777958.5851036555 1733764.8243200616, 777785.2315571709 1733822.1864254994, 777634.7404087028 1733893.5477794702, 777426.4538299486 1733984.7991544798, 777044.301759657 1734176.861188619, 776379.7531382082 1734498.1831113254, 776316.7979623922 1734444.114903798, 776263.5778421252 1734398.4031384233, 775684.5994438076 1733929.2891987828, 775541.1318695402 1733801.723596541, 775094.6810806275 1733411.9970424667, 775042.6495345633 1733370.5108255553, 774727.608800403 1733119.3256686144, 774312.9120027551 1732766.5964226373, 774282.0229066199 1732734.8563371282, 774067.3437860712 1732514.2792674783, 773651.2829723249 1732081.4645623837, 772702.5334740137 1731148.114000608, 772449.638434547 1730927.7419507059, 771984.5250194689 1730549.2651933385, 771437.2744390911 1730108.040207342, 770455.8065178264 1730267.957733089, 769965.4183662428 1730367.3776909222, 769600.7874761743 1730443.1296866576, 769291.7318451884 1730881.015548534, 769104.295434846 1731157.9074774652, 768650.5811852834 1731761.0729954722, 768460.8925574201 1732424.543874055, 768226.470082466 1732783.2143437557, 768029.3720105388 1733101.1393811759, 767749.6176590899 1733596.5228524695, 767611.1516595009 1734409.2139671245, 767707.9309762395 1734742.017663174, 767849.1352887055 1735210.299272039, 768048.4619405399 1735775.3274061559, 768024.5290830176 1735852.8126234428, 768024.4346016477 1735864.447892776, 768018.0428618931 1736694.4311359276, 767493.082316672 1736811.7404228305, 766966.6748744424 1736954.198725588, 766731.5425613273 1737280.7806991704, 766379.6589898097 1737261.7757997145) | line | [10 empty] | 6 | 2 |  |  | 1309 | 1310 | 1 | FALSE | FALSE | 2 | TRUE | FALSE | 1309 |  | 783703.9647 | 1734047.1405 |  |  | 1309 | 783703.9647 | 1734047.1405 | 1310 | 766379.659 | 1737261.7758
VN | 598499346 | LINEVN1220a | 220 | 54.645 | [5 empty] | 50 | 6 cables - 2 systems | LINESTRING (754588.3906549114 1719182.1356481637, 754784.449318809 1719310.1854261858, 755113.935867093 1719502.6577913156, 755363.16270027 1719870.1863955525, 755676.4370379036 1720313.1824255325, 755819.1988441783 1720525.4831718926, 756236.4127435549 1721118.3300869698, 756475.1566124982 1721186.23094417, 756926.2910381203 1721307.9952502407, 757355.6945278684 1721416.9485546665, 757687.4778061975 1721503.0686660595, 758036.3806564456 1721603.1147052587, 758075.3697134639 1722127.6022950832, 758082.2798973137 1722229.5206810134, 758245.8913164414 1722525.4297043344, 758516.3753044328 1723042.227062222, 758701.6731149603 1723353.243597549, 758961.7472822665 1723771.511642462, 759293.2170125158 1724287.841074615, 759401.8331696249 1724456.1228577138, 759634.5410687912 1724847.7544678918, 759849.6100940539 1725170.5490965615, 759977.3572537111 1725274.9626820353, 760150.0294227925 1725377.6081285218, 760349.0182348099 1725493.7074477898, 760689.5784709286 1725713.2557860787, 760872.4280081688 1725830.8923729195, 761134.0457886506 1726006.6356707048, 761228.8774385272 1726069.4970784162, 762010.472879483 1726577.252376984, 762534.9231216875 1726920.772794083, 762616.6009415863 1726925.1445994766, 763192.1758356739 1726926.0512355599, 763736.1501874441 1726673.782940311, 764775.3332138443 1726604.5829976723, 765066.7284366303 1726691.4764407778, 765510.5395703486 1726838.504017896, 765870.6565348005 1726954.816917051, 766117.2372571588 1727034.3387668838, 766557.1978405887 1727164.7477302123, 766749.0491879468 1727445.5606434147, 766970.8428435096 1727773.0608972632, 767305.6904857896 1728276.908971687, 767945.6876119499 1728769.4688541836, 768169.529003852 1728823.5841351722, 768605.7852796423 1728922.5197787602, 768834.1997792923 1728978.9878098909, 769187.8235908523 1729056.367594827, 769553.844685127 1729156.7852315635, 770241.5106472824 1729313.6453895743, 770496.5947478021 1729256.0421268581, 770952.2055316437 1729135.7550445506, 771349.9346675352 1729032.812230487, 771957.196744398 1728885.6176863161, 772258.0022031206 1728810.8628950524, 772563.3516792706 1728734.9813597293, 772895.2956525565 1729085.4409536226, 773202.7925202943 1729410.4472381703, 773824.4154651521 1730044.0922911137, 774461.2754227559 1730700.5201992835, 774600.9061399328 1730850.4825392307, 774732.041349634 1730989.4816982762, 774750.3381350844 1731177.59801575, 774780.9206829881 1731577.0432556008, 774825.0604026866 1732150.663816615, 774840.1417120325 1732343.5804095387, 775287.8499126433 1732644.1143407896, 775742.6852732897 1732948.742638513, 776205.1692286907 1733262.1889847473, 776690.999950381 1733583.216736502, 777030.4879407666 1733811.3911073348, 777465.0361329397 1733770.7965126596, 777924.4460568111 1733650.1607768692, 778335.2167836416 1733543.0996677717, 778600.91989709 1733475.2908648448, 778980.5350387676 1733375.1443103333, 779459.3985458862 1733254.1997673342, 779776.3749565319 1733171.1556114191, 780175.2774307642 1733071.408495559, 781049.0847321714 1732846.840530841, 781330.8825323706 1733026.9133908064, 781891.6938101556 1733377.0164910457, 782506.9738269962 1733766.2805412663, 782745.2653231227 1733913.944217705, 783222.2262100102 1734212.7069401352, 783421.1932976553 1734121.1007631875, 783698.995443105 1733995.7441051141, 784358.0672556479 1733699.2842499733, 784787.2713694221 1733502.7623273353, 784989.5512859789 1733412.49371555, 785649.679332335 1733114.4953024017, 785990.746838693 1732959.184889196, 786210.1185849633 1732858.6651930544, 786438.0318652361 1732759.0742670714, 786985.4214435746 1733006.7736026342, 787371.6350895502 1733050.540288572, 787949.685881689 1733113.4740166755, 788104.4467884713 1733129.8850303846, 788318.5480629192 1733152.3314664513, 788726.7028881893 1733281.3331695974, 789113.1927184195 1733518.321379354, 789407.192859468 1733695.5169054521, 789732.1181537082 1733896.4098717684, 789910.5887422045 1734004.2161625708, 790293.3820038694 1734235.7334968126, 790536.220408971 1734385.4067194015, 790848.8862634716 1734575.4321204459, 791321.1514228303 1734706.3049343578, 791367.9130403127 1734728.3542785954) | line | [10 empty] | 6 | 2 |  |  | 449 | 1311 | 1 | FALSE | FALSE | 2 | TRUE | FALSE | 449 |  | 754588.3907 | 1719182.1356 |  |  | 449 | 754588.3907 | 1719182.1356 | 1311 | 791367.913 | 1734728.3543
VN | 598499346 | LINEVN1220b | 220 | 54.645 | [5 empty] | 50 | 6 cables - 2 systems | LINESTRING (754588.3906549114 1719182.1356481637, 754784.449318809 1719310.1854261858, 755113.935867093 1719502.6577913156, 755363.16270027 1719870.1863955525, 755676.4370379036 1720313.1824255325, 755819.1988441783 1720525.4831718926, 756236.4127435549 1721118.3300869698, 756475.1566124982 1721186.23094417, 756926.2910381203 1721307.9952502407, 757355.6945278684 1721416.9485546665, 757687.4778061975 1721503.0686660595, 758036.3806564456 1721603.1147052587, 758075.3697134639 1722127.6022950832, 758082.2798973137 1722229.5206810134, 758245.8913164414 1722525.4297043344, 758516.3753044328 1723042.227062222, 758701.6731149603 1723353.243597549, 758961.7472822665 1723771.511642462, 759293.2170125158 1724287.841074615, 759401.8331696249 1724456.1228577138, 759634.5410687912 1724847.7544678918, 759849.6100940539 1725170.5490965615, 759977.3572537111 1725274.9626820353, 760150.0294227925 1725377.6081285218, 760349.0182348099 1725493.7074477898, 760689.5784709286 1725713.2557860787, 760872.4280081688 1725830.8923729195, 761134.0457886506 1726006.6356707048, 761228.8774385272 1726069.4970784162, 762010.472879483 1726577.252376984, 762534.9231216875 1726920.772794083, 762616.6009415863 1726925.1445994766, 763192.1758356739 1726926.0512355599, 763736.1501874441 1726673.782940311, 764775.3332138443 1726604.5829976723, 765066.7284366303 1726691.4764407778, 765510.5395703486 1726838.504017896, 765870.6565348005 1726954.816917051, 766117.2372571588 1727034.3387668838, 766557.1978405887 1727164.7477302123, 766749.0491879468 1727445.5606434147, 766970.8428435096 1727773.0608972632, 767305.6904857896 1728276.908971687, 767945.6876119499 1728769.4688541836, 768169.529003852 1728823.5841351722, 768605.7852796423 1728922.5197787602, 768834.1997792923 1728978.9878098909, 769187.8235908523 1729056.367594827, 769553.844685127 1729156.7852315635, 770241.5106472824 1729313.6453895743, 770496.5947478021 1729256.0421268581, 770952.2055316437 1729135.7550445506, 771349.9346675352 1729032.812230487, 771957.196744398 1728885.6176863161, 772258.0022031206 1728810.8628950524, 772563.3516792706 1728734.9813597293, 772895.2956525565 1729085.4409536226, 773202.7925202943 1729410.4472381703, 773824.4154651521 1730044.0922911137, 774461.2754227559 1730700.5201992835, 774600.9061399328 1730850.4825392307, 774732.041349634 1730989.4816982762, 774750.3381350844 1731177.59801575, 774780.9206829881 1731577.0432556008, 774825.0604026866 1732150.663816615, 774840.1417120325 1732343.5804095387, 775287.8499126433 1732644.1143407896, 775742.6852732897 1732948.742638513, 776205.1692286907 1733262.1889847473, 776690.999950381 1733583.216736502, 777030.4879407666 1733811.3911073348, 777465.0361329397 1733770.7965126596, 777924.4460568111 1733650.1607768692, 778335.2167836416 1733543.0996677717, 778600.91989709 1733475.2908648448, 778980.5350387676 1733375.1443103333, 779459.3985458862 1733254.1997673342, 779776.3749565319 1733171.1556114191, 780175.2774307642 1733071.408495559, 781049.0847321714 1732846.840530841, 781330.8825323706 1733026.9133908064, 781891.6938101556 1733377.0164910457, 782506.9738269962 1733766.2805412663, 782745.2653231227 1733913.944217705, 783222.2262100102 1734212.7069401352, 783421.1932976553 1734121.1007631875, 783698.995443105 1733995.7441051141, 784358.0672556479 1733699.2842499733, 784787.2713694221 1733502.7623273353, 784989.5512859789 1733412.49371555, 785649.679332335 1733114.4953024017, 785990.746838693 1732959.184889196, 786210.1185849633 1732858.6651930544, 786438.0318652361 1732759.0742670714, 786985.4214435746 1733006.7736026342, 787371.6350895502 1733050.540288572, 787949.685881689 1733113.4740166755, 788104.4467884713 1733129.8850303846, 788318.5480629192 1733152.3314664513, 788726.7028881893 1733281.3331695974, 789113.1927184195 1733518.321379354, 789407.192859468 1733695.5169054521, 789732.1181537082 1733896.4098717684, 789910.5887422045 1734004.2161625708, 790293.3820038694 1734235.7334968126, 790536.220408971 1734385.4067194015, 790848.8862634716 1734575.4321204459, 791321.1514228303 1734706.3049343578, 791367.9130403127 1734728.3542785954) | line | [10 empty] | 6 | 2 |  |  | 449 | 1311 | 1 | FALSE | FALSE | 2 | TRUE | FALSE | 449 |  | 754588.3907 | 1719182.1356 |  |  | 449 | 754588.3907 | 1719182.1356 | 1311 | 791367.913 | 1734728.3543
VN | 613559055 | LINEVN1221 |  | 4.3898 | [6 empty] | multiple vlevels | LINESTRING (736263.6740810816 1152964.5981506687, 736338.4014081369 1153228.5986884856, 736396.6591105321 1153430.9019902577, 736453.230238805 1153642.6763644074, 736508.6510872096 1153841.519742336, 736564.1536420393 1154037.8965266321, 736603.909552739 1154184.0213042728, 736668.2832231337 1154415.47853972, 736718.9150992286 1154593.4223187324, 736762.875245901 1154737.9056097902, 736909.9430452168 1154818.0019662445, 737085.5185190745 1154939.7535158154, 737227.6281616596 1155035.1420747146, 737359.8080752341 1155123.4593364324, 737472.3732086093 1155200.4119646195, 737592.2564807951 1155281.7858745477, 737728.6707898761 1155373.6415361431, 737808.7204436215 1155458.09521425, 737953.6491730874 1155614.3627017897, 738056.5870151161 1155724.3681716828, 738175.2301590713 1155858.1275299557) | line | [10 empty] | 3 |  |  |  | 1312 | 1313 | 0 | FALSE | FALSE | 1 | FALSE | FALSE | [6 empty] | 1312 | 736263.6741 | 1152964.5982 | 1313 | 738175.2302 | 1155858.1275
VN | 613559056 | LINEVN1222a | 220 | 0.85866 | [5 empty] | 50 | 6 cables - 2 systems | LINESTRING (737667.6204553423 1158162.4113002305, 737787.0614075593 1158496.8011421806, 737907.7992176698 1158836.44556056) | line | [10 empty] | 6 |  |  |  | 1314 | 1315 | 1 | FALSE | FALSE | 2 | TRUE | TRUE | 1314 | 1315 | 737667.6205 | 1158162.4113 | 737907.7992 | 1158836.4456 | 1314 | 737667.6205 | 1158162.4113 | 1315 | 737907.7992 | 1158836.4456
VN | 613559056 | LINEVN1222b | 220 | 0.85866 | [5 empty] | 50 | 6 cables - 2 systems | LINESTRING (737667.6204553423 1158162.4113002305, 737787.0614075593 1158496.8011421806, 737907.7992176698 1158836.44556056) | line | [10 empty] | 6 |  |  |  | 1314 | 1315 | 1 | FALSE | FALSE | 2 | TRUE | TRUE | 1314 | 1315 | 737667.6205 | 1158162.4113 | 737907.7992 | 1158836.4456 | 1314 | 737667.6205 | 1158162.4113 | 1315 | 737907.7992 | 1158836.4456
VN | 613559057 | LINEVN1223 |  | 0.37579 | [6 empty] | multiple vlevels | LINESTRING (737667.6204553423 1158162.4113002305, 737630.250663604 1158064.3865017388, 737559.934461773 1157868.3676306438) | line | [10 empty] | 3 |  |  |  | 1314 | 1316 | 0 | FALSE | FALSE | 1 | TRUE | TRUE | 1314 | 1316 | 737667.6205 | 1158162.4113 | 737559.9345 | 1157868.3676 | 1314 | 737667.6205 | 1158162.4113 | 1316 | 737559.9345 | 1157868.3676
VN | 613559058 | LINEVN1224 | 110 | 4.3247 | [5 empty] | 50 |  | LINESTRING (737078.323459415 1160496.7558148864, 737151.8977563034 1160454.2211112739, 737387.9907979089 1160356.0450407267, 737550.1434479995 1160290.0451531538, 737721.6880632105 1160224.6971670582, 737992.6673478303 1160094.2241401325, 738119.1016537278 1160010.7629383663, 738220.0723895056 1159892.9802422565, 738039.3209944209 1159612.0149706833, 737935.5784128123 1159449.333379464, 737818.4656476182 1159267.3075051522, 737760.4775105143 1159178.7772295724, 737694.9350283742 1159078.8094737388, 737579.6877538873 1158902.186333739, 737475.3540302147 1158740.377131475, 737375.6688638148 1158585.6043864859, 737415.9035077565 1158394.7284824823, 737446.6664553252 1158276.8914997038, 737483.3481928796 1158155.1562388325, 737510.4916853006 1158052.4750268557, 737559.934461773 1157868.3676306438) | line | [10 empty] | 3 |  |  |  | 1317 | 1316 | 1 | FALSE | FALSE | 1 | TRUE | TRUE | 1317 | 1316 | 737078.3235 | 1160496.7558 | 737559.9345 | 1157868.3676 | 1317 | 737078.3235 | 1160496.7558 | 1316 | 737559.9345 | 1157868.3676
VN | 613559059 | LINEVN1225a | 220 | 12.9757 | [5 empty] | 50 | 6 cables - 2 systems | LINESTRING (732558.1491539844 1149957.798605505, 732653.5380741917 1149929.249602853, 733121.9626059599 1150219.3197793332, 733379.4583516088 1150374.3006861068, 733631.6806683175 1150528.0646274146, 733978.7222742905 1150735.8994802341, 734319.5957112478 1150943.3983114322, 734584.1165320949 1151187.1522985143, 734848.0531200985 1151430.9162164547, 735100.0419691952 1151660.8820644366, 735362.2220207038 1151902.5815639226, 735614.7806522857 1152133.1429178664, 735878.701136816 1152377.1943131327, 736116.0767656902 1152594.2141121253, 736249.7580494545 1152721.216304237, 736303.2696633099 1152887.3720946256, 736387.244285759 1153175.0033018466, 736476.9818542466 1153478.1426415606, 736701.7136914836 1153778.9963192064, 737017.7896800421 1154212.1019687685, 737248.8950601497 1154525.983748586, 737412.1615186074 1154749.8010904554, 737616.5068659936 1155023.2169146666, 737829.5485213234 1155313.623394465, 738023.6312746227 1155582.8896497826, 738218.6884450456 1155839.0195398491, 738096.6282840911 1156107.5149950152, 737973.7046184231 1156388.706822563, 737836.3784515408 1156694.1086141947, 737778.4345293101 1157191.6306283602, 737707.783877225 1157810.4333205947, 737667.6204553423 1158162.4113002305) | line | [10 empty] | 6 |  |  |  | 1318 | 1314 | 1 | FALSE | FALSE | 2 | FALSE | TRUE |  | 1314 |  |  | 737667.6205 | 1158162.4113 | 1318 | 732558.1492 | 1149957.7986 | 1314 | 737667.6205 | 1158162.4113
VN | 613559059 | LINEVN1225b | 220 | 12.9757 | [5 empty] | 50 | 6 cables - 2 systems | LINESTRING (732558.1491539844 1149957.798605505, 732653.5380741917 1149929.249602853, 733121.9626059599 1150219.3197793332, 733379.4583516088 1150374.3006861068, 733631.6806683175 1150528.0646274146, 733978.7222742905 1150735.8994802341, 734319.5957112478 1150943.3983114322, 734584.1165320949 1151187.1522985143, 734848.0531200985 1151430.9162164547, 735100.0419691952 1151660.8820644366, 735362.2220207038 1151902.5815639226, 735614.7806522857 1152133.1429178664, 735878.701136816 1152377.1943131327, 736116.0767656902 1152594.2141121253, 736249.7580494545 1152721.216304237, 736303.2696633099 1152887.3720946256, 736387.244285759 1153175.0033018466, 736476.9818542466 1153478.1426415606, 736701.7136914836 1153778.9963192064, 737017.7896800421 1154212.1019687685, 737248.8950601497 1154525.983748586, 737412.1615186074 1154749.8010904554, 737616.5068659936 1155023.2169146666, 737829.5485213234 1155313.623394465, 738023.6312746227 1155582.8896497826, 738218.6884450456 1155839.0195398491, 738096.6282840911 1156107.5149950152, 737973.7046184231 1156388.706822563, 737836.3784515408 1156694.1086141947, 737778.4345293101 1157191.6306283602, 737707.783877225 1157810.4333205947, 737667.6204553423 1158162.4113002305) | line | [10 empty] | 6 |  |  |  | 1318 | 1314 | 1 | FALSE | FALSE | 2 | FALSE | TRUE |  | 1314 |  |  | 737667.6205 | 1158162.4113 | 1318 | 732558.1492 | 1149957.7986 | 1314 | 737667.6205 | 1158162.4113
VN | 613559060 | LINEVN1226 |  | 0.84371 | [6 empty] | multiple vlevels | LINESTRING (737559.934461773 1157868.3676306438, 737578.976263482 1157704.929920439, 737615.4120486712 1157318.3382414149, 737629.0800622029 1157168.7164610804) | line | [14 empty] | 1316 | 1319 | 0 | FALSE | FALSE | 1 | TRUE | FALSE | 1316 |  | 737559.9345 | 1157868.3676 |  |  | 1316 | 737559.9345 | 1157868.3676 | 1319 | 737629.0801 | 1157168.7165
VN | 613559061 | LINEVN1227a | 220 | 0.17737 | [5 empty] | 50 | 6 cables - 2 systems | LINESTRING (736811.4954290945 1160351.2340773272, 736938.1056238709 1160274.9625516045) | line | [10 empty] | 6 |  |  |  | 130 | 133 | 1 | FALSE | FALSE | 2 | TRUE | TRUE | 130 | 133 | 736811.4954 | 1160351.2341 | 736938.1056 | 1160274.9626 | 130 | 736811.4954 | 1160351.2341 | 133 | 736938.1056 | 1160274.9626
VN | 613559061 | LINEVN1227b | 220 | 0.17737 | [5 empty] | 50 | 6 cables - 2 systems | LINESTRING (736811.4954290945 1160351.2340773272, 736938.1056238709 1160274.9625516045) | line | [10 empty] | 6 |  |  |  | 130 | 133 | 1 | FALSE | FALSE | 2 | TRUE | TRUE | 130 | 133 | 736811.4954 | 1160351.2341 | 736938.1056 | 1160274.9626 | 130 | 736811.4954 | 1160351.2341 | 133 | 736938.1056 | 1160274.9626
VN | 613559062 | LINEVN1228 | 110 | 2.9838 | [5 empty] | 50 |  | LINESTRING (737078.323459415 1160496.7558148864, 737192.5904083633 1160452.5983332836, 737359.9149040546 1160381.2337991553, 737555.189528627 1160303.0588272521, 737757.2415909403 1160222.021562755, 737971.3441104604 1160118.2974094353, 738136.6994528826 1160036.1232152837, 738287.0112889372 1159898.2564244396, 738193.3250335371 1159640.3649460808, 738093.5088214003 1159358.0672286677, 737990.199871229 1159069.0298067762, 737907.7992176698 1158836.44556056) | line | [10 empty] | 3 |  |  |  | 1317 | 1315 | 1 | FALSE | FALSE | 1 | TRUE | TRUE | 1317 | 1315 | 737078.3235 | 1160496.7558 | 737907.7992 | 1158836.4456 | 1317 | 737078.3235 | 1160496.7558 | 1315 | 737907.7992 | 1158836.4456
VN | 613559063 | LINEVN1229a | 220 | 2.5575 | [5 empty] | 50 | 6 cables - 2 systems | LINESTRING (737907.7992176698 1158836.44556056, 737704.2937354938 1158998.4670333988, 737484.2609833926 1159173.807932252, 737173.8353123923 1159423.224911376, 736911.8676958072 1159631.8276517908, 736669.1220116408 1159821.30032668, 736738.7567701337 1160074.7823181443, 736811.4954290945 1160351.2340773272) | line | [10 empty] | 6 |  |  |  | 1315 | 130 | 1 | FALSE | FALSE | 2 | TRUE | TRUE | 1315 | 130 | 737907.7992 | 1158836.4456 | 736811.4954 | 1160351.2341 | 1315 | 737907.7992 | 1158836.4456 | 130 | 736811.4954 | 1160351.2341
VN | 613559063 | LINEVN1229b | 220 | 2.5575 | [5 empty] | 50 | 6 cables - 2 systems | LINESTRING (737907.7992176698 1158836.44556056, 737704.2937354938 1158998.4670333988, 737484.2609833926 1159173.807932252, 737173.8353123923 1159423.224911376, 736911.8676958072 1159631.8276517908, 736669.1220116408 1159821.30032668, 736738.7567701337 1160074.7823181443, 736811.4954290945 1160351.2340773272) | line | [10 empty] | 6 |  |  |  | 1315 | 130 | 1 | FALSE | FALSE | 2 | TRUE | TRUE | 1315 | 130 | 737907.7992 | 1158836.4456 | 736811.4954 | 1160351.2341 | 1315 | 737907.7992 | 1158836.4456 | 130 | 736811.4954 | 1160351.2341
VN | 613559064 | LINEVN1230a | 110 | 3.6211 | [5 empty] | 50 | 6 cables - 2 systems | LINESTRING (725970.1167176315 1164991.8719058228, 725884.022082124 1165177.4443199602, 725795.7358126245 1165363.4338422765, 725705.0634778636 1165552.771143224, 725528.4170744846 1165733.6650217995, 725755.8711705416 1165863.969162253, 725985.563980273 1165989.919669306, 725790.099359114 1166285.188663175, 725622.4548346688 1166660.4345416669, 725548.8162770262 1166827.1142438469, 725450.1973001522 1167021.787115823, 725229.569949889 1167149.5831684484, 725124.6460177286 1167319.553527696) | line | [10 empty] | 6 |  |  |  | 1320 | 1321 | 1 | FALSE | FALSE | 2 | FALSE | FALSE | [6 empty] | 1320 | 725970.1167 | 1164991.8719 | 1321 | 725124.646 | 1167319.5535
VN | 613559064 | LINEVN1230b | 110 | 3.6211 | [5 empty] | 50 | 6 cables - 2 systems | LINESTRING (725970.1167176315 1164991.8719058228, 725884.022082124 1165177.4443199602, 725795.7358126245 1165363.4338422765, 725705.0634778636 1165552.771143224, 725528.4170744846 1165733.6650217995, 725755.8711705416 1165863.969162253, 725985.563980273 1165989.919669306, 725790.099359114 1166285.188663175, 725622.4548346688 1166660.4345416669, 725548.8162770262 1166827.1142438469, 725450.1973001522 1167021.787115823, 725229.569949889 1167149.5831684484, 725124.6460177286 1167319.553527696) | line | [10 empty] | 6 |  |  |  | 1320 | 1321 | 1 | FALSE | FALSE | 2 | FALSE | FALSE | [6 empty] | 1320 | 725970.1167 | 1164991.8719 | 1321 | 725124.646 | 1167319.5535
VN | 613559066 | LINEVN1231a | 220 | 33.9277 | [5 empty] | 50 | 6 cables - 2 systems | LINESTRING (725373.728055349 1167307.6288143827, 725446.0842517785 1167111.0348252647, 725548.3087566337 1166882.5411840158, 725714.1857806798 1166509.4742769375, 725809.8393568643 1166296.692538959, 725960.6593220215 1166069.249871469, 726200.0250243742 1165708.1860897278, 726418.0109567349 1165382.2759040964, 726638.704044688 1165048.219016089, 726847.7783700475 1164738.2828695271, 727072.3251487985 1164400.4467033618, 727292.982197861 1164071.923462573, 727418.4815381763 1163879.6101825368, 727536.5584541451 1163698.9093954337, 727702.960038011 1163449.6666406835, 727884.6022723462 1163205.780800184, 728081.0531363336 1162943.3176223633, 728233.6439316222 1162652.8370555218, 728446.606228644 1162249.5502311972, 728609.8865086098 1161941.3391212265, 728731.286584564 1161748.4031250707, 728901.3564179167 1161480.2122731016, 729266.9089825547 1161319.827285228, 729655.7070252629 1161152.010652378, 729847.1600570634 1161069.245756538, 730102.9497880954 1161028.358345259, 730550.4726218807 1160953.4398628965, 730928.0092793988 1160889.4421797714, 731283.5177430215 1160914.8876069612, 731783.4384890654 1160952.9709906818, 732150.0804067841 1160980.5364447937, 732465.960804235 1161002.806114043, 732470.3667813699 1161263.1244578334, 732464.3010522298 1161638.9169978483, 732495.1038077512 1161689.025420421, 732495.77770708 1162131.8251029472, 732497.1923611239 1162356.5183924122, 732774.9321423495 1162435.5834205926, 733224.440121712 1162585.4003113476, 733738.0475447585 1162897.3112902083, 734237.554257882 1163207.6752171419, 734395.5244560672 1163298.9174804387, 734644.3986584886 1163452.344587789, 735010.8438359493 1163678.0664847605, 735607.0407509177 1164276.2318479582, 735847.9699698235 1164516.5612824352, 736315.5122768751 1164985.4555767025, 736673.9401667013 1165347.3958546328, 736827.4449479366 1165360.1292726921, 737762.3382878404 1165426.7047364286, 738236.0846672995 1165462.6684253232, 738660.6201901494 1165491.6351543684, 738936.1766896712 1165510.4399028965, 739368.8174319714 1165543.7984868013, 739702.1194677998 1165589.3140628005, 740271.2214402244 1165680.2470965637, 740642.6432580939 1165734.2055437863, 740978.8334097437 1165786.1722065243, 741664.8961704953 1165865.7036093567, 742030.2977113395 1165931.6742277471, 742365.1894097406 1165992.1330320782, 742727.8340999816 1166057.6163476682, 742908.3073040047 1166388.3913451552, 743125.6537130451 1166777.6323115807, 743315.9364677009 1167111.9000257403, 743428.4275196183 1167316.3534067792, 743623.0917070998 1167650.9430738096, 743943.1700045946 1167942.3565176937, 744264.6494379439 1168242.2601052031, 744563.0046425756 1168515.501354557, 744933.9783250913 1168861.8102958223, 745262.6025740629 1169172.1686238004, 745611.1119282998 1169490.4311942796, 745765.993412033 1169638.6141368973, 746022.8796170637 1169870.190766419) | line | [10 empty] | 6 |  |  |  | 1322 | 1323 | 1 | FALSE | FALSE | 2 | FALSE | TRUE |  | 1323 |  |  | 746022.8796 | 1169870.1908 | 1322 | 725373.7281 | 1167307.6288 | 1323 | 746022.8796 | 1169870.1908
VN | 613559066 | LINEVN1231b | 220 | 33.9277 | [5 empty] | 50 | 6 cables - 2 systems | LINESTRING (725373.728055349 1167307.6288143827, 725446.0842517785 1167111.0348252647, 725548.3087566337 1166882.5411840158, 725714.1857806798 1166509.4742769375, 725809.8393568643 1166296.692538959, 725960.6593220215 1166069.249871469, 726200.0250243742 1165708.1860897278, 726418.0109567349 1165382.2759040964, 726638.704044688 1165048.219016089, 726847.7783700475 1164738.2828695271, 727072.3251487985 1164400.4467033618, 727292.982197861 1164071.923462573, 727418.4815381763 1163879.6101825368, 727536.5584541451 1163698.9093954337, 727702.960038011 1163449.6666406835, 727884.6022723462 1163205.780800184, 728081.0531363336 1162943.3176223633, 728233.6439316222 1162652.8370555218, 728446.606228644 1162249.5502311972, 728609.8865086098 1161941.3391212265, 728731.286584564 1161748.4031250707, 728901.3564179167 1161480.2122731016, 729266.9089825547 1161319.827285228, 729655.7070252629 1161152.010652378, 729847.1600570634 1161069.245756538, 730102.9497880954 1161028.358345259, 730550.4726218807 1160953.4398628965, 730928.0092793988 1160889.4421797714, 731283.5177430215 1160914.8876069612, 731783.4384890654 1160952.9709906818, 732150.0804067841 1160980.5364447937, 732465.960804235 1161002.806114043, 732470.3667813699 1161263.1244578334, 732464.3010522298 1161638.9169978483, 732495.1038077512 1161689.025420421, 732495.77770708 1162131.8251029472, 732497.1923611239 1162356.5183924122, 732774.9321423495 1162435.5834205926, 733224.440121712 1162585.4003113476, 733738.0475447585 1162897.3112902083, 734237.554257882 1163207.6752171419, 734395.5244560672 1163298.9174804387, 734644.3986584886 1163452.344587789, 735010.8438359493 1163678.0664847605, 735607.0407509177 1164276.2318479582, 735847.9699698235 1164516.5612824352, 736315.5122768751 1164985.4555767025, 736673.9401667013 1165347.3958546328, 736827.4449479366 1165360.1292726921, 737762.3382878404 1165426.7047364286, 738236.0846672995 1165462.6684253232, 738660.6201901494 1165491.6351543684, 738936.1766896712 1165510.4399028965, 739368.8174319714 1165543.7984868013, 739702.1194677998 1165589.3140628005, 740271.2214402244 1165680.2470965637, 740642.6432580939 1165734.2055437863, 740978.8334097437 1165786.1722065243, 741664.8961704953 1165865.7036093567, 742030.2977113395 1165931.6742277471, 742365.1894097406 1165992.1330320782, 742727.8340999816 1166057.6163476682, 742908.3073040047 1166388.3913451552, 743125.6537130451 1166777.6323115807, 743315.9364677009 1167111.9000257403, 743428.4275196183 1167316.3534067792, 743623.0917070998 1167650.9430738096, 743943.1700045946 1167942.3565176937, 744264.6494379439 1168242.2601052031, 744563.0046425756 1168515.501354557, 744933.9783250913 1168861.8102958223, 745262.6025740629 1169172.1686238004, 745611.1119282998 1169490.4311942796, 745765.993412033 1169638.6141368973, 746022.8796170637 1169870.190766419) | line | [10 empty] | 6 |  |  |  | 1322 | 1323 | 1 | FALSE | FALSE | 2 | FALSE | TRUE |  | 1323 |  |  | 746022.8796 | 1169870.1908 | 1322 | 725373.7281 | 1167307.6288 | 1323 | 746022.8796 | 1169870.1908
VN | 613559068 | LINEVN1232a | 220 | 1.5684 | [5 empty] | 50 | 12 cables - 4 systems | LINESTRING (726056.6834863651 1168500.5478666879, 725934.4916580342 1168453.902001694, 725811.7773400876 1168272.5163349842, 725618.1120444022 1168008.0929812153, 725424.8804883081 1167743.8180451323, 725564.071868034 1167475.7603249385) | line | [10 empty] | 12 |  |  |  | 144 | 1324 | 1 | FALSE | FALSE | 4 | TRUE | TRUE | 144 | 1324 | 726056.6835 | 1168500.5479 | 725564.0719 | 1167475.7603 | 144 | 726056.6835 | 1168500.5479 | 1324 | 725564.0719 | 1167475.7603
VN | 613559068 | LINEVN1232b | 220 | 1.5684 | [5 empty] | 50 | 12 cables - 4 systems | LINESTRING (726056.6834863651 1168500.5478666879, 725934.4916580342 1168453.902001694, 725811.7773400876 1168272.5163349842, 725618.1120444022 1168008.0929812153, 725424.8804883081 1167743.8180451323, 725564.071868034 1167475.7603249385) | line | [10 empty] | 12 |  |  |  | 144 | 1324 | 1 | FALSE | FALSE | 4 | TRUE | TRUE | 144 | 1324 | 726056.6835 | 1168500.5479 | 725564.0719 | 1167475.7603 | 144 | 726056.6835 | 1168500.5479 | 1324 | 725564.0719 | 1167475.7603
VN | 613559068 | LINEVN1232c | 220 | 1.5684 | [5 empty] | 50 | 12 cables - 4 systems | LINESTRING (726056.6834863651 1168500.5478666879, 725934.4916580342 1168453.902001694, 725811.7773400876 1168272.5163349842, 725618.1120444022 1168008.0929812153, 725424.8804883081 1167743.8180451323, 725564.071868034 1167475.7603249385) | line | [10 empty] | 12 |  |  |  | 144 | 1324 | 1 | FALSE | FALSE | 4 | TRUE | TRUE | 144 | 1324 | 726056.6835 | 1168500.5479 | 725564.0719 | 1167475.7603 | 144 | 726056.6835 | 1168500.5479 | 1324 | 725564.0719 | 1167475.7603
VN | 613559068 | LINEVN1232d | 220 | 1.5684 | [5 empty] | 50 | 12 cables - 4 systems | LINESTRING (726056.6834863651 1168500.5478666879, 725934.4916580342 1168453.902001694, 725811.7773400876 1168272.5163349842, 725618.1120444022 1168008.0929812153, 725424.8804883081 1167743.8180451323, 725564.071868034 1167475.7603249385) | line | [10 empty] | 12 |  |  |  | 144 | 1324 | 1 | FALSE | FALSE | 4 | TRUE | TRUE | 144 | 1324 | 726056.6835 | 1168500.5479 | 725564.0719 | 1167475.7603 | 144 | 726056.6835 | 1168500.5479 | 1324 | 725564.0719 | 1167475.7603
VN | 613559069 | LINEVN1233a | 220 | 0.29919 | [5 empty] | 50 | 6 cables - 2 systems | LINESTRING (725361.9890013025 1167329.7235949393, 725564.071868034 1167475.7603249385) | line | [10 empty] | 6 |  |  |  | 1325 | 1324 | 1 | FALSE | FALSE | 2 | FALSE | TRUE |  | 1324 |  |  | 725564.0719 | 1167475.7603 | 1325 | 725361.989 | 1167329.7236 | 1324 | 725564.0719 | 1167475.7603
VN | 613559069 | LINEVN1233b | 220 | 0.29919 | [5 empty] | 50 | 6 cables - 2 systems | LINESTRING (725361.9890013025 1167329.7235949393, 725564.071868034 1167475.7603249385) | line | [10 empty] | 6 |  |  |  | 1325 | 1324 | 1 | FALSE | FALSE | 2 | FALSE | TRUE |  | 1324 |  |  | 725564.0719 | 1167475.7603 | 1325 | 725361.989 | 1167329.7236 | 1324 | 725564.0719 | 1167475.7603
VN | 613559070 | LINEVN1234a | 220 | 0.30068 | [5 empty] | 50 | 6 cables - 2 systems | LINESTRING (725325.8607747334 1167398.0487696743, 725564.071868034 1167475.7603249385) | line | [10 empty] | 6 |  |  |  | 1326 | 1324 | 1 | FALSE | FALSE | 2 | FALSE | TRUE |  | 1324 |  |  | 725564.0719 | 1167475.7603 | 1326 | 725325.8608 | 1167398.0488 | 1324 | 725564.0719 | 1167475.7603
VN | 613559070 | LINEVN1234b | 220 | 0.30068 | [5 empty] | 50 | 6 cables - 2 systems | LINESTRING (725325.8607747334 1167398.0487696743, 725564.071868034 1167475.7603249385) | line | [10 empty] | 6 |  |  |  | 1326 | 1324 | 1 | FALSE | FALSE | 2 | FALSE | TRUE |  | 1324 |  |  | 725564.0719 | 1167475.7603 | 1326 | 725325.8608 | 1167398.0488 | 1324 | 725564.0719 | 1167475.7603
VN | 613559071 | LINEVN1235a | 110 | 0.17892 | [5 empty] | 50 | 6 cables - 2 systems | LINESTRING (725178.8927914263 1167442.4432594823, 725308.7853954379 1167515.6453451167) | line | [10 empty] | 6 |  |  |  | 1327 | 1328 | 1 | FALSE | FALSE | 2 | FALSE | TRUE |  | 1328 |  |  | 725308.7854 | 1167515.6453 | 1327 | 725178.8928 | 1167442.4433 | 1328 | 725308.7854 | 1167515.6453
VN | 613559071 | LINEVN1235b | 110 | 0.17892 | [5 empty] | 50 | 6 cables - 2 systems | LINESTRING (725178.8927914263 1167442.4432594823, 725308.7853954379 1167515.6453451167) | line | [10 empty] | 6 |  |  |  | 1327 | 1328 | 1 | FALSE | FALSE | 2 | FALSE | TRUE |  | 1328 |  |  | 725308.7854 | 1167515.6453 | 1327 | 725178.8928 | 1167442.4433 | 1328 | 725308.7854 | 1167515.6453
VN | 613559072 | LINEVN1236a | 110 | 0.17967 | [5 empty] | 50 | 6 cables - 2 systems | LINESTRING (725170.1232566689 1167459.1584302678, 725308.7853954379 1167515.6453451167) | line | [10 empty] | 6 |  |  |  | 1329 | 1328 | 1 | FALSE | FALSE | 2 | FALSE | TRUE |  | 1328 |  |  | 725308.7854 | 1167515.6453 | 1329 | 725170.1233 | 1167459.1584 | 1328 | 725308.7854 | 1167515.6453
VN | 613559072 | LINEVN1236b | 110 | 0.17967 | [5 empty] | 50 | 6 cables - 2 systems | LINESTRING (725170.1232566689 1167459.1584302678, 725308.7853954379 1167515.6453451167) | line | [10 empty] | 6 |  |  |  | 1329 | 1328 | 1 | FALSE | FALSE | 2 | FALSE | TRUE |  | 1328 |  |  | 725308.7854 | 1167515.6453 | 1329 | 725170.1233 | 1167459.1584 | 1328 | 725308.7854 | 1167515.6453
VN | 613559073 | LINEVN1237a | 110 | 0.13188 | [5 empty] | 50 | 6 cables - 2 systems | LINESTRING (725161.2043289708 1167475.2862314577, 725254.9428377507 1167532.6500813568) | line | [10 empty] | 6 |  |  |  | 1330 | 1331 | 1 | FALSE | FALSE | 2 | FALSE | TRUE |  | 1331 |  |  | 725254.9428 | 1167532.6501 | 1330 | 725161.2043 | 1167475.2862 | 1331 | 725254.9428 | 1167532.6501
VN | 613559073 | LINEVN1237b | 110 | 0.13188 | [5 empty] | 50 | 6 cables - 2 systems | LINESTRING (725161.2043289708 1167475.2862314577, 725254.9428377507 1167532.6500813568) | line | [10 empty] | 6 |  |  |  | 1330 | 1331 | 1 | FALSE | FALSE | 2 | FALSE | TRUE |  | 1331 |  |  | 725254.9428 | 1167532.6501 | 1330 | 725161.2043 | 1167475.2862 | 1331 | 725254.9428 | 1167532.6501
VN | 613559074 | LINEVN1238a | 110 | 0.13212 | [5 empty] | 50 | 6 cables - 2 systems | LINESTRING (725151.8301971677 1167494.0442478936, 725254.9428377507 1167532.6500813568) | line | [10 empty] | 6 |  |  |  | 1332 | 1331 | 1 | FALSE | FALSE | 2 | FALSE | TRUE |  | 1331 |  |  | 725254.9428 | 1167532.6501 | 1332 | 725151.8302 | 1167494.0442 | 1331 | 725254.9428 | 1167532.6501
VN | 613559074 | LINEVN1238b | 110 | 0.13212 | [5 empty] | 50 | 6 cables - 2 systems | LINESTRING (725151.8301971677 1167494.0442478936, 725254.9428377507 1167532.6500813568) | line | [10 empty] | 6 |  |  |  | 1332 | 1331 | 1 | FALSE | FALSE | 2 | FALSE | TRUE |  | 1331 |  |  | 725254.9428 | 1167532.6501 | 1332 | 725151.8302 | 1167494.0442 | 1331 | 725254.9428 | 1167532.6501
VN | 613559076 | LINEVN1239a | 110 | 2.6411 | [5 empty] | 50 | 6 cables - 2 systems | LINESTRING (723044.1104340015 1166482.7952215797, 722923.1077174509 1166531.163556218, 722711.9133054564 1166676.2400798448, 722434.1874138035 1166870.9264555788, 722089.946886997 1167113.0112285216, 722037.7016672591 1167177.7268368695, 722175.100172102 1167361.9775800472, 722317.0407611957 1167569.7359310968, 722219.5510320165 1167819.6958657522, 722131.7578918461 1168023.0409895957) | line | [10 empty] | 6 |  |  |  | 1333 | 1334 | 1 | FALSE | FALSE | 2 | TRUE | FALSE | 1333 |  | 723044.1104 | 1166482.7952 |  |  | 1333 | 723044.1104 | 1166482.7952 | 1334 | 722131.7579 | 1168023.041
VN | 613559076 | LINEVN1239b | 110 | 2.6411 | [5 empty] | 50 | 6 cables - 2 systems | LINESTRING (723044.1104340015 1166482.7952215797, 722923.1077174509 1166531.163556218, 722711.9133054564 1166676.2400798448, 722434.1874138035 1166870.9264555788, 722089.946886997 1167113.0112285216, 722037.7016672591 1167177.7268368695, 722175.100172102 1167361.9775800472, 722317.0407611957 1167569.7359310968, 722219.5510320165 1167819.6958657522, 722131.7578918461 1168023.0409895957) | line | [10 empty] | 6 |  |  |  | 1333 | 1334 | 1 | FALSE | FALSE | 2 | TRUE | FALSE | 1333 |  | 723044.1104 | 1166482.7952 |  |  | 1333 | 723044.1104 | 1166482.7952 | 1334 | 722131.7579 | 1168023.041
VN | 613559078 | LINEVN1240a | 110 | 4.7948 | [5 empty] | 50 | 6 cables - 2 systems | LINESTRING (721358.1940955297 1162999.705881109, 721433.8730258824 1163194.8031807335, 721503.3249950521 1163399.486041006, 721600.784285126 1163770.072540554, 721784.546405926 1163917.1339167652, 721972.1108316975 1164066.8543466644, 722094.0546930336 1164235.9885077334, 722217.4544519015 1164408.3412571924, 722339.6894498025 1164577.766339592, 722459.8607777682 1164749.5131679266, 722584.7221201912 1164920.417078744, 722705.4255809753 1165099.172075571, 722731.0969619225 1165261.2566626335, 722763.1441592182 1165459.7161016874, 722794.9032900184 1165655.2419013549, 722825.6351627577 1165852.0777296193, 722858.3832503603 1166053.5956984276, 722889.1063186604 1166251.6044729473, 723044.1104340015 1166482.7952215797) | line | [10 empty] | 6 |  |  |  | 1335 | 1333 | 1 | FALSE | FALSE | 2 | FALSE | TRUE |  | 1333 |  |  | 723044.1104 | 1166482.7952 | 1335 | 721358.1941 | 1162999.7059 | 1333 | 723044.1104 | 1166482.7952
VN | 613559078 | LINEVN1240b | 110 | 4.7948 | [5 empty] | 50 | 6 cables - 2 systems | LINESTRING (721358.1940955297 1162999.705881109, 721433.8730258824 1163194.8031807335, 721503.3249950521 1163399.486041006, 721600.784285126 1163770.072540554, 721784.546405926 1163917.1339167652, 721972.1108316975 1164066.8543466644, 722094.0546930336 1164235.9885077334, 722217.4544519015 1164408.3412571924, 722339.6894498025 1164577.766339592, 722459.8607777682 1164749.5131679266, 722584.7221201912 1164920.417078744, 722705.4255809753 1165099.172075571, 722731.0969619225 1165261.2566626335, 722763.1441592182 1165459.7161016874, 722794.9032900184 1165655.2419013549, 722825.6351627577 1165852.0777296193, 722858.3832503603 1166053.5956984276, 722889.1063186604 1166251.6044729473, 723044.1104340015 1166482.7952215797) | line | [10 empty] | 6 |  |  |  | 1335 | 1333 | 1 | FALSE | FALSE | 2 | FALSE | TRUE |  | 1333 |  |  | 723044.1104 | 1166482.7952 | 1335 | 721358.1941 | 1162999.7059 | 1333 | 723044.1104 | 1166482.7952
VN | 613559080 | LINEVN1241a | 110 | 0.94 | [5 empty] | 50 | 12 cables - 4 systems | LINESTRING (723473.9796804797 1167137.6317268703, 723363.1870475656 1166972.0800756898, 723209.249035287 1166735.9373405487, 723044.1104340015 1166482.7952215797) | line | [10 empty] | 12 |  |  |  | 1336 | 1333 | 1 | FALSE | FALSE | 4 | TRUE | TRUE | 1336 | 1333 | 723473.9797 | 1167137.6317 | 723044.1104 | 1166482.7952 | 1336 | 723473.9797 | 1167137.6317 | 1333 | 723044.1104 | 1166482.7952
VN | 613559080 | LINEVN1241b | 110 | 0.94 | [5 empty] | 50 | 12 cables - 4 systems | LINESTRING (723473.9796804797 1167137.6317268703, 723363.1870475656 1166972.0800756898, 723209.249035287 1166735.9373405487, 723044.1104340015 1166482.7952215797) | line | [10 empty] | 12 |  |  |  | 1336 | 1333 | 1 | FALSE | FALSE | 4 | TRUE | TRUE | 1336 | 1333 | 723473.9797 | 1167137.6317 | 723044.1104 | 1166482.7952 | 1336 | 723473.9797 | 1167137.6317 | 1333 | 723044.1104 | 1166482.7952
VN | 613559080 | LINEVN1241c | 110 | 0.94 | [5 empty] | 50 | 12 cables - 4 systems | LINESTRING (723473.9796804797 1167137.6317268703, 723363.1870475656 1166972.0800756898, 723209.249035287 1166735.9373405487, 723044.1104340015 1166482.7952215797) | line | [10 empty] | 12 |  |  |  | 1336 | 1333 | 1 | FALSE | FALSE | 4 | TRUE | TRUE | 1336 | 1333 | 723473.9797 | 1167137.6317 | 723044.1104 | 1166482.7952 | 1336 | 723473.9797 | 1167137.6317 | 1333 | 723044.1104 | 1166482.7952
VN | 613559080 | LINEVN1241d | 110 | 0.94 | [5 empty] | 50 | 12 cables - 4 systems | LINESTRING (723473.9796804797 1167137.6317268703, 723363.1870475656 1166972.0800756898, 723209.249035287 1166735.9373405487, 723044.1104340015 1166482.7952215797) | line | [10 empty] | 12 |  |  |  | 1336 | 1333 | 1 | FALSE | FALSE | 4 | TRUE | TRUE | 1336 | 1333 | 723473.9797 | 1167137.6317 | 723044.1104 | 1166482.7952 | 1336 | 723473.9797 | 1167137.6317 | 1333 | 723044.1104 | 1166482.7952
VN | 613559081 | LINEVN1242a | 110 | 3.0048 | [5 empty] | 50 | 12 cables - 4 systems | LINESTRING (725254.9428377507 1167532.6500813568, 725093.8321432805 1167853.0846484185, 724962.6528782113 1168108.7933896347, 724935.7710773472 1168156.313012349, 724651.2081288021 1167982.763989139, 724457.2930624768 1167866.6920045787, 724250.9680223349 1167739.7527644297, 724037.3182083042 1167609.4036985128, 723837.2638617582 1167489.0694893328, 723626.0747513943 1167363.6963063013, 723473.9796804797 1167137.6317268703) | line | [10 empty] | 12 |  |  |  | 1331 | 1336 | 1 | FALSE | FALSE | 4 | TRUE | TRUE | 1331 | 1336 | 725254.9428 | 1167532.6501 | 723473.9797 | 1167137.6317 | 1331 | 725254.9428 | 1167532.6501 | 1336 | 723473.9797 | 1167137.6317
VN | 613559081 | LINEVN1242b | 110 | 3.0048 | [5 empty] | 50 | 12 cables - 4 systems | LINESTRING (725254.9428377507 1167532.6500813568, 725093.8321432805 1167853.0846484185, 724962.6528782113 1168108.7933896347, 724935.7710773472 1168156.313012349, 724651.2081288021 1167982.763989139, 724457.2930624768 1167866.6920045787, 724250.9680223349 1167739.7527644297, 724037.3182083042 1167609.4036985128, 723837.2638617582 1167489.0694893328, 723626.0747513943 1167363.6963063013, 723473.9796804797 1167137.6317268703) | line | [10 empty] | 12 |  |  |  | 1331 | 1336 | 1 | FALSE | FALSE | 4 | TRUE | TRUE | 1331 | 1336 | 725254.9428 | 1167532.6501 | 723473.9797 | 1167137.6317 | 1331 | 725254.9428 | 1167532.6501 | 1336 | 723473.9797 | 1167137.6317
VN | 613559081 | LINEVN1242c | 110 | 3.0048 | [5 empty] | 50 | 12 cables - 4 systems | LINESTRING (725254.9428377507 1167532.6500813568, 725093.8321432805 1167853.0846484185, 724962.6528782113 1168108.7933896347, 724935.7710773472 1168156.313012349, 724651.2081288021 1167982.763989139, 724457.2930624768 1167866.6920045787, 724250.9680223349 1167739.7527644297, 724037.3182083042 1167609.4036985128, 723837.2638617582 1167489.0694893328, 723626.0747513943 1167363.6963063013, 723473.9796804797 1167137.6317268703) | line | [10 empty] | 12 |  |  |  | 1331 | 1336 | 1 | FALSE | FALSE | 4 | TRUE | TRUE | 1331 | 1336 | 725254.9428 | 1167532.6501 | 723473.9797 | 1167137.6317 | 1331 | 725254.9428 | 1167532.6501 | 1336 | 723473.9797 | 1167137.6317
VN | 613559081 | LINEVN1242d | 110 | 3.0048 | [5 empty] | 50 | 12 cables - 4 systems | LINESTRING (725254.9428377507 1167532.6500813568, 725093.8321432805 1167853.0846484185, 724962.6528782113 1168108.7933896347, 724935.7710773472 1168156.313012349, 724651.2081288021 1167982.763989139, 724457.2930624768 1167866.6920045787, 724250.9680223349 1167739.7527644297, 724037.3182083042 1167609.4036985128, 723837.2638617582 1167489.0694893328, 723626.0747513943 1167363.6963063013, 723473.9796804797 1167137.6317268703) | line | [10 empty] | 12 |  |  |  | 1331 | 1336 | 1 | FALSE | FALSE | 4 | TRUE | TRUE | 1331 | 1336 | 725254.9428 | 1167532.6501 | 723473.9797 | 1167137.6317 | 1331 | 725254.9428 | 1167532.6501 | 1336 | 723473.9797 | 1167137.6317
VN | 613559083 | LINEVN1243a | 110 | 1.3334 | [5 empty] | 50 | 12 cables - 4 systems | LINESTRING (724028.4448997818 1170014.891114638, 724119.2044403602 1169809.6880198177, 724209.0984073887 1169601.4035411412, 724331.4163512994 1169373.3617693535, 724458.5027720844 1169134.5420697755, 724520.1901647646 1169019.4294646222) | line | [10 empty] | 12 |  |  |  | 1337 | 1338 | 1 | FALSE | FALSE | 4 | TRUE | TRUE | 1337 | 1338 | 724028.4449 | 1170014.8911 | 724520.1902 | 1169019.4295 | 1337 | 724028.4449 | 1170014.8911 | 1338 | 724520.1902 | 1169019.4295
VN | 613559083 | LINEVN1243b | 110 | 1.3334 | [5 empty] | 50 | 12 cables - 4 systems | LINESTRING (724028.4448997818 1170014.891114638, 724119.2044403602 1169809.6880198177, 724209.0984073887 1169601.4035411412, 724331.4163512994 1169373.3617693535, 724458.5027720844 1169134.5420697755, 724520.1901647646 1169019.4294646222) | line | [10 empty] | 12 |  |  |  | 1337 | 1338 | 1 | FALSE | FALSE | 4 | TRUE | TRUE | 1337 | 1338 | 724028.4449 | 1170014.8911 | 724520.1902 | 1169019.4295 | 1337 | 724028.4449 | 1170014.8911 | 1338 | 724520.1902 | 1169019.4295
VN | 613559083 | LINEVN1243c | 110 | 1.3334 | [5 empty] | 50 | 12 cables - 4 systems | LINESTRING (724028.4448997818 1170014.891114638, 724119.2044403602 1169809.6880198177, 724209.0984073887 1169601.4035411412, 724331.4163512994 1169373.3617693535, 724458.5027720844 1169134.5420697755, 724520.1901647646 1169019.4294646222) | line | [10 empty] | 12 |  |  |  | 1337 | 1338 | 1 | FALSE | FALSE | 4 | TRUE | TRUE | 1337 | 1338 | 724028.4449 | 1170014.8911 | 724520.1902 | 1169019.4295 | 1337 | 724028.4449 | 1170014.8911 | 1338 | 724520.1902 | 1169019.4295
VN | 613559083 | LINEVN1243d | 110 | 1.3334 | [5 empty] | 50 | 12 cables - 4 systems | LINESTRING (724028.4448997818 1170014.891114638, 724119.2044403602 1169809.6880198177, 724209.0984073887 1169601.4035411412, 724331.4163512994 1169373.3617693535, 724458.5027720844 1169134.5420697755, 724520.1901647646 1169019.4294646222) | line | [10 empty] | 12 |  |  |  | 1337 | 1338 | 1 | FALSE | FALSE | 4 | TRUE | TRUE | 1337 | 1338 | 724028.4449 | 1170014.8911 | 724520.1902 | 1169019.4295 | 1337 | 724028.4449 | 1170014.8911 | 1338 | 724520.1902 | 1169019.4295
VN | 613559084 | LINEVN1244a | 110 | 1.9308 | [5 empty] | 50 | 6 cables - 2 systems | LINESTRING (724520.1901647646 1169019.4294646222, 724449.6606730651 1168984.103804281, 724278.4440204743 1168899.834587276, 724099.7793025449 1168809.3992435157, 723945.0010211936 1168725.5385619043, 723852.5625135312 1168628.8103754644, 723600.8562150411 1168504.9297051583, 723349.6186870871 1168376.08666721, 723444.7656444565 1168194.3879872868, 723390.1891914619 1168166.604206474) | line | [10 empty] | 6 |  |  |  | 1338 | 1339 | 1 | FALSE | FALSE | 2 | TRUE | FALSE | 1338 |  | 724520.1902 | 1169019.4295 |  |  | 1338 | 724520.1902 | 1169019.4295 | 1339 | 723390.1892 | 1168166.6042
VN | 613559084 | LINEVN1244b | 110 | 1.9308 | [5 empty] | 50 | 6 cables - 2 systems | LINESTRING (724520.1901647646 1169019.4294646222, 724449.6606730651 1168984.103804281, 724278.4440204743 1168899.834587276, 724099.7793025449 1168809.3992435157, 723945.0010211936 1168725.5385619043, 723852.5625135312 1168628.8103754644, 723600.8562150411 1168504.9297051583, 723349.6186870871 1168376.08666721, 723444.7656444565 1168194.3879872868, 723390.1891914619 1168166.604206474) | line | [10 empty] | 6 |  |  |  | 1338 | 1339 | 1 | FALSE | FALSE | 2 | TRUE | FALSE | 1338 |  | 724520.1902 | 1169019.4295 |  |  | 1338 | 724520.1902 | 1169019.4295 | 1339 | 723390.1892 | 1168166.6042
VN | 613559085 | LINEVN1245a | 110 | 2.0378 | [5 empty] | 50 | 12 cables - 4 systems | LINESTRING (724520.1901647646 1169019.4294646222, 724604.2835035766 1168868.1414392542, 724721.8830929492 1168644.1406359796, 724853.2554877314 1168401.8534229368, 724970.5700080406 1168176.6782527321, 724996.002689434 1168128.1201721372, 725176.7047359329 1167774.8551085163, 725308.7853954379 1167515.6453451167) | line | [10 empty] | 12 |  |  |  | 1338 | 1328 | 1 | FALSE | FALSE | 4 | TRUE | TRUE | 1338 | 1328 | 724520.1902 | 1169019.4295 | 725308.7854 | 1167515.6453 | 1338 | 724520.1902 | 1169019.4295 | 1328 | 725308.7854 | 1167515.6453
VN | 613559085 | LINEVN1245b | 110 | 2.0378 | [5 empty] | 50 | 12 cables - 4 systems | LINESTRING (724520.1901647646 1169019.4294646222, 724604.2835035766 1168868.1414392542, 724721.8830929492 1168644.1406359796, 724853.2554877314 1168401.8534229368, 724970.5700080406 1168176.6782527321, 724996.002689434 1168128.1201721372, 725176.7047359329 1167774.8551085163, 725308.7853954379 1167515.6453451167) | line | [10 empty] | 12 |  |  |  | 1338 | 1328 | 1 | FALSE | FALSE | 4 | TRUE | TRUE | 1338 | 1328 | 724520.1902 | 1169019.4295 | 725308.7854 | 1167515.6453 | 1338 | 724520.1902 | 1169019.4295 | 1328 | 725308.7854 | 1167515.6453
VN | 613559085 | LINEVN1245c | 110 | 2.0378 | [5 empty] | 50 | 12 cables - 4 systems | LINESTRING (724520.1901647646 1169019.4294646222, 724604.2835035766 1168868.1414392542, 724721.8830929492 1168644.1406359796, 724853.2554877314 1168401.8534229368, 724970.5700080406 1168176.6782527321, 724996.002689434 1168128.1201721372, 725176.7047359329 1167774.8551085163, 725308.7853954379 1167515.6453451167) | line | [10 empty] | 12 |  |  |  | 1338 | 1328 | 1 | FALSE | FALSE | 4 | TRUE | TRUE | 1338 | 1328 | 724520.1902 | 1169019.4295 | 725308.7854 | 1167515.6453 | 1338 | 724520.1902 | 1169019.4295 | 1328 | 725308.7854 | 1167515.6453
VN | 613559085 | LINEVN1245d | 110 | 2.0378 | [5 empty] | 50 | 12 cables - 4 systems | LINESTRING (724520.1901647646 1169019.4294646222, 724604.2835035766 1168868.1414392542, 724721.8830929492 1168644.1406359796, 724853.2554877314 1168401.8534229368, 724970.5700080406 1168176.6782527321, 724996.002689434 1168128.1201721372, 725176.7047359329 1167774.8551085163, 725308.7853954379 1167515.6453451167) | line | [10 empty] | 12 |  |  |  | 1338 | 1328 | 1 | FALSE | FALSE | 4 | TRUE | TRUE | 1338 | 1328 | 724520.1902 | 1169019.4295 | 725308.7854 | 1167515.6453 | 1338 | 724520.1902 | 1169019.4295 | 1328 | 725308.7854 | 1167515.6453
VN | 613559087 | LINEVN1246a | 110 | 0.11567 | [5 empty] | 50 | 6 cables - 2 systems | LINESTRING (723298.0193473531 1169957.8953404904, 723248.4487271534 1170040.5607346096) | line | [10 empty] | 6 |  |  |  | 1340 | 1341 | 1 | FALSE | FALSE | 2 | FALSE | FALSE | [6 empty] | 1340 | 723298.0193 | 1169957.8953 | 1341 | 723248.4487 | 1170040.5607
VN | 613559087 | LINEVN1246b | 110 | 0.11567 | [5 empty] | 50 | 6 cables - 2 systems | LINESTRING (723298.0193473531 1169957.8953404904, 723248.4487271534 1170040.5607346096) | line | [10 empty] | 6 |  |  |  | 1340 | 1341 | 1 | FALSE | FALSE | 2 | FALSE | FALSE | [6 empty] | 1340 | 723298.0193 | 1169957.8953 | 1341 | 723248.4487 | 1170040.5607
VN | 613559088 | LINEVN1247a | 110 | 2.0426 | [5 empty] | 50 | 6 cables - 2 systems | LINESTRING (724028.4448997818 1170014.891114638, 723774.7156254365 1170022.708644406, 723529.5077348175 1170029.8536188223, 723248.4487271534 1170040.5607346096, 722999.7505483518 1170042.5751635095, 722752.7831223842 1170047.8222466155, 722489.0515445488 1170058.9362577992, 722326.989421321 1170057.0063202495) | line | [10 empty] | 6 |  |  |  | 1337 | 1342 | 1 | FALSE | FALSE | 2 | TRUE | FALSE | 1337 |  | 724028.4449 | 1170014.8911 |  |  | 1337 | 724028.4449 | 1170014.8911 | 1342 | 722326.9894 | 1170057.0063
VN | 613559088 | LINEVN1247b | 110 | 2.0426 | [5 empty] | 50 | 6 cables - 2 systems | LINESTRING (724028.4448997818 1170014.891114638, 723774.7156254365 1170022.708644406, 723529.5077348175 1170029.8536188223, 723248.4487271534 1170040.5607346096, 722999.7505483518 1170042.5751635095, 722752.7831223842 1170047.8222466155, 722489.0515445488 1170058.9362577992, 722326.989421321 1170057.0063202495) | line | [10 empty] | 6 |  |  |  | 1337 | 1342 | 1 | FALSE | FALSE | 2 | TRUE | FALSE | 1337 |  | 724028.4449 | 1170014.8911 |  |  | 1337 | 724028.4449 | 1170014.8911 | 1342 | 722326.9894 | 1170057.0063
VN | 613559089 | LINEVN1248a | 110 | 0.057106 | [5 empty] | 50 | 6 cables - 2 systems | LINESTRING (724029.9793926033 1171837.9154855052, 723983.5377052135 1171827.5310723183) | line | [10 empty] | 6 |  |  |  | 1343 | 1344 | 1 | FALSE | FALSE | 2 | FALSE | FALSE | [6 empty] | 1343 | 724029.9794 | 1171837.9155 | 1344 | 723983.5377 | 1171827.5311
VN | 613559089 | LINEVN1248b | 110 | 0.057106 | [5 empty] | 50 | 6 cables - 2 systems | LINESTRING (724029.9793926033 1171837.9154855052, 723983.5377052135 1171827.5310723183) | line | [10 empty] | 6 |  |  |  | 1343 | 1344 | 1 | FALSE | FALSE | 2 | FALSE | FALSE | [6 empty] | 1343 | 724029.9794 | 1171837.9155 | 1344 | 723983.5377 | 1171827.5311
VN | 613559090 | LINEVN1249a | 110 | 3.545 | [5 empty] | 50 | 12 cables - 4 systems | LINESTRING (724024.4581164116 1172968.7726022417, 724026.8614801434 1172758.1875994776, 724028.9132618393 1172559.4165196188, 724030.4960334315 1172295.442993565, 724030.4824109528 1172007.8376538204, 724029.9793926033 1171837.9154855052, 724022.8647311793 1171714.6283281916, 724023.0737678444 1171437.9556623313, 724025.699545898 1171149.9142051816, 724024.458754373 1170868.8508196005, 724027.9133883434 1170587.807251554, 724028.7107572169 1170287.9377234767, 724028.4448997818 1170014.891114638) | line | [10 empty] | 12 |  |  |  | 1345 | 1337 | 1 | FALSE | FALSE | 4 | TRUE | TRUE | 1345 | 1337 | 724024.4581 | 1172968.7726 | 724028.4449 | 1170014.8911 | 1345 | 724024.4581 | 1172968.7726 | 1337 | 724028.4449 | 1170014.8911
VN | 613559090 | LINEVN1249b | 110 | 3.545 | [5 empty] | 50 | 12 cables - 4 systems | LINESTRING (724024.4581164116 1172968.7726022417, 724026.8614801434 1172758.1875994776, 724028.9132618393 1172559.4165196188, 724030.4960334315 1172295.442993565, 724030.4824109528 1172007.8376538204, 724029.9793926033 1171837.9154855052, 724022.8647311793 1171714.6283281916, 724023.0737678444 1171437.9556623313, 724025.699545898 1171149.9142051816, 724024.458754373 1170868.8508196005, 724027.9133883434 1170587.807251554, 724028.7107572169 1170287.9377234767, 724028.4448997818 1170014.891114638) | line | [10 empty] | 12 |  |  |  | 1345 | 1337 | 1 | FALSE | FALSE | 4 | TRUE | TRUE | 1345 | 1337 | 724024.4581 | 1172968.7726 | 724028.4449 | 1170014.8911 | 1345 | 724024.4581 | 1172968.7726 | 1337 | 724028.4449 | 1170014.8911
VN | 613559090 | LINEVN1249c | 110 | 3.545 | [5 empty] | 50 | 12 cables - 4 systems | LINESTRING (724024.4581164116 1172968.7726022417, 724026.8614801434 1172758.1875994776, 724028.9132618393 1172559.4165196188, 724030.4960334315 1172295.442993565, 724030.4824109528 1172007.8376538204, 724029.9793926033 1171837.9154855052, 724022.8647311793 1171714.6283281916, 724023.0737678444 1171437.9556623313, 724025.699545898 1171149.9142051816, 724024.458754373 1170868.8508196005, 724027.9133883434 1170587.807251554, 724028.7107572169 1170287.9377234767, 724028.4448997818 1170014.891114638) | line | [10 empty] | 12 |  |  |  | 1345 | 1337 | 1 | FALSE | FALSE | 4 | TRUE | TRUE | 1345 | 1337 | 724024.4581 | 1172968.7726 | 724028.4449 | 1170014.8911 | 1345 | 724024.4581 | 1172968.7726 | 1337 | 724028.4449 | 1170014.8911
VN | 613559090 | LINEVN1249d | 110 | 3.545 | [5 empty] | 50 | 12 cables - 4 systems | LINESTRING (724024.4581164116 1172968.7726022417, 724026.8614801434 1172758.1875994776, 724028.9132618393 1172559.4165196188, 724030.4960334315 1172295.442993565, 724030.4824109528 1172007.8376538204, 724029.9793926033 1171837.9154855052, 724022.8647311793 1171714.6283281916, 724023.0737678444 1171437.9556623313, 724025.699545898 1171149.9142051816, 724024.458754373 1170868.8508196005, 724027.9133883434 1170587.807251554, 724028.7107572169 1170287.9377234767, 724028.4448997818 1170014.891114638) | line | [10 empty] | 12 |  |  |  | 1345 | 1337 | 1 | FALSE | FALSE | 4 | TRUE | TRUE | 1345 | 1337 | 724024.4581 | 1172968.7726 | 724028.4449 | 1170014.8911 | 1345 | 724024.4581 | 1172968.7726 | 1337 | 724028.4449 | 1170014.8911
VN | 613559094 | LINEVN1250 | 110 | 0.88293 | [5 empty] | 50 |  | LINESTRING (723288.6790821248 1172968.453595788, 723581.4316380048 1172968.5823332327, 723835.097691647 1172968.6889522, 723958.3898860079 1172968.7473387131, 724024.4581164116 1172968.7726022417) | line | [10 empty] | 3 |  |  |  | 1346 | 1345 | 1 | FALSE | FALSE | 1 | TRUE | TRUE | 1346 | 1345 | 723288.6791 | 1172968.4536 | 724024.4581 | 1172968.7726 | 1346 | 723288.6791 | 1172968.4536 | 1345 | 724024.4581 | 1172968.7726
VN | 613559095 | LINEVN1251a | 110 | 0.13737 | [5 empty] | 50 | 12 cables - 4 systems | LINESTRING (723262.6307463978 1173079.9278465952, 723288.6790821248 1172968.453595788) | line | [10 empty] | 12 |  |  |  | 1347 | 1346 | 1 | FALSE | FALSE | 4 | TRUE | TRUE | 1347 | 1346 | 723262.6307 | 1173079.9278 | 723288.6791 | 1172968.4536 | 1347 | 723262.6307 | 1173079.9278 | 1346 | 723288.6791 | 1172968.4536
VN | 613559095 | LINEVN1251b | 110 | 0.13737 | [5 empty] | 50 | 12 cables - 4 systems | LINESTRING (723262.6307463978 1173079.9278465952, 723288.6790821248 1172968.453595788) | line | [10 empty] | 12 |  |  |  | 1347 | 1346 | 1 | FALSE | FALSE | 4 | TRUE | TRUE | 1347 | 1346 | 723262.6307 | 1173079.9278 | 723288.6791 | 1172968.4536 | 1347 | 723262.6307 | 1173079.9278 | 1346 | 723288.6791 | 1172968.4536
VN | 613559095 | LINEVN1251c | 110 | 0.13737 | [5 empty] | 50 | 12 cables - 4 systems | LINESTRING (723262.6307463978 1173079.9278465952, 723288.6790821248 1172968.453595788) | line | [10 empty] | 12 |  |  |  | 1347 | 1346 | 1 | FALSE | FALSE | 4 | TRUE | TRUE | 1347 | 1346 | 723262.6307 | 1173079.9278 | 723288.6791 | 1172968.4536 | 1347 | 723262.6307 | 1173079.9278 | 1346 | 723288.6791 | 1172968.4536
VN | 613559095 | LINEVN1251d | 110 | 0.13737 | [5 empty] | 50 | 12 cables - 4 systems | LINESTRING (723262.6307463978 1173079.9278465952, 723288.6790821248 1172968.453595788) | line | [10 empty] | 12 |  |  |  | 1347 | 1346 | 1 | FALSE | FALSE | 4 | TRUE | TRUE | 1347 | 1346 | 723262.6307 | 1173079.9278 | 723288.6791 | 1172968.4536 | 1347 | 723262.6307 | 1173079.9278 | 1346 | 723288.6791 | 1172968.4536
VN | 613559096 | LINEVN1252a | 110 | 0.099848 | [5 empty] | 50 | 12 cables - 4 systems | LINESTRING (723263.2562806054 1173163.1319203705, 723262.6307463978 1173079.9278465952) | line | [10 empty] | 12 |  |  |  | 1348 | 1347 | 1 | FALSE | FALSE | 4 | TRUE | TRUE | 1348 | 1347 | 723263.2563 | 1173163.1319 | 723262.6307 | 1173079.9278 | 1348 | 723263.2563 | 1173163.1319 | 1347 | 723262.6307 | 1173079.9278
VN | 613559096 | LINEVN1252b | 110 | 0.099848 | [5 empty] | 50 | 12 cables - 4 systems | LINESTRING (723263.2562806054 1173163.1319203705, 723262.6307463978 1173079.9278465952) | line | [10 empty] | 12 |  |  |  | 1348 | 1347 | 1 | FALSE | FALSE | 4 | TRUE | TRUE | 1348 | 1347 | 723263.2563 | 1173163.1319 | 723262.6307 | 1173079.9278 | 1348 | 723263.2563 | 1173163.1319 | 1347 | 723262.6307 | 1173079.9278
VN | 613559096 | LINEVN1252c | 110 | 0.099848 | [5 empty] | 50 | 12 cables - 4 systems | LINESTRING (723263.2562806054 1173163.1319203705, 723262.6307463978 1173079.9278465952) | line | [10 empty] | 12 |  |  |  | 1348 | 1347 | 1 | FALSE | FALSE | 4 | TRUE | TRUE | 1348 | 1347 | 723263.2563 | 1173163.1319 | 723262.6307 | 1173079.9278 | 1348 | 723263.2563 | 1173163.1319 | 1347 | 723262.6307 | 1173079.9278
VN | 613559096 | LINEVN1252d | 110 | 0.099848 | [5 empty] | 50 | 12 cables - 4 systems | LINESTRING (723263.2562806054 1173163.1319203705, 723262.6307463978 1173079.9278465952) | line | [10 empty] | 12 |  |  |  | 1348 | 1347 | 1 | FALSE | FALSE | 4 | TRUE | TRUE | 1348 | 1347 | 723263.2563 | 1173163.1319 | 723262.6307 | 1173079.9278 | 1348 | 723263.2563 | 1173163.1319 | 1347 | 723262.6307 | 1173079.9278
VN | 613559097 | LINEVN1253 | 110 | 0.063936 | [5 empty] | 50 |  | LINESTRING (723262.6307463978 1173079.9278465952, 723277.7580707791 1173089.8738562015, 723311.5376215187 1173099.6877457686) | line | [10 empty] | 3 | 1 |  |  | 1347 | 1349 | 1 | FALSE | FALSE | 1 | TRUE | FALSE | 1347 |  | 723262.6307 | 1173079.9278 |  |  | 1347 | 723262.6307 | 1173079.9278 | 1349 | 723311.5376 | 1173099.6877
VN | 613559099 | LINEVN1254a | 110 | 0.23852 | [5 empty] | 50 | 6 cables - 2 systems | LINESTRING (723066.1762292774 1173150.4332094234, 723136.4776144391 1173165.8079475837, 723263.2562806054 1173163.1319203705) | line | [10 empty] | 6 |  |  |  | 1350 | 1348 | 1 | FALSE | FALSE | 2 | FALSE | TRUE |  | 1348 |  |  | 723263.2563 | 1173163.1319 | 1350 | 723066.1762 | 1173150.4332 | 1348 | 723263.2563 | 1173163.1319
VN | 613559099 | LINEVN1254b | 110 | 0.23852 | [5 empty] | 50 | 6 cables - 2 systems | LINESTRING (723066.1762292774 1173150.4332094234, 723136.4776144391 1173165.8079475837, 723263.2562806054 1173163.1319203705) | line | [10 empty] | 6 |  |  |  | 1350 | 1348 | 1 | FALSE | FALSE | 2 | FALSE | TRUE |  | 1348 |  |  | 723263.2563 | 1173163.1319 | 1350 | 723066.1762 | 1173150.4332 | 1348 | 723263.2563 | 1173163.1319
VN | 613559100 | LINEVN1255a | 110 | 0.23888 | [5 empty] | 50 | 6 cables - 2 systems | LINESTRING (723066.2012227452 1173171.675895762, 723138.0713559546 1173181.4958245493, 723263.2562806054 1173163.1319203705) | line | [10 empty] | 6 |  |  |  | 1351 | 1348 | 1 | FALSE | FALSE | 2 | FALSE | TRUE |  | 1348 |  |  | 723263.2563 | 1173163.1319 | 1351 | 723066.2012 | 1173171.6759 | 1348 | 723263.2563 | 1173163.1319
VN | 613559100 | LINEVN1255b | 110 | 0.23888 | [5 empty] | 50 | 6 cables - 2 systems | LINESTRING (723066.2012227452 1173171.675895762, 723138.0713559546 1173181.4958245493, 723263.2562806054 1173163.1319203705) | line | [10 empty] | 6 |  |  |  | 1351 | 1348 | 1 | FALSE | FALSE | 2 | FALSE | TRUE |  | 1348 |  |  | 723263.2563 | 1173163.1319 | 1351 | 723066.2012 | 1173171.6759 | 1348 | 723263.2563 | 1173163.1319
VN | 613559500 | LINEVN1256a | 500 | 0.68407 | [5 empty] | 50 | 6 cables - 2 systems | LINESTRING (722497.9596911671 1173325.9922729905, 722458.7628725253 1173081.5917382916, 722459.738377002 1172887.052703384, 722587.7332951917 1172887.6014816) | line | [10 empty] | 6 | 2 |  |  | 1352 | 1353 | 1 | FALSE | FALSE | 2 | TRUE | TRUE | 1352 | 1353 | 722497.9597 | 1173325.9923 | 722587.7333 | 1172887.6015 | 1352 | 722497.9597 | 1173325.9923 | 1353 | 722587.7333 | 1172887.6015
VN | 613559500 | LINEVN1256b | 500 | 0.68407 | [5 empty] | 50 | 6 cables - 2 systems | LINESTRING (722497.9596911671 1173325.9922729905, 722458.7628725253 1173081.5917382916, 722459.738377002 1172887.052703384, 722587.7332951917 1172887.6014816) | line | [10 empty] | 6 | 2 |  |  | 1352 | 1353 | 1 | FALSE | FALSE | 2 | TRUE | TRUE | 1352 | 1353 | 722497.9597 | 1173325.9923 | 722587.7333 | 1172887.6015 | 1352 | 722497.9597 | 1173325.9923 | 1353 | 722587.7333 | 1172887.6015
VN | 613559501 | LINEVN1257a | 500 | 1.114 | [5 empty] | 50 | 6 cables - 2 systems | LINESTRING (722429.5469036165 1173328.1783288906, 722255.7252856434 1173061.014726069, 722254.8061463933 1172799.372902719, 722602.7331122112 1172793.1816423477) | line | [10 empty] | 6 | 2 |  |  | 1354 | 1355 | 1 | FALSE | FALSE | 2 | TRUE | TRUE | 1354 | 1355 | 722429.5469 | 1173328.1783 | 722602.7331 | 1172793.1816 | 1354 | 722429.5469 | 1173328.1783 | 1355 | 722602.7331 | 1172793.1816
VN | 613559501 | LINEVN1257b | 500 | 1.114 | [5 empty] | 50 | 6 cables - 2 systems | LINESTRING (722429.5469036165 1173328.1783288906, 722255.7252856434 1173061.014726069, 722254.8061463933 1172799.372902719, 722602.7331122112 1172793.1816423477) | line | [10 empty] | 6 | 2 |  |  | 1354 | 1355 | 1 | FALSE | FALSE | 2 | TRUE | TRUE | 1354 | 1355 | 722429.5469 | 1173328.1783 | 722602.7331 | 1172793.1816 | 1354 | 722429.5469 | 1173328.1783 | 1355 | 722602.7331 | 1172793.1816
VN | 613559503 | LINEVN1258a | 500 | 1.5846 | [5 empty] | 50 | 6 cables - 2 systems | LINESTRING (722365.7248458869 1173346.4259143267, 722206.4774062845 1173095.1236876885, 722209.7259402657 1172729.8306592281, 722212.945493903 1172367.1928110362, 722474.4465574855 1172230.5581557518) | line | [10 empty] | 6 | 2 |  |  | 1356 | 1357 | 1 | FALSE | FALSE | 2 | TRUE | FALSE | 1356 |  | 722365.7248 | 1173346.4259 |  |  | 1356 | 722365.7248 | 1173346.4259 | 1357 | 722474.4466 | 1172230.5582
VN | 613559503 | LINEVN1258b | 500 | 1.5846 | [5 empty] | 50 | 6 cables - 2 systems | LINESTRING (722365.7248458869 1173346.4259143267, 722206.4774062845 1173095.1236876885, 722209.7259402657 1172729.8306592281, 722212.945493903 1172367.1928110362, 722474.4465574855 1172230.5581557518) | line | [10 empty] | 6 | 2 |  |  | 1356 | 1357 | 1 | FALSE | FALSE | 2 | TRUE | FALSE | 1356 |  | 722365.7248 | 1173346.4259 |  |  | 1356 | 722365.7248 | 1173346.4259 | 1357 | 722474.4466 | 1172230.5582
VN | 636253155 | LINEVN1259a | 220 | 17.1258 | [5 empty] | 50 | 6 cables - 2 systems | LINESTRING (787243.0147081619 1561001.9344877151, 787521.488204805 1561019.4935156975, 787689.1791082108 1561261.0183219304, 787869.3141287556 1561503.5497455664, 788106.2448890895 1562256.1920152637, 788190.2693844088 1562512.6044767608, 788264.1249921999 1562746.1384776507, 788565.8726305342 1563632.8429471285, 788558.4630346635 1563952.1228104243, 788546.7221668384 1565134.407022498, 788798.0710249259 1565709.7523517366, 788968.459435422 1566115.4206982653, 789022.7894095506 1566382.1081996984, 789094.8247976492 1566671.4633327005, 789176.9615321435 1567038.957781915, 789239.0212532346 1567314.0834029594, 789299.2255540494 1567572.7687129213, 789424.3210949502 1568111.4966096303, 789478.8253703383 1568360.8950372434, 789596.3940143922 1568897.502054696, 789707.2743375095 1569385.6498571313, 789965.3302787088 1569621.9774505629, 790569.777566711 1570158.5611250978, 790926.8368826944 1570488.8818090803, 791013.771685665 1570575.9701499955, 791657.6444591328 1570869.0270401281, 792221.9785535496 1571125.0302392615, 792730.6959885395 1571341.904101174, 793148.0513582355 1571540.5203548921, 793316.4418249542 1571473.7442260163, 793618.3159655503 1571364.1136882745, 793916.3238089909 1571250.986605667, 794199.4159262169 1571144.4424609058) | line | [10 empty] | 6 |  |  |  | 1358 | 389 | 1 | FALSE | FALSE | 2 | TRUE | TRUE | 1358 | 389 | 787243.0147 | 1561001.9345 | 794199.4159 | 1571144.4425 | 1358 | 787243.0147 | 1561001.9345 | 389 | 794199.4159 | 1571144.4425
VN | 636253155 | LINEVN1259b | 220 | 17.1258 | [5 empty] | 50 | 6 cables - 2 systems | LINESTRING (787243.0147081619 1561001.9344877151, 787521.488204805 1561019.4935156975, 787689.1791082108 1561261.0183219304, 787869.3141287556 1561503.5497455664, 788106.2448890895 1562256.1920152637, 788190.2693844088 1562512.6044767608, 788264.1249921999 1562746.1384776507, 788565.8726305342 1563632.8429471285, 788558.4630346635 1563952.1228104243, 788546.7221668384 1565134.407022498, 788798.0710249259 1565709.7523517366, 788968.459435422 1566115.4206982653, 789022.7894095506 1566382.1081996984, 789094.8247976492 1566671.4633327005, 789176.9615321435 1567038.957781915, 789239.0212532346 1567314.0834029594, 789299.2255540494 1567572.7687129213, 789424.3210949502 1568111.4966096303, 789478.8253703383 1568360.8950372434, 789596.3940143922 1568897.502054696, 789707.2743375095 1569385.6498571313, 789965.3302787088 1569621.9774505629, 790569.777566711 1570158.5611250978, 790926.8368826944 1570488.8818090803, 791013.771685665 1570575.9701499955, 791657.6444591328 1570869.0270401281, 792221.9785535496 1571125.0302392615, 792730.6959885395 1571341.904101174, 793148.0513582355 1571540.5203548921, 793316.4418249542 1571473.7442260163, 793618.3159655503 1571364.1136882745, 793916.3238089909 1571250.986605667, 794199.4159262169 1571144.4424609058) | line | [10 empty] | 6 |  |  |  | 1358 | 389 | 1 | FALSE | FALSE | 2 | TRUE | TRUE | 1358 | 389 | 787243.0147 | 1561001.9345 | 794199.4159 | 1571144.4425 | 1358 | 787243.0147 | 1561001.9345 | 389 | 794199.4159 | 1571144.4425
VN | 636635871 | LINEVN1260 |  | 2.3314 | [6 empty] | multiple vlevels | LINESTRING (852032.0193979882 1617738.6316341595, 851855.2692050127 1617474.4321372134, 851686.1582380794 1617221.843801322, 851507.2172922802 1616948.123177922, 851311.5517104676 1616690.8482796764, 851315.4849177338 1616316.232483762, 851301.7903384436 1616020.4281006374) | line | [14 empty] | 1359 | 1360 | 0 | FALSE | FALSE | 1 | FALSE | FALSE | [6 empty] | 1359 | 852032.0194 | 1617738.6316 | 1360 | 851301.7903 | 1616020.4281
VN | 646808674 | LINEVN1261 |  | 1.7732 | [6 empty] | multiple vlevels | LINESTRING (803878.5493804454 1200229.162959756, 802963.7500683888 1200092.2091385901, 802444.4771410958 1199902.894258774) | line | [14 empty] | 1361 | 1362 | 0 | FALSE | FALSE | 1 | FALSE | FALSE | [6 empty] | 1361 | 803878.5494 | 1200229.163 | 1362 | 802444.4771 | 1199902.8943
VN | 654617254 | LINEVN1262a | 110 | 16.4792 | [5 empty] | 50 | 6 cables - 2 systems | LINESTRING (691057.2153530685 1179097.3517352212, 691062.5566832771 1179095.1031031779, 691271.0787154931 1179007.120595489, 691456.0984615473 1178928.8957603548, 691672.6549449812 1178833.051469047, 691877.3498111132 1178745.2828186236, 692104.0675484322 1178648.6687990883, 692280.526012383 1178573.9833898658, 692406.2669333161 1178518.9334702082, 692673.3230973573 1178454.6096920068, 692862.8909435474 1178409.10579076, 693036.887019718 1178367.7619930948, 693185.3208791397 1178334.437103055, 693470.2873580868 1178267.3229445934, 693700.9668955419 1178214.3367374614, 693885.4412261334 1178170.4129950604, 694077.1233085226 1178125.2482398807, 694305.6262617043 1178072.552039277, 694511.4450092291 1178023.9749489536, 694629.9753242584 1177996.7454902679, 694712.5510437383 1177976.8432061044, 694776.3720939362 1177924.4986095675, 694917.3131915698 1177904.865802922, 695071.5804851785 1177881.7592709134, 695174.4620576964 1177908.1595282736, 695234.7961288017 1177718.535842735, 695288.3548016055 1177550.2453190084, 695379.2119404572 1177384.747147593, 695466.9402488068 1177224.9502154537, 695597.7882264359 1177045.3461798646, 695727.5123861782 1176867.2957222569, 695852.682331386 1176695.502606602, 695934.1324044841 1176552.8828626047, 696016.0252629009 1176409.4914102976, 696113.1863217572 1176269.5179805502, 696232.5172582631 1176097.6033942846, 696336.7976393575 1175947.3614543374, 696444.8859363688 1175791.6437773572, 696553.3944405514 1175635.331358953, 696615.1695691826 1175546.339020138, 696660.921825164 1175480.418358074, 696725.3900329983 1175387.5588659851, 696814.9421344949 1175258.5494319072, 696938.3076748167 1175080.8297611289, 697029.3070087621 1174949.727191363, 697144.4667982773 1174839.9712698068, 697329.3807116647 1174766.1525419941, 697543.8680173093 1174680.5260451012, 697749.0108961565 1174598.6407389937, 697960.0783444934 1174514.3794096266, 698126.7766215815 1174447.8369498425, 698302.2949404485 1174377.7734932166, 698526.8906977766 1174288.1293000423, 698740.3540461392 1174202.9126541212, 698822.5840387293 1174133.9215758615, 698878.5745684298 1174049.3562582687, 698923.7312148517 1173878.651279734, 698939.1543493362 1173627.3047147328, 698955.4478380024 1173361.847652994, 698971.8504373601 1173094.5548811506, 698977.8091874418 1172938.2562446143, 698987.5820076186 1172681.7437466483, 699015.0305390027 1172391.384115197, 699052.0321997309 1172286.7179549942, 699191.2274446227 1172121.2861102193, 699271.970741881 1171852.6547143923, 699348.5293445301 1171597.9374640486, 699491.5776948871 1171326.4514299016, 699543.0961901025 1171180.3089351114, 699599.3445845377 1170990.9180455103, 699658.8953440685 1170828.2953676477, 699698.3036486917 1170694.4276575567, 699727.5771380528 1170476.4153214986, 699689.4839401329 1170404.2425330295) | line | [10 empty] | 6 | 2 |  |  | 1363 | 163 | 1 | FALSE | FALSE | 2 | FALSE | TRUE |  | 163 |  |  | 699689.4839 | 1170404.2425 | 1363 | 691057.2154 | 1179097.3517 | 163 | 699689.4839 | 1170404.2425
VN | 654617254 | LINEVN1262b | 110 | 16.4792 | [5 empty] | 50 | 6 cables - 2 systems | LINESTRING (691057.2153530685 1179097.3517352212, 691062.5566832771 1179095.1031031779, 691271.0787154931 1179007.120595489, 691456.0984615473 1178928.8957603548, 691672.6549449812 1178833.051469047, 691877.3498111132 1178745.2828186236, 692104.0675484322 1178648.6687990883, 692280.526012383 1178573.9833898658, 692406.2669333161 1178518.9334702082, 692673.3230973573 1178454.6096920068, 692862.8909435474 1178409.10579076, 693036.887019718 1178367.7619930948, 693185.3208791397 1178334.437103055, 693470.2873580868 1178267.3229445934, 693700.9668955419 1178214.3367374614, 693885.4412261334 1178170.4129950604, 694077.1233085226 1178125.2482398807, 694305.6262617043 1178072.552039277, 694511.4450092291 1178023.9749489536, 694629.9753242584 1177996.7454902679, 694712.5510437383 1177976.8432061044, 694776.3720939362 1177924.4986095675, 694917.3131915698 1177904.865802922, 695071.5804851785 1177881.7592709134, 695174.4620576964 1177908.1595282736, 695234.7961288017 1177718.535842735, 695288.3548016055 1177550.2453190084, 695379.2119404572 1177384.747147593, 695466.9402488068 1177224.9502154537, 695597.7882264359 1177045.3461798646, 695727.5123861782 1176867.2957222569, 695852.682331386 1176695.502606602, 695934.1324044841 1176552.8828626047, 696016.0252629009 1176409.4914102976, 696113.1863217572 1176269.5179805502, 696232.5172582631 1176097.6033942846, 696336.7976393575 1175947.3614543374, 696444.8859363688 1175791.6437773572, 696553.3944405514 1175635.331358953, 696615.1695691826 1175546.339020138, 696660.921825164 1175480.418358074, 696725.3900329983 1175387.5588659851, 696814.9421344949 1175258.5494319072, 696938.3076748167 1175080.8297611289, 697029.3070087621 1174949.727191363, 697144.4667982773 1174839.9712698068, 697329.3807116647 1174766.1525419941, 697543.8680173093 1174680.5260451012, 697749.0108961565 1174598.6407389937, 697960.0783444934 1174514.3794096266, 698126.7766215815 1174447.8369498425, 698302.2949404485 1174377.7734932166, 698526.8906977766 1174288.1293000423, 698740.3540461392 1174202.9126541212, 698822.5840387293 1174133.9215758615, 698878.5745684298 1174049.3562582687, 698923.7312148517 1173878.651279734, 698939.1543493362 1173627.3047147328, 698955.4478380024 1173361.847652994, 698971.8504373601 1173094.5548811506, 698977.8091874418 1172938.2562446143, 698987.5820076186 1172681.7437466483, 699015.0305390027 1172391.384115197, 699052.0321997309 1172286.7179549942, 699191.2274446227 1172121.2861102193, 699271.970741881 1171852.6547143923, 699348.5293445301 1171597.9374640486, 699491.5776948871 1171326.4514299016, 699543.0961901025 1171180.3089351114, 699599.3445845377 1170990.9180455103, 699658.8953440685 1170828.2953676477, 699698.3036486917 1170694.4276575567, 699727.5771380528 1170476.4153214986, 699689.4839401329 1170404.2425330295) | line | [10 empty] | 6 | 2 |  |  | 1363 | 163 | 1 | FALSE | FALSE | 2 | FALSE | TRUE |  | 163 |  |  | 699689.4839 | 1170404.2425 | 1363 | 691057.2154 | 1179097.3517 | 163 | 699689.4839 | 1170404.2425
VN | 708617219 | LINEVN1263a | 220 | 5.6064 | [5 empty] | 50 | 12 cables - 4 systems | LINESTRING (619217.0253768638 2319060.4642458134, 619010.8952016055 2319183.4759893715, 618747.7136575086 2319340.863107909, 618520.9263290277 2319476.352317502, 618264.4754297558 2319540.922017597, 617916.7929938782 2319629.245733899, 617857.2307474198 2319928.5171710057, 617813.826889565 2320151.3803226454, 617518.1347688388 2320303.972572885, 617252.3910312311 2320443.065922083, 617038.7325698965 2320709.7614531596, 616604.0315296886 2320806.232495493, 616290.2237526117 2320757.9420629707, 616064.1000052681 2320719.290946529, 615843.0334658033 2320791.7591924528, 615837.2553303946 2321060.0734223654, 615835.180579004 2321298.1720234677) | line | [10 empty] | 12 | 4 |  |  | 1261 | 1364 | 1 | FALSE | FALSE | 4 | TRUE | TRUE | 1261 | 1364 | 619217.0254 | 2319060.4642 | 615835.1806 | 2321298.172 | 1261 | 619217.0254 | 2319060.4642 | 1364 | 615835.1806 | 2321298.172
VN | 708617219 | LINEVN1263b | 220 | 5.6064 | [5 empty] | 50 | 12 cables - 4 systems | LINESTRING (619217.0253768638 2319060.4642458134, 619010.8952016055 2319183.4759893715, 618747.7136575086 2319340.863107909, 618520.9263290277 2319476.352317502, 618264.4754297558 2319540.922017597, 617916.7929938782 2319629.245733899, 617857.2307474198 2319928.5171710057, 617813.826889565 2320151.3803226454, 617518.1347688388 2320303.972572885, 617252.3910312311 2320443.065922083, 617038.7325698965 2320709.7614531596, 616604.0315296886 2320806.232495493, 616290.2237526117 2320757.9420629707, 616064.1000052681 2320719.290946529, 615843.0334658033 2320791.7591924528, 615837.2553303946 2321060.0734223654, 615835.180579004 2321298.1720234677) | line | [10 empty] | 12 | 4 |  |  | 1261 | 1364 | 1 | FALSE | FALSE | 4 | TRUE | TRUE | 1261 | 1364 | 619217.0254 | 2319060.4642 | 615835.1806 | 2321298.172 | 1261 | 619217.0254 | 2319060.4642 | 1364 | 615835.1806 | 2321298.172
VN | 708617219 | LINEVN1263c | 220 | 5.6064 | [5 empty] | 50 | 12 cables - 4 systems | LINESTRING (619217.0253768638 2319060.4642458134, 619010.8952016055 2319183.4759893715, 618747.7136575086 2319340.863107909, 618520.9263290277 2319476.352317502, 618264.4754297558 2319540.922017597, 617916.7929938782 2319629.245733899, 617857.2307474198 2319928.5171710057, 617813.826889565 2320151.3803226454, 617518.1347688388 2320303.972572885, 617252.3910312311 2320443.065922083, 617038.7325698965 2320709.7614531596, 616604.0315296886 2320806.232495493, 616290.2237526117 2320757.9420629707, 616064.1000052681 2320719.290946529, 615843.0334658033 2320791.7591924528, 615837.2553303946 2321060.0734223654, 615835.180579004 2321298.1720234677) | line | [10 empty] | 12 | 4 |  |  | 1261 | 1364 | 1 | FALSE | FALSE | 4 | TRUE | TRUE | 1261 | 1364 | 619217.0254 | 2319060.4642 | 615835.1806 | 2321298.172 | 1261 | 619217.0254 | 2319060.4642 | 1364 | 615835.1806 | 2321298.172
VN | 708617219 | LINEVN1263d | 220 | 5.6064 | [5 empty] | 50 | 12 cables - 4 systems | LINESTRING (619217.0253768638 2319060.4642458134, 619010.8952016055 2319183.4759893715, 618747.7136575086 2319340.863107909, 618520.9263290277 2319476.352317502, 618264.4754297558 2319540.922017597, 617916.7929938782 2319629.245733899, 617857.2307474198 2319928.5171710057, 617813.826889565 2320151.3803226454, 617518.1347688388 2320303.972572885, 617252.3910312311 2320443.065922083, 617038.7325698965 2320709.7614531596, 616604.0315296886 2320806.232495493, 616290.2237526117 2320757.9420629707, 616064.1000052681 2320719.290946529, 615843.0334658033 2320791.7591924528, 615837.2553303946 2321060.0734223654, 615835.180579004 2321298.1720234677) | line | [10 empty] | 12 | 4 |  |  | 1261 | 1364 | 1 | FALSE | FALSE | 4 | TRUE | TRUE | 1261 | 1364 | 619217.0254 | 2319060.4642 | 615835.1806 | 2321298.172 | 1261 | 619217.0254 | 2319060.4642 | 1364 | 615835.1806 | 2321298.172
VN | 708678321 | LINEVN1264a | 220 | 13.8948 | [5 empty] | 50 | multiple vlevels, 12 cables - 4 systems | LINESTRING (580672.3953249136 2334347.629577826, 580443.393246241 2334290.9937572964, 580252.8934472788 2334366.638737702, 580064.9135376961 2334441.3351134355, 579889.3457522861 2334481.9032382253, 579605.6852547373 2334523.4462277866, 579336.0168691531 2334642.7725106585, 578999.0551277793 2334791.676855575, 578781.4968091772 2334936.0322811985, 578540.0760374665 2334944.921593596, 578397.7105408427 2335197.855265529, 578125.3312188614 2335494.968226772, 577895.8678469958 2335744.9262118563, 577802.202448225 2335848.4720476395, 577697.3533907189 2335960.8315215795, 577648.6393062877 2336249.431800234, 577603.5024031504 2336504.201940789, 577563.2120813027 2336735.5853587873, 577561.7935386511 2336977.7440037997, 577560.9395923056 2337219.0641665556, 577852.699299879 2337219.331395638, 578217.1551018949 2337220.778370685, 578580.0736383048 2337222.358895921, 578962.4893074007 2337225.014721692, 579266.1729379159 2337266.0073115705, 579553.5701877088 2337303.174808229, 579754.8363901504 2337499.648528718, 579910.2175015239 2337709.5942667914, 580035.274353604 2337880.7766228146, 580152.0251828623 2338042.63324363, 580251.354978519 2338350.6094945995, 580246.1749493455 2338785.575439112, 580145.3640418344 2338926.020026615, 580111.375674675 2339245.0919334716, 580092.5152098453 2339572.959444312, 580048.6735123523 2339969.363530642, 580020.6134850526 2340299.798772614, 579994.8918612686 2340636.333165636, 579970.2993788234 2340969.2648332925, 579961.2631690314 2341337.835245514, 579956.0157791232 2341616.7250137012, 580081.3188580964 2341617.610660143) | line | [10 empty] | 12 | 4 |  |  | 1365 | 1366 | 2 | FALSE | FALSE | 4 | TRUE | TRUE | 1365 | 1366 | 580672.3953 | 2334347.6296 | 580081.3189 | 2341617.6107 | 1365 | 580672.3953 | 2334347.6296 | 1366 | 580081.3189 | 2341617.6107
VN | 708678321 | LINEVN1264b | 220 | 13.8948 | [5 empty] | 50 | multiple vlevels, 12 cables - 4 systems | LINESTRING (580672.3953249136 2334347.629577826, 580443.393246241 2334290.9937572964, 580252.8934472788 2334366.638737702, 580064.9135376961 2334441.3351134355, 579889.3457522861 2334481.9032382253, 579605.6852547373 2334523.4462277866, 579336.0168691531 2334642.7725106585, 578999.0551277793 2334791.676855575, 578781.4968091772 2334936.0322811985, 578540.0760374665 2334944.921593596, 578397.7105408427 2335197.855265529, 578125.3312188614 2335494.968226772, 577895.8678469958 2335744.9262118563, 577802.202448225 2335848.4720476395, 577697.3533907189 2335960.8315215795, 577648.6393062877 2336249.431800234, 577603.5024031504 2336504.201940789, 577563.2120813027 2336735.5853587873, 577561.7935386511 2336977.7440037997, 577560.9395923056 2337219.0641665556, 577852.699299879 2337219.331395638, 578217.1551018949 2337220.778370685, 578580.0736383048 2337222.358895921, 578962.4893074007 2337225.014721692, 579266.1729379159 2337266.0073115705, 579553.5701877088 2337303.174808229, 579754.8363901504 2337499.648528718, 579910.2175015239 2337709.5942667914, 580035.274353604 2337880.7766228146, 580152.0251828623 2338042.63324363, 580251.354978519 2338350.6094945995, 580246.1749493455 2338785.575439112, 580145.3640418344 2338926.020026615, 580111.375674675 2339245.0919334716, 580092.5152098453 2339572.959444312, 580048.6735123523 2339969.363530642, 580020.6134850526 2340299.798772614, 579994.8918612686 2340636.333165636, 579970.2993788234 2340969.2648332925, 579961.2631690314 2341337.835245514, 579956.0157791232 2341616.7250137012, 580081.3188580964 2341617.610660143) | line | [10 empty] | 12 | 4 |  |  | 1365 | 1366 | 2 | FALSE | FALSE | 4 | TRUE | TRUE | 1365 | 1366 | 580672.3953 | 2334347.6296 | 580081.3189 | 2341617.6107 | 1365 | 580672.3953 | 2334347.6296 | 1366 | 580081.3189 | 2341617.6107
VN | 708678321 | LINEVN1264c | 220 | 13.8948 | [5 empty] | 50 | multiple vlevels, 12 cables - 4 systems | LINESTRING (580672.3953249136 2334347.629577826, 580443.393246241 2334290.9937572964, 580252.8934472788 2334366.638737702, 580064.9135376961 2334441.3351134355, 579889.3457522861 2334481.9032382253, 579605.6852547373 2334523.4462277866, 579336.0168691531 2334642.7725106585, 578999.0551277793 2334791.676855575, 578781.4968091772 2334936.0322811985, 578540.0760374665 2334944.921593596, 578397.7105408427 2335197.855265529, 578125.3312188614 2335494.968226772, 577895.8678469958 2335744.9262118563, 577802.202448225 2335848.4720476395, 577697.3533907189 2335960.8315215795, 577648.6393062877 2336249.431800234, 577603.5024031504 2336504.201940789, 577563.2120813027 2336735.5853587873, 577561.7935386511 2336977.7440037997, 577560.9395923056 2337219.0641665556, 577852.699299879 2337219.331395638, 578217.1551018949 2337220.778370685, 578580.0736383048 2337222.358895921, 578962.4893074007 2337225.014721692, 579266.1729379159 2337266.0073115705, 579553.5701877088 2337303.174808229, 579754.8363901504 2337499.648528718, 579910.2175015239 2337709.5942667914, 580035.274353604 2337880.7766228146, 580152.0251828623 2338042.63324363, 580251.354978519 2338350.6094945995, 580246.1749493455 2338785.575439112, 580145.3640418344 2338926.020026615, 580111.375674675 2339245.0919334716, 580092.5152098453 2339572.959444312, 580048.6735123523 2339969.363530642, 580020.6134850526 2340299.798772614, 579994.8918612686 2340636.333165636, 579970.2993788234 2340969.2648332925, 579961.2631690314 2341337.835245514, 579956.0157791232 2341616.7250137012, 580081.3188580964 2341617.610660143) | line | [10 empty] | 12 | 4 |  |  | 1365 | 1366 | 2 | FALSE | FALSE | 4 | TRUE | TRUE | 1365 | 1366 | 580672.3953 | 2334347.6296 | 580081.3189 | 2341617.6107 | 1365 | 580672.3953 | 2334347.6296 | 1366 | 580081.3189 | 2341617.6107
VN | 708678321 | LINEVN1264d | 220 | 13.8948 | [5 empty] | 50 | multiple vlevels, 12 cables - 4 systems | LINESTRING (580672.3953249136 2334347.629577826, 580443.393246241 2334290.9937572964, 580252.8934472788 2334366.638737702, 580064.9135376961 2334441.3351134355, 579889.3457522861 2334481.9032382253, 579605.6852547373 2334523.4462277866, 579336.0168691531 2334642.7725106585, 578999.0551277793 2334791.676855575, 578781.4968091772 2334936.0322811985, 578540.0760374665 2334944.921593596, 578397.7105408427 2335197.855265529, 578125.3312188614 2335494.968226772, 577895.8678469958 2335744.9262118563, 577802.202448225 2335848.4720476395, 577697.3533907189 2335960.8315215795, 577648.6393062877 2336249.431800234, 577603.5024031504 2336504.201940789, 577563.2120813027 2336735.5853587873, 577561.7935386511 2336977.7440037997, 577560.9395923056 2337219.0641665556, 577852.699299879 2337219.331395638, 578217.1551018949 2337220.778370685, 578580.0736383048 2337222.358895921, 578962.4893074007 2337225.014721692, 579266.1729379159 2337266.0073115705, 579553.5701877088 2337303.174808229, 579754.8363901504 2337499.648528718, 579910.2175015239 2337709.5942667914, 580035.274353604 2337880.7766228146, 580152.0251828623 2338042.63324363, 580251.354978519 2338350.6094945995, 580246.1749493455 2338785.575439112, 580145.3640418344 2338926.020026615, 580111.375674675 2339245.0919334716, 580092.5152098453 2339572.959444312, 580048.6735123523 2339969.363530642, 580020.6134850526 2340299.798772614, 579994.8918612686 2340636.333165636, 579970.2993788234 2340969.2648332925, 579961.2631690314 2341337.835245514, 579956.0157791232 2341616.7250137012, 580081.3188580964 2341617.610660143) | line | [10 empty] | 12 | 4 |  |  | 1365 | 1366 | 2 | FALSE | FALSE | 4 | TRUE | TRUE | 1365 | 1366 | 580672.3953 | 2334347.6296 | 580081.3189 | 2341617.6107 | 1365 | 580672.3953 | 2334347.6296 | 1366 | 580081.3189 | 2341617.6107
VN | 708678321 | LINEVN1265a | 110 | 13.8948 | [5 empty] | 50 | multiple vlevels, 12 cables - 4 systems | LINESTRING (580672.3953249136 2334347.629577826, 580443.393246241 2334290.9937572964, 580252.8934472788 2334366.638737702, 580064.9135376961 2334441.3351134355, 579889.3457522861 2334481.9032382253, 579605.6852547373 2334523.4462277866, 579336.0168691531 2334642.7725106585, 578999.0551277793 2334791.676855575, 578781.4968091772 2334936.0322811985, 578540.0760374665 2334944.921593596, 578397.7105408427 2335197.855265529, 578125.3312188614 2335494.968226772, 577895.8678469958 2335744.9262118563, 577802.202448225 2335848.4720476395, 577697.3533907189 2335960.8315215795, 577648.6393062877 2336249.431800234, 577603.5024031504 2336504.201940789, 577563.2120813027 2336735.5853587873, 577561.7935386511 2336977.7440037997, 577560.9395923056 2337219.0641665556, 577852.699299879 2337219.331395638, 578217.1551018949 2337220.778370685, 578580.0736383048 2337222.358895921, 578962.4893074007 2337225.014721692, 579266.1729379159 2337266.0073115705, 579553.5701877088 2337303.174808229, 579754.8363901504 2337499.648528718, 579910.2175015239 2337709.5942667914, 580035.274353604 2337880.7766228146, 580152.0251828623 2338042.63324363, 580251.354978519 2338350.6094945995, 580246.1749493455 2338785.575439112, 580145.3640418344 2338926.020026615, 580111.375674675 2339245.0919334716, 580092.5152098453 2339572.959444312, 580048.6735123523 2339969.363530642, 580020.6134850526 2340299.798772614, 579994.8918612686 2340636.333165636, 579970.2993788234 2340969.2648332925, 579961.2631690314 2341337.835245514, 579956.0157791232 2341616.7250137012, 580081.3188580964 2341617.610660143) | line | [10 empty] | 12 | 4 |  |  | 1365 | 1366 | 2 | FALSE | FALSE | 4 | TRUE | TRUE | 1365 | 1366 | 580672.3953 | 2334347.6296 | 580081.3189 | 2341617.6107 | 1365 | 580672.3953 | 2334347.6296 | 1366 | 580081.3189 | 2341617.6107
VN | 708678321 | LINEVN1265b | 110 | 13.8948 | [5 empty] | 50 | multiple vlevels, 12 cables - 4 systems | LINESTRING (580672.3953249136 2334347.629577826, 580443.393246241 2334290.9937572964, 580252.8934472788 2334366.638737702, 580064.9135376961 2334441.3351134355, 579889.3457522861 2334481.9032382253, 579605.6852547373 2334523.4462277866, 579336.0168691531 2334642.7725106585, 578999.0551277793 2334791.676855575, 578781.4968091772 2334936.0322811985, 578540.0760374665 2334944.921593596, 578397.7105408427 2335197.855265529, 578125.3312188614 2335494.968226772, 577895.8678469958 2335744.9262118563, 577802.202448225 2335848.4720476395, 577697.3533907189 2335960.8315215795, 577648.6393062877 2336249.431800234, 577603.5024031504 2336504.201940789, 577563.2120813027 2336735.5853587873, 577561.7935386511 2336977.7440037997, 577560.9395923056 2337219.0641665556, 577852.699299879 2337219.331395638, 578217.1551018949 2337220.778370685, 578580.0736383048 2337222.358895921, 578962.4893074007 2337225.014721692, 579266.1729379159 2337266.0073115705, 579553.5701877088 2337303.174808229, 579754.8363901504 2337499.648528718, 579910.2175015239 2337709.5942667914, 580035.274353604 2337880.7766228146, 580152.0251828623 2338042.63324363, 580251.354978519 2338350.6094945995, 580246.1749493455 2338785.575439112, 580145.3640418344 2338926.020026615, 580111.375674675 2339245.0919334716, 580092.5152098453 2339572.959444312, 580048.6735123523 2339969.363530642, 580020.6134850526 2340299.798772614, 579994.8918612686 2340636.333165636, 579970.2993788234 2340969.2648332925, 579961.2631690314 2341337.835245514, 579956.0157791232 2341616.7250137012, 580081.3188580964 2341617.610660143) | line | [10 empty] | 12 | 4 |  |  | 1365 | 1366 | 2 | FALSE | FALSE | 4 | TRUE | TRUE | 1365 | 1366 | 580672.3953 | 2334347.6296 | 580081.3189 | 2341617.6107 | 1365 | 580672.3953 | 2334347.6296 | 1366 | 580081.3189 | 2341617.6107
VN | 708678321 | LINEVN1265c | 110 | 13.8948 | [5 empty] | 50 | multiple vlevels, 12 cables - 4 systems | LINESTRING (580672.3953249136 2334347.629577826, 580443.393246241 2334290.9937572964, 580252.8934472788 2334366.638737702, 580064.9135376961 2334441.3351134355, 579889.3457522861 2334481.9032382253, 579605.6852547373 2334523.4462277866, 579336.0168691531 2334642.7725106585, 578999.0551277793 2334791.676855575, 578781.4968091772 2334936.0322811985, 578540.0760374665 2334944.921593596, 578397.7105408427 2335197.855265529, 578125.3312188614 2335494.968226772, 577895.8678469958 2335744.9262118563, 577802.202448225 2335848.4720476395, 577697.3533907189 2335960.8315215795, 577648.6393062877 2336249.431800234, 577603.5024031504 2336504.201940789, 577563.2120813027 2336735.5853587873, 577561.7935386511 2336977.7440037997, 577560.9395923056 2337219.0641665556, 577852.699299879 2337219.331395638, 578217.1551018949 2337220.778370685, 578580.0736383048 2337222.358895921, 578962.4893074007 2337225.014721692, 579266.1729379159 2337266.0073115705, 579553.5701877088 2337303.174808229, 579754.8363901504 2337499.648528718, 579910.2175015239 2337709.5942667914, 580035.274353604 2337880.7766228146, 580152.0251828623 2338042.63324363, 580251.354978519 2338350.6094945995, 580246.1749493455 2338785.575439112, 580145.3640418344 2338926.020026615, 580111.375674675 2339245.0919334716, 580092.5152098453 2339572.959444312, 580048.6735123523 2339969.363530642, 580020.6134850526 2340299.798772614, 579994.8918612686 2340636.333165636, 579970.2993788234 2340969.2648332925, 579961.2631690314 2341337.835245514, 579956.0157791232 2341616.7250137012, 580081.3188580964 2341617.610660143) | line | [10 empty] | 12 | 4 |  |  | 1365 | 1366 | 2 | FALSE | FALSE | 4 | TRUE | TRUE | 1365 | 1366 | 580672.3953 | 2334347.6296 | 580081.3189 | 2341617.6107 | 1365 | 580672.3953 | 2334347.6296 | 1366 | 580081.3189 | 2341617.6107
VN | 708678321 | LINEVN1265d | 110 | 13.8948 | [5 empty] | 50 | multiple vlevels, 12 cables - 4 systems | LINESTRING (580672.3953249136 2334347.629577826, 580443.393246241 2334290.9937572964, 580252.8934472788 2334366.638737702, 580064.9135376961 2334441.3351134355, 579889.3457522861 2334481.9032382253, 579605.6852547373 2334523.4462277866, 579336.0168691531 2334642.7725106585, 578999.0551277793 2334791.676855575, 578781.4968091772 2334936.0322811985, 578540.0760374665 2334944.921593596, 578397.7105408427 2335197.855265529, 578125.3312188614 2335494.968226772, 577895.8678469958 2335744.9262118563, 577802.202448225 2335848.4720476395, 577697.3533907189 2335960.8315215795, 577648.6393062877 2336249.431800234, 577603.5024031504 2336504.201940789, 577563.2120813027 2336735.5853587873, 577561.7935386511 2336977.7440037997, 577560.9395923056 2337219.0641665556, 577852.699299879 2337219.331395638, 578217.1551018949 2337220.778370685, 578580.0736383048 2337222.358895921, 578962.4893074007 2337225.014721692, 579266.1729379159 2337266.0073115705, 579553.5701877088 2337303.174808229, 579754.8363901504 2337499.648528718, 579910.2175015239 2337709.5942667914, 580035.274353604 2337880.7766228146, 580152.0251828623 2338042.63324363, 580251.354978519 2338350.6094945995, 580246.1749493455 2338785.575439112, 580145.3640418344 2338926.020026615, 580111.375674675 2339245.0919334716, 580092.5152098453 2339572.959444312, 580048.6735123523 2339969.363530642, 580020.6134850526 2340299.798772614, 579994.8918612686 2340636.333165636, 579970.2993788234 2340969.2648332925, 579961.2631690314 2341337.835245514, 579956.0157791232 2341616.7250137012, 580081.3188580964 2341617.610660143) | line | [10 empty] | 12 | 4 |  |  | 1365 | 1366 | 2 | FALSE | FALSE | 4 | TRUE | TRUE | 1365 | 1366 | 580672.3953 | 2334347.6296 | 580081.3189 | 2341617.6107 | 1365 | 580672.3953 | 2334347.6296 | 1366 | 580081.3189 | 2341617.6107
VN | 710382737 | LINEVN1266a | 110 | 1.3908 | [5 empty] | 50 | 6 cables - 2 systems | LINESTRING (691536.5517591416 1176071.7062054176, 691504.7832950631 1176058.4075012754, 691414.9861508891 1176211.872803843, 691318.8537819923 1176344.0082183415, 691137.2293774643 1176541.8570400549, 690954.7054097513 1176744.3695873192, 690792.1408616944 1176923.8423564683) | line | [10 empty] | 6 |  |  |  | 1367 | 100 | 1 | FALSE | FALSE | 2 | FALSE | TRUE |  | 100 |  |  | 690792.1409 | 1176923.8424 | 1367 | 691536.5518 | 1176071.7062 | 100 | 690792.1409 | 1176923.8424
VN | 710382737 | LINEVN1266b | 110 | 1.3908 | [5 empty] | 50 | 6 cables - 2 systems | LINESTRING (691536.5517591416 1176071.7062054176, 691504.7832950631 1176058.4075012754, 691414.9861508891 1176211.872803843, 691318.8537819923 1176344.0082183415, 691137.2293774643 1176541.8570400549, 690954.7054097513 1176744.3695873192, 690792.1408616944 1176923.8423564683) | line | [10 empty] | 6 |  |  |  | 1367 | 100 | 1 | FALSE | FALSE | 2 | FALSE | TRUE |  | 100 |  |  | 690792.1409 | 1176923.8424 | 1367 | 691536.5518 | 1176071.7062 | 100 | 690792.1409 | 1176923.8424
VN | 710383022 | LINEVN1267 |  | 2.0653 | [6 empty] | multiple vlevels | LINESTRING (685284.5764048158 1174592.1529680518, 684936.9066969195 1174612.792444531, 684562.9596701815 1174634.2661536937, 684283.0246338604 1174649.5058287396, 683914.6775814879 1174671.857565246, 683566.3648302876 1174690.7263863727) | line | [14 empty] | 1368 | 1369 | 0 | FALSE | FALSE | 1 | FALSE | FALSE | [6 empty] | 1368 | 685284.5764 | 1174592.153 | 1369 | 683566.3648 | 1174690.7264
VN | 714014538 | LINEVN1268 | 500 | 1.6404 | [5 empty] | 50 |  | LINESTRING (593907.0468775055 2359630.1887888084, 593963.4388588496 2359643.508334391, 594228.0701826097 2359688.1807407527, 594521.1630155148 2359522.2772369124, 594774.5873304155 2359377.0359351053, 594901.4357433808 2359137.59465885, 594860.2045804999 2359002.9427461023) | line | [10 empty] | 3 |  |  |  | 1370 | 1371 | 1 | FALSE | FALSE | 1 | FALSE | TRUE |  | 1371 |  |  | 594860.2046 | 2359002.9427 | 1370 | 593907.0469 | 2359630.1888 | 1371 | 594860.2046 | 2359002.9427
VN | 714014539 | LINEVN1269a | 500 | 0.43897 | [5 empty] | 50 | 6 cables - 2 systems | LINESTRING (594740.9121601275 2359997.3758865516, 595065.3528644211 2359828.3986445554) | line | [10 empty] | 6 |  |  |  | 1372 | 1373 | 1 | FALSE | FALSE | 2 | TRUE | TRUE | 1372 | 1373 | 594740.9122 | 2359997.3759 | 595065.3529 | 2359828.3986 | 1372 | 594740.9122 | 2359997.3759 | 1373 | 595065.3529 | 2359828.3986
VN | 714014539 | LINEVN1269b | 500 | 0.43897 | [5 empty] | 50 | 6 cables - 2 systems | LINESTRING (594740.9121601275 2359997.3758865516, 595065.3528644211 2359828.3986445554) | line | [10 empty] | 6 |  |  |  | 1372 | 1373 | 1 | FALSE | FALSE | 2 | TRUE | TRUE | 1372 | 1373 | 594740.9122 | 2359997.3759 | 595065.3529 | 2359828.3986 | 1372 | 594740.9122 | 2359997.3759 | 1373 | 595065.3529 | 2359828.3986
VN | 714014540 | LINEVN1270 | 500 | 1.2424 | [5 empty] | 50 |  | LINESTRING (593897.4388023504 2359656.267686626, 593991.4433744543 2359684.3263412956, 594212.746587289 2359895.914936101, 594490.1948338661 2360115.569027328, 594740.9121601275 2359997.3758865516) | line | [10 empty] | 3 |  |  |  | 1374 | 1372 | 1 | FALSE | FALSE | 1 | FALSE | TRUE |  | 1372 |  |  | 594740.9122 | 2359997.3759 | 1374 | 593897.4388 | 2359656.2677 | 1372 | 594740.9122 | 2359997.3759
VN | 714014541 | LINEVN1271 | 500 | 1.2552 | [5 empty] | 50 |  | LINESTRING (593888.9388522004 2359684.422883712, 593937.2386474754 2359701.846731627, 594212.746587289 2359895.914936101, 594486.1684363998 2360139.322205892, 594740.9121601275 2359997.3758865516) | line | [10 empty] | 3 |  |  |  | 1375 | 1372 | 1 | FALSE | FALSE | 1 | FALSE | TRUE |  | 1372 |  |  | 594740.9122 | 2359997.3759 | 1375 | 593888.9389 | 2359684.4229 | 1372 | 594740.9122 | 2359997.3759
VN | 714014542 | LINEVN1272 | 500 | 1.9347 | [5 empty] | 50 |  | LINESTRING (595065.3528644211 2359828.3986445554, 595485.815384858 2359600.492143827, 595876.0859718889 2359669.9798947885, 596016.6107515233 2359331.1925958158, 596349.3645936676 2359167.612953451) | line | [10 empty] | 3 |  |  |  | 1373 | 1376 | 1 | FALSE | FALSE | 1 | TRUE | TRUE | 1373 | 1376 | 595065.3529 | 2359828.3986 | 596349.3646 | 2359167.613 | 1373 | 595065.3529 | 2359828.3986 | 1376 | 596349.3646 | 2359167.613
VN | 714014543 | LINEVN1273a | 500 | 0.53205 | [5 empty] | 50 | 6 cables - 2 systems | LINESTRING (596349.3645936676 2359167.612953451, 596741.2210149745 2358960.1794689507) | line | [10 empty] | 6 |  |  |  | 1376 | 1377 | 1 | FALSE | FALSE | 2 | TRUE | TRUE | 1376 | 1377 | 596349.3646 | 2359167.613 | 596741.221 | 2358960.1795 | 1376 | 596349.3646 | 2359167.613 | 1377 | 596741.221 | 2358960.1795
VN | 714014543 | LINEVN1273b | 500 | 0.53205 | [5 empty] | 50 | 6 cables - 2 systems | LINESTRING (596349.3645936676 2359167.612953451, 596741.2210149745 2358960.1794689507) | line | [10 empty] | 6 |  |  |  | 1376 | 1377 | 1 | FALSE | FALSE | 2 | TRUE | TRUE | 1376 | 1377 | 596349.3646 | 2359167.613 | 596741.221 | 2358960.1795 | 1376 | 596349.3646 | 2359167.613 | 1377 | 596741.221 | 2358960.1795
VN | 714014544 | LINEVN1274 | 500 | 1.0825 | [5 empty] | 50 |  | LINESTRING (596741.2210149745 2358960.1794689507, 597124.0034117829 2358771.762171797, 597308.8172108948 2358333.680794235) | line | [10 empty] | 3 |  |  |  | 1377 | 1378 | 1 | FALSE | FALSE | 1 | TRUE | TRUE | 1377 | 1378 | 596741.221 | 2358960.1795 | 597308.8172 | 2358333.6808 | 1377 | 596741.221 | 2358960.1795 | 1378 | 597308.8172 | 2358333.6808
VN | 714014545 | LINEVN1275 | 500 | 1.0681 | [5 empty] | 50 |  | LINESTRING (596741.2210149745 2358960.1794689507, 597111.4176610388 2358758.692116774, 597308.8172108948 2358333.680794235) | line | [10 empty] | 3 |  |  |  | 1377 | 1378 | 1 | FALSE | FALSE | 1 | TRUE | TRUE | 1377 | 1378 | 596741.221 | 2358960.1795 | 597308.8172 | 2358333.6808 | 1377 | 596741.221 | 2358960.1795 | 1378 | 597308.8172 | 2358333.6808
VN | 714014546 | LINEVN1276 | 500 | 1.9413 | [5 empty] | 50 |  | LINESTRING (595065.3528644211 2359828.3986445554, 595487.2298661965 2359619.3069013795, 595887.7847997049 2359691.068933032, 596031.8455935493 2359341.7978813755, 596349.3645936676 2359167.612953451) | line | [10 empty] | 3 |  |  |  | 1373 | 1376 | 1 | FALSE | FALSE | 1 | TRUE | TRUE | 1373 | 1376 | 595065.3529 | 2359828.3986 | 596349.3646 | 2359167.613 | 1373 | 595065.3529 | 2359828.3986 | 1376 | 596349.3646 | 2359167.613
VN | 714014547 | LINEVN1277a | 500 | 1.1722 | [5 empty] | 50 | 6 cables - 2 systems | LINESTRING (597308.8172108948 2358333.680794235, 597507.3047915791 2357891.365866592, 597708.9011493372 2357442.574044016) | line | [10 empty] | 6 |  |  |  | 1378 | 1379 | 1 | FALSE | FALSE | 2 | TRUE | TRUE | 1378 | 1379 | 597308.8172 | 2358333.6808 | 597708.9011 | 2357442.574 | 1378 | 597308.8172 | 2358333.6808 | 1379 | 597708.9011 | 2357442.574
VN | 714014547 | LINEVN1277b | 500 | 1.1722 | [5 empty] | 50 | 6 cables - 2 systems | LINESTRING (597308.8172108948 2358333.680794235, 597507.3047915791 2357891.365866592, 597708.9011493372 2357442.574044016) | line | [10 empty] | 6 |  |  |  | 1378 | 1379 | 1 | FALSE | FALSE | 2 | TRUE | TRUE | 1378 | 1379 | 597308.8172 | 2358333.6808 | 597708.9011 | 2357442.574 | 1378 | 597308.8172 | 2358333.6808 | 1379 | 597708.9011 | 2357442.574
VN | 714014548 | LINEVN1278 | 500 | 0.87892 | [5 empty] | 50 |  | LINESTRING (597708.9011493372 2357442.574044016, 597868.6418998659 2357108.575914728, 597773.0745261457 2356759.21397047) | line | [10 empty] | 3 |  |  |  | 1379 | 1380 | 1 | FALSE | FALSE | 1 | TRUE | TRUE | 1379 | 1380 | 597708.9011 | 2357442.574 | 597773.0745 | 2356759.214 | 1379 | 597708.9011 | 2357442.574 | 1380 | 597773.0745 | 2356759.214
VN | 714014549 | LINEVN1279a | 500 | 0.50298 | [5 empty] | 50 | 6 cables - 2 systems | LINESTRING (597773.0745261457 2356759.21397047, 597673.6782533128 2356352.015718958) | line | [10 empty] | 6 |  |  |  | 1380 | 1381 | 1 | FALSE | FALSE | 2 | TRUE | TRUE | 1380 | 1381 | 597773.0745 | 2356759.214 | 597673.6783 | 2356352.0157 | 1380 | 597773.0745 | 2356759.214 | 1381 | 597673.6783 | 2356352.0157
VN | 714014549 | LINEVN1279b | 500 | 0.50298 | [5 empty] | 50 | 6 cables - 2 systems | LINESTRING (597773.0745261457 2356759.21397047, 597673.6782533128 2356352.015718958) | line | [10 empty] | 6 |  |  |  | 1380 | 1381 | 1 | FALSE | FALSE | 2 | TRUE | TRUE | 1380 | 1381 | 597773.0745 | 2356759.214 | 597673.6783 | 2356352.0157 | 1380 | 597773.0745 | 2356759.214 | 1381 | 597673.6783 | 2356352.0157
VN | 714014550 | LINEVN1280 | 500 | 0.86391 | [5 empty] | 50 |  | LINESTRING (597708.9011493372 2357442.574044016, 597849.4481392389 2357107.6308291326, 597773.0745261457 2356759.21397047) | line | [10 empty] | 3 |  |  |  | 1379 | 1380 | 1 | FALSE | FALSE | 1 | TRUE | TRUE | 1379 | 1380 | 597708.9011 | 2357442.574 | 597773.0745 | 2356759.214 | 1379 | 597708.9011 | 2357442.574 | 1380 | 597773.0745 | 2356759.214
VN | 714014551 | LINEVN1281 | 500 | 0.78309 | [5 empty] | 50 |  | LINESTRING (597673.6782533128 2356352.015718958, 597604.9958406239 2356018.8441650416, 597734.5433237439 2355734.575478647) | line | [10 empty] | 3 |  |  |  | 1381 | 1382 | 1 | FALSE | FALSE | 1 | TRUE | TRUE | 1381 | 1382 | 597673.6783 | 2356352.0157 | 597734.5433 | 2355734.5755 | 1381 | 597673.6783 | 2356352.0157 | 1382 | 597734.5433 | 2355734.5755
VN | 714014552 | LINEVN1282 | 500 | 0.80222 | [5 empty] | 50 |  | LINESTRING (597673.6782533128 2356352.015718958, 597581.9258664467 2356015.385758807, 597734.5433237439 2355734.575478647) | line | [10 empty] | 3 |  |  |  | 1381 | 1382 | 1 | FALSE | FALSE | 1 | TRUE | TRUE | 1381 | 1382 | 597673.6783 | 2356352.0157 | 597734.5433 | 2355734.5755 | 1381 | 597673.6783 | 2356352.0157 | 1382 | 597734.5433 | 2355734.5755
VN | 714014553 | LINEVN1283a | 500 | 2.1992 | [5 empty] | 50 | 6 cables - 2 systems | LINESTRING (597734.5433237439 2355734.575478647, 597907.1763551031 2355387.891829822, 598064.7457638099 2355071.958235275, 598231.2103971181 2354735.4685746017, 598399.7858939983 2354395.8051841557, 598550.0613979197 2354093.369494926) | line | [10 empty] | 6 |  |  |  | 1382 | 1383 | 1 | FALSE | FALSE | 2 | TRUE | TRUE | 1382 | 1383 | 597734.5433 | 2355734.5755 | 598550.0614 | 2354093.3695 | 1382 | 597734.5433 | 2355734.5755 | 1383 | 598550.0614 | 2354093.3695
VN | 714014553 | LINEVN1283b | 500 | 2.1992 | [5 empty] | 50 | 6 cables - 2 systems | LINESTRING (597734.5433237439 2355734.575478647, 597907.1763551031 2355387.891829822, 598064.7457638099 2355071.958235275, 598231.2103971181 2354735.4685746017, 598399.7858939983 2354395.8051841557, 598550.0613979197 2354093.369494926) | line | [10 empty] | 6 |  |  |  | 1382 | 1383 | 1 | FALSE | FALSE | 2 | TRUE | TRUE | 1382 | 1383 | 597734.5433 | 2355734.5755 | 598550.0614 | 2354093.3695 | 1382 | 597734.5433 | 2355734.5755 | 1383 | 598550.0614 | 2354093.3695
VN | 714014554 | LINEVN1284a | 500 | 1.6909 | [5 empty] | 50 | 6 cables - 2 systems | LINESTRING (601322.9385240979 2353557.27661371, 601770.0880323238 2353496.42339141, 602262.8448501327 2353429.7013718463, 602719.2502354295 2353368.3005846203) | line | [10 empty] | 6 |  |  |  | 1384 | 1385 | 1 | FALSE | FALSE | 2 | TRUE | TRUE | 1384 | 1385 | 601322.9385 | 2353557.2766 | 602719.2502 | 2353368.3006 | 1384 | 601322.9385 | 2353557.2766 | 1385 | 602719.2502 | 2353368.3006
VN | 714014554 | LINEVN1284b | 500 | 1.6909 | [5 empty] | 50 | 6 cables - 2 systems | LINESTRING (601322.9385240979 2353557.27661371, 601770.0880323238 2353496.42339141, 602262.8448501327 2353429.7013718463, 602719.2502354295 2353368.3005846203) | line | [10 empty] | 6 |  |  |  | 1384 | 1385 | 1 | FALSE | FALSE | 2 | TRUE | TRUE | 1384 | 1385 | 601322.9385 | 2353557.2766 | 602719.2502 | 2353368.3006 | 1384 | 601322.9385 | 2353557.2766 | 1385 | 602719.2502 | 2353368.3006
VN | 714014555 | LINEVN1285 | 500 | 0.98037 | [5 empty] | 50 |  | LINESTRING (600516.7217323412 2353520.2181019085, 600923.3337776167 2353602.3955253637, 601322.9385240979 2353557.27661371) | line | [10 empty] | 3 |  |  |  | 1386 | 1384 | 1 | FALSE | FALSE | 1 | TRUE | TRUE | 1386 | 1384 | 600516.7217 | 2353520.2181 | 601322.9385 | 2353557.2766 | 1386 | 600516.7217 | 2353520.2181 | 1384 | 601322.9385 | 2353557.2766
VN | 714014556 | LINEVN1286 | 500 | 0.98792 | [5 empty] | 50 |  | LINESTRING (600516.7217323412 2353520.2181019085, 600923.3690440378 2353620.239366496, 601322.9385240979 2353557.27661371) | line | [10 empty] | 3 |  |  |  | 1386 | 1384 | 1 | FALSE | FALSE | 1 | TRUE | TRUE | 1386 | 1384 | 600516.7217 | 2353520.2181 | 601322.9385 | 2353557.2766 | 1386 | 600516.7217 | 2353520.2181 | 1384 | 601322.9385 | 2353557.2766
VN | 714014557 | LINEVN1287a | 500 | 1.0997 | [5 empty] | 50 | 6 cables - 2 systems | LINESTRING (599621.319059188 2353324.953700435, 600035.6662294256 2353416.0110695586, 600516.7217323412 2353520.2181019085) | line | [10 empty] | 6 |  |  |  | 1387 | 1386 | 1 | FALSE | FALSE | 2 | TRUE | TRUE | 1387 | 1386 | 599621.3191 | 2353324.9537 | 600516.7217 | 2353520.2181 | 1387 | 599621.3191 | 2353324.9537 | 1386 | 600516.7217 | 2353520.2181
VN | 714014557 | LINEVN1287b | 500 | 1.0997 | [5 empty] | 50 | 6 cables - 2 systems | LINESTRING (599621.319059188 2353324.953700435, 600035.6662294256 2353416.0110695586, 600516.7217323412 2353520.2181019085) | line | [10 empty] | 6 |  |  |  | 1387 | 1386 | 1 | FALSE | FALSE | 2 | TRUE | TRUE | 1387 | 1386 | 599621.3191 | 2353324.9537 | 600516.7217 | 2353520.2181 | 1387 | 599621.3191 | 2353324.9537 | 1386 | 600516.7217 | 2353520.2181
VN | 714014558 | LINEVN1288 | 500 | 1.8039 | [5 empty] | 50 |  | LINESTRING (598550.0613979197 2354093.369494926, 598686.4907197912 2353801.5001161927, 598965.5470935857 2353533.5944972085, 599252.728321458 2353234.461001545, 599621.319059188 2353324.953700435) | line | [10 empty] | 3 |  |  |  | 1383 | 1387 | 1 | FALSE | FALSE | 1 | TRUE | TRUE | 1383 | 1387 | 598550.0614 | 2354093.3695 | 599621.3191 | 2353324.9537 | 1383 | 598550.0614 | 2354093.3695 | 1387 | 599621.3191 | 2353324.9537
VN | 714014559 | LINEVN1289 | 500 | 1.7721 | [5 empty] | 50 |  | LINESTRING (598550.0613979197 2354093.369494926, 598699.5075326158 2353812.3710281486, 598965.5470935857 2353533.5944972085, 599260.6748257346 2353255.119992192, 599621.319059188 2353324.953700435) | line | [10 empty] | 3 |  |  |  | 1383 | 1387 | 1 | FALSE | FALSE | 1 | TRUE | TRUE | 1383 | 1387 | 598550.0614 | 2354093.3695 | 599621.3191 | 2353324.9537 | 1383 | 598550.0614 | 2354093.3695 | 1387 | 599621.3191 | 2353324.9537
VN | 714014560 | LINEVN1290a | 500 | 0.5435 | [5 empty] | 50 | 6 cables - 2 systems | LINESTRING (615250.0832134056 2349675.5405155728, 614797.4546958402 2349659.5039266436) | line | [10 empty] | 6 |  |  |  | 1388 | 1389 | 1 | FALSE | FALSE | 2 | TRUE | TRUE | 1388 | 1389 | 615250.0832 | 2349675.5405 | 614797.4547 | 2349659.5039 | 1388 | 615250.0832 | 2349675.5405 | 1389 | 614797.4547 | 2349659.5039
VN | 714014560 | LINEVN1290b | 500 | 0.5435 | [5 empty] | 50 | 6 cables - 2 systems | LINESTRING (615250.0832134056 2349675.5405155728, 614797.4546958402 2349659.5039266436) | line | [10 empty] | 6 |  |  |  | 1388 | 1389 | 1 | FALSE | FALSE | 2 | TRUE | TRUE | 1388 | 1389 | 615250.0832 | 2349675.5405 | 614797.4547 | 2349659.5039 | 1388 | 615250.0832 | 2349675.5405 | 1389 | 614797.4547 | 2349659.5039
VN | 714014561 | LINEVN1291a | 500 | 1.5313 | [5 empty] | 50 | 6 cables - 2 systems | LINESTRING (613651.4698436252 2349620.6625529234, 613227.9146757984 2349606.8080269783, 612814.943379321 2349591.642477552, 612376.0521208168 2349580.4719511266) | line | [10 empty] | 6 |  |  |  | 1390 | 1391 | 1 | FALSE | FALSE | 2 | TRUE | TRUE | 1390 | 1391 | 613651.4698 | 2349620.6626 | 612376.0521 | 2349580.472 | 1390 | 613651.4698 | 2349620.6626 | 1391 | 612376.0521 | 2349580.472
VN | 714014561 | LINEVN1291b | 500 | 1.5313 | [5 empty] | 50 | 6 cables - 2 systems | LINESTRING (613651.4698436252 2349620.6625529234, 613227.9146757984 2349606.8080269783, 612814.943379321 2349591.642477552, 612376.0521208168 2349580.4719511266) | line | [10 empty] | 6 |  |  |  | 1390 | 1391 | 1 | FALSE | FALSE | 2 | TRUE | TRUE | 1390 | 1391 | 613651.4698 | 2349620.6626 | 612376.0521 | 2349580.472 | 1390 | 613651.4698 | 2349620.6626 | 1391 | 612376.0521 | 2349580.472
VN | 714014562 | LINEVN1292 | 500 | 1.3763 | [5 empty] | 50 |  | LINESTRING (614797.4546958402 2349659.5039266436, 614368.2590287926 2349636.0272914567, 614009.4271277771 2349621.0762783126, 613651.4698436252 2349620.6625529234) | line | [10 empty] | 3 |  |  |  | 1389 | 1390 | 1 | FALSE | FALSE | 1 | TRUE | TRUE | 1389 | 1390 | 614797.4547 | 2349659.5039 | 613651.4698 | 2349620.6626 | 1389 | 614797.4547 | 2349659.5039 | 1390 | 613651.4698 | 2349620.6626
VN | 714014563 | LINEVN1293 | 500 | 1.3763 | [5 empty] | 50 |  | LINESTRING (614797.4546958402 2349659.5039266436, 614366.6023854977 2349654.8341509774, 614009.1287558443 2349644.597188086, 613651.4698436252 2349620.6625529234) | line | [10 empty] | 3 |  |  |  | 1389 | 1390 | 1 | FALSE | FALSE | 1 | TRUE | TRUE | 1389 | 1390 | 614797.4547 | 2349659.5039 | 613651.4698 | 2349620.6626 | 1389 | 614797.4547 | 2349659.5039 | 1390 | 613651.4698 | 2349620.6626
VN | 714014564 | LINEVN1294a | 500 | 0.49922 | [5 empty] | 50 | 6 cables - 2 systems | LINESTRING (616765.8275937313 2348506.9120336343, 616487.0779494584 2348815.72479329) | line | [10 empty] | 6 |  |  |  | 1392 | 1393 | 1 | FALSE | FALSE | 2 | TRUE | TRUE | 1392 | 1393 | 616765.8276 | 2348506.912 | 616487.0779 | 2348815.7248 | 1392 | 616765.8276 | 2348506.912 | 1393 | 616487.0779 | 2348815.7248
VN | 714014564 | LINEVN1294b | 500 | 0.49922 | [5 empty] | 50 | 6 cables - 2 systems | LINESTRING (616765.8275937313 2348506.9120336343, 616487.0779494584 2348815.72479329) | line | [10 empty] | 6 |  |  |  | 1392 | 1393 | 1 | FALSE | FALSE | 2 | TRUE | TRUE | 1392 | 1393 | 616765.8276 | 2348506.912 | 616487.0779 | 2348815.7248 | 1392 | 616765.8276 | 2348506.912 | 1393 | 616487.0779 | 2348815.7248
VN | 714014565 | LINEVN1295 | 500 | 1.9433 | [5 empty] | 50 |  | LINESTRING (616487.0779494584 2348815.72479329, 616134.0783622717 2349192.6372881047, 615914.5460318286 2349454.6878527715, 615697.2214318437 2349681.322507729, 615250.0832134056 2349675.5405155728) | line | [10 empty] | 3 |  |  |  | 1393 | 1388 | 1 | FALSE | FALSE | 1 | TRUE | TRUE | 1393 | 1388 | 616487.0779 | 2348815.7248 | 615250.0832 | 2349675.5405 | 1393 | 616487.0779 | 2348815.7248 | 1388 | 615250.0832 | 2349675.5405
VN | 714014566 | LINEVN1296 | 500 | 1.965 | [5 empty] | 50 |  | LINESTRING (616487.0779494584 2348815.72479329, 616150.4003267349 2349207.6969276136, 615914.5460318286 2349454.6878527715, 615705.7167491718 2349701.0311437724, 615250.0832134056 2349675.5405155728) | line | [10 empty] | 3 |  |  |  | 1393 | 1388 | 1 | FALSE | FALSE | 1 | TRUE | TRUE | 1393 | 1388 | 616487.0779 | 2348815.7248 | 615250.0832 | 2349675.5405 | 1393 | 616487.0779 | 2348815.7248 | 1388 | 615250.0832 | 2349675.5405
VN | 714014567 | LINEVN1297a | 500 | 0.5825 | [5 empty] | 50 | 6 cables - 2 systems | LINESTRING (617722.9933961708 2347609.571474301, 617356.3688750407 2347927.71498375) | line | [10 empty] | 6 |  |  |  | 1070 | 1394 | 1 | FALSE | FALSE | 2 | TRUE | TRUE | 1070 | 1394 | 617722.9934 | 2347609.5715 | 617356.3689 | 2347927.715 | 1070 | 617722.9934 | 2347609.5715 | 1394 | 617356.3689 | 2347927.715
VN | 714014567 | LINEVN1297b | 500 | 0.5825 | [5 empty] | 50 | 6 cables - 2 systems | LINESTRING (617722.9933961708 2347609.571474301, 617356.3688750407 2347927.71498375) | line | [10 empty] | 6 |  |  |  | 1070 | 1394 | 1 | FALSE | FALSE | 2 | TRUE | TRUE | 1070 | 1394 | 617722.9934 | 2347609.5715 | 617356.3689 | 2347927.715 | 1070 | 617722.9934 | 2347609.5715 | 1394 | 617356.3689 | 2347927.715
VN | 714014568 | LINEVN1298 | 500 | 0.99742 | [5 empty] | 50 |  | LINESTRING (617356.3688750407 2347927.71498375, 617013.0734915175 2348207.4210615084, 616765.8275937313 2348506.9120336343) | line | [10 empty] | 3 |  |  |  | 1394 | 1392 | 1 | FALSE | FALSE | 1 | TRUE | TRUE | 1394 | 1392 | 617356.3689 | 2347927.715 | 616765.8276 | 2348506.912 | 1394 | 617356.3689 | 2347927.715 | 1392 | 616765.8276 | 2348506.912
VN | 714014569 | LINEVN1299 | 500 | 0.99331 | [5 empty] | 50 |  | LINESTRING (617356.3688750407 2347927.71498375, 617029.6483257541 2348226.3577578333, 616765.8275937313 2348506.9120336343) | line | [10 empty] | 3 |  |  |  | 1394 | 1392 | 1 | FALSE | FALSE | 1 | TRUE | TRUE | 1394 | 1392 | 617356.3689 | 2347927.715 | 616765.8276 | 2348506.912 | 1394 | 617356.3689 | 2347927.715 | 1392 | 616765.8276 | 2348506.912
VN | 714072791 | LINEVN1300a | 220 | 5.5171 | [5 empty] | 50 | 6 cables - 2 systems | LINESTRING (593635.7462362105 2346040.2987675457, 593923.886693981 2345991.2917466117, 594320.2081700916 2345986.6437024726, 594641.4005455704 2346000.6662925966, 594868.0293296103 2345997.955071425, 595225.4065867104 2345988.266915468, 595254.4513781483 2345805.0665629874, 595610.7502838348 2345790.6649505724, 596006.6121557954 2345770.0046041072, 596273.9435951611 2345760.2116907216, 596567.2123097356 2345646.515682779, 596985.9253727229 2345506.3014687477, 597344.6682454393 2345408.645933597, 597680.0229396655 2345313.8919614544, 597637.5452705564 2345129.1629412943, 597691.285934273 2345081.453636753, 597709.0405126868 2345138.2990660854) | line | [10 empty] | 6 |  |  |  | 1395 | 1396 | 1 | FALSE | FALSE | 2 | TRUE | FALSE | 1395 |  | 593635.7462 | 2346040.2988 |  |  | 1395 | 593635.7462 | 2346040.2988 | 1396 | 597709.0405 | 2345138.2991
VN | 714072791 | LINEVN1300b | 220 | 5.5171 | [5 empty] | 50 | 6 cables - 2 systems | LINESTRING (593635.7462362105 2346040.2987675457, 593923.886693981 2345991.2917466117, 594320.2081700916 2345986.6437024726, 594641.4005455704 2346000.6662925966, 594868.0293296103 2345997.955071425, 595225.4065867104 2345988.266915468, 595254.4513781483 2345805.0665629874, 595610.7502838348 2345790.6649505724, 596006.6121557954 2345770.0046041072, 596273.9435951611 2345760.2116907216, 596567.2123097356 2345646.515682779, 596985.9253727229 2345506.3014687477, 597344.6682454393 2345408.645933597, 597680.0229396655 2345313.8919614544, 597637.5452705564 2345129.1629412943, 597691.285934273 2345081.453636753, 597709.0405126868 2345138.2990660854) | line | [10 empty] | 6 |  |  |  | 1395 | 1396 | 1 | FALSE | FALSE | 2 | TRUE | FALSE | 1395 |  | 593635.7462 | 2346040.2988 |  |  | 1395 | 593635.7462 | 2346040.2988 | 1396 | 597709.0405 | 2345138.2991
VN | 714072792 | LINEVN1301 | 220 | 0.29403 | [5 empty] | 50 |  | LINESTRING (593650.228483575 2345795.702584434, 593635.7462362105 2346040.2987675457) | line | [10 empty] | 3 |  |  |  | 1397 | 1395 | 1 | FALSE | FALSE | 1 | TRUE | TRUE | 1397 | 1395 | 593650.2285 | 2345795.7026 | 593635.7462 | 2346040.2988 | 1397 | 593650.2285 | 2345795.7026 | 1395 | 593635.7462 | 2346040.2988
VN | 714072793 | LINEVN1302 | 220 | 0.086478 | [5 empty] | 50 |  | LINESTRING (593578.4216182126 2346083.9712106744, 593635.7462362105 2346040.2987675457) | line | [10 empty] | 3 |  |  |  | 1398 | 1395 | 1 | FALSE | FALSE | 1 | TRUE | TRUE | 1398 | 1395 | 593578.4216 | 2346083.9712 | 593635.7462 | 2346040.2988 | 1398 | 593578.4216 | 2346083.9712 | 1395 | 593635.7462 | 2346040.2988
VN | 714072794 | LINEVN1303a | 500 | 6.1547 | [5 empty] | 50 | multiple vlevels, 9 cables - 3 systems | LINESTRING (593650.228483575 2345795.702584434, 593738.9587842894 2345417.850307153, 593851.9452929295 2344962.765151184, 593949.3777765342 2344574.8355570296, 594111.7952684948 2344241.52703623, 594276.4374025718 2343910.579313037, 594342.1134683863 2343527.295872267, 594407.6048935282 2343165.7952931733, 594576.6576457302 2342832.4292949056, 594767.7785859044 2342452.0604255414, 594974.3758051037 2342044.907470586, 595142.5255769102 2341715.327033553, 594918.4701862888 2341477.4690103475, 594629.9349998597 2341168.9119496434) | line | [10 empty] | 9 |  |  |  | 1397 | 1399 | 2 | FALSE | FALSE | 3 | TRUE | TRUE | 1397 | 1399 | 593650.2285 | 2345795.7026 | 594629.935 | 2341168.9119 | 1397 | 593650.2285 | 2345795.7026 | 1399 | 594629.935 | 2341168.9119
VN | 714072794 | LINEVN1303b | 500 | 6.1547 | [5 empty] | 50 | multiple vlevels, 9 cables - 3 systems | LINESTRING (593650.228483575 2345795.702584434, 593738.9587842894 2345417.850307153, 593851.9452929295 2344962.765151184, 593949.3777765342 2344574.8355570296, 594111.7952684948 2344241.52703623, 594276.4374025718 2343910.579313037, 594342.1134683863 2343527.295872267, 594407.6048935282 2343165.7952931733, 594576.6576457302 2342832.4292949056, 594767.7785859044 2342452.0604255414, 594974.3758051037 2342044.907470586, 595142.5255769102 2341715.327033553, 594918.4701862888 2341477.4690103475, 594629.9349998597 2341168.9119496434) | line | [10 empty] | 9 |  |  |  | 1397 | 1399 | 2 | FALSE | FALSE | 3 | TRUE | TRUE | 1397 | 1399 | 593650.2285 | 2345795.7026 | 594629.935 | 2341168.9119 | 1397 | 593650.2285 | 2345795.7026 | 1399 | 594629.935 | 2341168.9119
VN | 714072794 | LINEVN1303c | 500 | 6.1547 | [5 empty] | 50 | multiple vlevels, 9 cables - 3 systems | LINESTRING (593650.228483575 2345795.702584434, 593738.9587842894 2345417.850307153, 593851.9452929295 2344962.765151184, 593949.3777765342 2344574.8355570296, 594111.7952684948 2344241.52703623, 594276.4374025718 2343910.579313037, 594342.1134683863 2343527.295872267, 594407.6048935282 2343165.7952931733, 594576.6576457302 2342832.4292949056, 594767.7785859044 2342452.0604255414, 594974.3758051037 2342044.907470586, 595142.5255769102 2341715.327033553, 594918.4701862888 2341477.4690103475, 594629.9349998597 2341168.9119496434) | line | [10 empty] | 9 |  |  |  | 1397 | 1399 | 2 | FALSE | FALSE | 3 | TRUE | TRUE | 1397 | 1399 | 593650.2285 | 2345795.7026 | 594629.935 | 2341168.9119 | 1397 | 593650.2285 | 2345795.7026 | 1399 | 594629.935 | 2341168.9119
VN | 714072794 | LINEVN1304a | 220 | 6.1547 | [5 empty] | 50 | multiple vlevels, 9 cables - 3 systems | LINESTRING (593650.228483575 2345795.702584434, 593738.9587842894 2345417.850307153, 593851.9452929295 2344962.765151184, 593949.3777765342 2344574.8355570296, 594111.7952684948 2344241.52703623, 594276.4374025718 2343910.579313037, 594342.1134683863 2343527.295872267, 594407.6048935282 2343165.7952931733, 594576.6576457302 2342832.4292949056, 594767.7785859044 2342452.0604255414, 594974.3758051037 2342044.907470586, 595142.5255769102 2341715.327033553, 594918.4701862888 2341477.4690103475, 594629.9349998597 2341168.9119496434) | line | [10 empty] | 9 |  |  |  | 1397 | 1399 | 2 | FALSE | FALSE | 3 | TRUE | TRUE | 1397 | 1399 | 593650.2285 | 2345795.7026 | 594629.935 | 2341168.9119 | 1397 | 593650.2285 | 2345795.7026 | 1399 | 594629.935 | 2341168.9119
VN | 714072794 | LINEVN1304b | 220 | 6.1547 | [5 empty] | 50 | multiple vlevels, 9 cables - 3 systems | LINESTRING (593650.228483575 2345795.702584434, 593738.9587842894 2345417.850307153, 593851.9452929295 2344962.765151184, 593949.3777765342 2344574.8355570296, 594111.7952684948 2344241.52703623, 594276.4374025718 2343910.579313037, 594342.1134683863 2343527.295872267, 594407.6048935282 2343165.7952931733, 594576.6576457302 2342832.4292949056, 594767.7785859044 2342452.0604255414, 594974.3758051037 2342044.907470586, 595142.5255769102 2341715.327033553, 594918.4701862888 2341477.4690103475, 594629.9349998597 2341168.9119496434) | line | [10 empty] | 9 |  |  |  | 1397 | 1399 | 2 | FALSE | FALSE | 3 | TRUE | TRUE | 1397 | 1399 | 593650.2285 | 2345795.7026 | 594629.935 | 2341168.9119 | 1397 | 593650.2285 | 2345795.7026 | 1399 | 594629.935 | 2341168.9119
VN | 714072794 | LINEVN1304c | 220 | 6.1547 | [5 empty] | 50 | multiple vlevels, 9 cables - 3 systems | LINESTRING (593650.228483575 2345795.702584434, 593738.9587842894 2345417.850307153, 593851.9452929295 2344962.765151184, 593949.3777765342 2344574.8355570296, 594111.7952684948 2344241.52703623, 594276.4374025718 2343910.579313037, 594342.1134683863 2343527.295872267, 594407.6048935282 2343165.7952931733, 594576.6576457302 2342832.4292949056, 594767.7785859044 2342452.0604255414, 594974.3758051037 2342044.907470586, 595142.5255769102 2341715.327033553, 594918.4701862888 2341477.4690103475, 594629.9349998597 2341168.9119496434) | line | [10 empty] | 9 |  |  |  | 1397 | 1399 | 2 | FALSE | FALSE | 3 | TRUE | TRUE | 1397 | 1399 | 593650.2285 | 2345795.7026 | 594629.935 | 2341168.9119 | 1397 | 593650.2285 | 2345795.7026 | 1399 | 594629.935 | 2341168.9119
VN | 714072795 | LINEVN1305a | 500 | 0.35649 | [5 empty] | 50 | multiple vlevels, 6 cables - 2 systems | LINESTRING (593578.4216182126 2346083.9712106744, 593650.228483575 2345795.702584434) | line | [10 empty] | 6 |  |  |  | 1398 | 1397 | 2 | FALSE | FALSE | 2 | TRUE | TRUE | 1398 | 1397 | 593578.4216 | 2346083.9712 | 593650.2285 | 2345795.7026 | 1398 | 593578.4216 | 2346083.9712 | 1397 | 593650.2285 | 2345795.7026
VN | 714072795 | LINEVN1305b | 500 | 0.35649 | [5 empty] | 50 | multiple vlevels, 6 cables - 2 systems | LINESTRING (593578.4216182126 2346083.9712106744, 593650.228483575 2345795.702584434) | line | [10 empty] | 6 |  |  |  | 1398 | 1397 | 2 | FALSE | FALSE | 2 | TRUE | TRUE | 1398 | 1397 | 593578.4216 | 2346083.9712 | 593650.2285 | 2345795.7026 | 1398 | 593578.4216 | 2346083.9712 | 1397 | 593650.2285 | 2345795.7026
VN | 714072795 | LINEVN1306a | 220 | 0.35649 | [5 empty] | 50 | multiple vlevels, 6 cables - 2 systems | LINESTRING (593578.4216182126 2346083.9712106744, 593650.228483575 2345795.702584434) | line | [10 empty] | 6 |  |  |  | 1398 | 1397 | 2 | FALSE | FALSE | 2 | TRUE | TRUE | 1398 | 1397 | 593578.4216 | 2346083.9712 | 593650.2285 | 2345795.7026 | 1398 | 593578.4216 | 2346083.9712 | 1397 | 593650.2285 | 2345795.7026
VN | 714072795 | LINEVN1306b | 220 | 0.35649 | [5 empty] | 50 | multiple vlevels, 6 cables - 2 systems | LINESTRING (593578.4216182126 2346083.9712106744, 593650.228483575 2345795.702584434) | line | [10 empty] | 6 |  |  |  | 1398 | 1397 | 2 | FALSE | FALSE | 2 | TRUE | TRUE | 1398 | 1397 | 593578.4216 | 2346083.9712 | 593650.2285 | 2345795.7026 | 1398 | 593578.4216 | 2346083.9712 | 1397 | 593650.2285 | 2345795.7026
VN | 714072796 | LINEVN1307a | 110 | 1.0179 | [5 empty] | 50 | 6 cables - 2 systems | LINESTRING (594933.5177352807 2357637.5280996207, 594702.0852663417 2357752.344606611, 594587.0597580288 2357822.34360666, 594465.1724210511 2357900.7383641256, 594542.4463206289 2358201.268626027) | line | [10 empty] | 6 | 2 |  |  | 1400 | 1401 | 1 | FALSE | FALSE | 2 | TRUE | TRUE | 1400 | 1401 | 594933.5177 | 2357637.5281 | 594542.4463 | 2358201.2686 | 1400 | 594933.5177 | 2357637.5281 | 1401 | 594542.4463 | 2358201.2686
VN | 714072796 | LINEVN1307b | 110 | 1.0179 | [5 empty] | 50 | 6 cables - 2 systems | LINESTRING (594933.5177352807 2357637.5280996207, 594702.0852663417 2357752.344606611, 594587.0597580288 2357822.34360666, 594465.1724210511 2357900.7383641256, 594542.4463206289 2358201.268626027) | line | [10 empty] | 6 | 2 |  |  | 1400 | 1401 | 1 | FALSE | FALSE | 2 | TRUE | TRUE | 1400 | 1401 | 594933.5177 | 2357637.5281 | 594542.4463 | 2358201.2686 | 1400 | 594933.5177 | 2357637.5281 | 1401 | 594542.4463 | 2358201.2686
VN | 714072797 | LINEVN1308 | 110 | 0.98009 | [5 empty] | 50 |  | LINESTRING (594933.5177352807 2357637.5280996207, 594715.3252927489 2357771.094914562, 594628.0727606368 2357825.492212355, 594489.7415582552 2357910.012416146, 594542.4463206289 2358201.268626027) | line | [10 empty] | 3 |  |  |  | 1400 | 1401 | 1 | FALSE | FALSE | 1 | TRUE | TRUE | 1400 | 1401 | 594933.5177 | 2357637.5281 | 594542.4463 | 2358201.2686 | 1400 | 594933.5177 | 2357637.5281 | 1401 | 594542.4463 | 2358201.2686
VN | 714072798 | LINEVN1309a | 110 | 1.9101 | [5 empty] | 50 | 9 cables - 3 systems | LINESTRING (594542.4463206289 2358201.268626027, 594622.3046444772 2358486.6054866714, 594701.230062075 2358764.1780895437, 594459.3646770231 2359032.542976981, 594296.5314157595 2359211.519356373, 594130.5411018598 2359222.7267383295, 593927.869141619 2359226.684839065, 593915.8597874966 2359259.1035786225) | line | [10 empty] | 9 | 3 |  |  | 1401 | 1402 | 1 | FALSE | FALSE | 3 | TRUE | FALSE | 1401 |  | 594542.4463 | 2358201.2686 |  |  | 1401 | 594542.4463 | 2358201.2686 | 1402 | 593915.8598 | 2359259.1036
VN | 714072798 | LINEVN1309b | 110 | 1.9101 | [5 empty] | 50 | 9 cables - 3 systems | LINESTRING (594542.4463206289 2358201.268626027, 594622.3046444772 2358486.6054866714, 594701.230062075 2358764.1780895437, 594459.3646770231 2359032.542976981, 594296.5314157595 2359211.519356373, 594130.5411018598 2359222.7267383295, 593927.869141619 2359226.684839065, 593915.8597874966 2359259.1035786225) | line | [10 empty] | 9 | 3 |  |  | 1401 | 1402 | 1 | FALSE | FALSE | 3 | TRUE | FALSE | 1401 |  | 594542.4463 | 2358201.2686 |  |  | 1401 | 594542.4463 | 2358201.2686 | 1402 | 593915.8598 | 2359259.1036
VN | 714072798 | LINEVN1309c | 110 | 1.9101 | [5 empty] | 50 | 9 cables - 3 systems | LINESTRING (594542.4463206289 2358201.268626027, 594622.3046444772 2358486.6054866714, 594701.230062075 2358764.1780895437, 594459.3646770231 2359032.542976981, 594296.5314157595 2359211.519356373, 594130.5411018598 2359222.7267383295, 593927.869141619 2359226.684839065, 593915.8597874966 2359259.1035786225) | line | [10 empty] | 9 | 3 |  |  | 1401 | 1402 | 1 | FALSE | FALSE | 3 | TRUE | FALSE | 1401 |  | 594542.4463 | 2358201.2686 |  |  | 1401 | 594542.4463 | 2358201.2686 | 1402 | 593915.8598 | 2359259.1036
VN | 714072799 | LINEVN1310a | 220 | 0.44622 | [5 empty] | 50 | 6 cables - 2 systems | LINESTRING (594728.5583323113 2359350.71214755, 594860.2045804999 2359002.9427461023) | line | [10 empty] | 6 |  |  |  | 1403 | 1371 | 1 | FALSE | FALSE | 2 | TRUE | TRUE | 1403 | 1371 | 594728.5583 | 2359350.7121 | 594860.2046 | 2359002.9427 | 1403 | 594728.5583 | 2359350.7121 | 1371 | 594860.2046 | 2359002.9427
VN | 714072799 | LINEVN1310b | 220 | 0.44622 | [5 empty] | 50 | 6 cables - 2 systems | LINESTRING (594728.5583323113 2359350.71214755, 594860.2045804999 2359002.9427461023) | line | [10 empty] | 6 |  |  |  | 1403 | 1371 | 1 | FALSE | FALSE | 2 | TRUE | TRUE | 1403 | 1371 | 594728.5583 | 2359350.7121 | 594860.2046 | 2359002.9427 | 1403 | 594728.5583 | 2359350.7121 | 1371 | 594860.2046 | 2359002.9427
VN | 714072800 | LINEVN1311a | 500 | 16.9134 | [5 empty] | 50 | multiple vlevels, 9 cables - 3 systems | LINESTRING (594860.2045804999 2359002.9427461023, 594754.8086992509 2358613.904528389, 594647.7013734921 2358207.833173571, 594533.78099927 2357775.4344101357, 594437.000645286 2357409.229472311, 594481.4241705991 2357159.867101909, 594535.0924690871 2356874.3291859366, 594576.0779576221 2356642.358885483, 594630.4778131804 2356352.7963799965, 594816.7305870065 2355972.013801759, 594957.3896186415 2355682.531886708, 595178.1923345061 2355222.9645702285, 595127.5536065366 2354840.233224758, 595072.8993999852 2354428.5665504774, 595034.0136071148 2354129.0219472507, 594981.4640359946 2353738.089609072, 594937.8000758624 2353399.4994587726, 595063.7634092518 2353078.8953774855, 595206.9007021385 2352726.424524486, 595353.7258459223 2352363.471710355, 595465.2702896136 2352084.1183284437, 595587.8265605184 2351779.9355339846, 595603.7581003011 2351434.042946474, 595624.1860748183 2350961.292173019, 595642.7227694355 2350528.2352491566, 595658.5667652391 2350172.623950658, 595669.8131276817 2349986.187282901, 595481.8080718373 2349746.7090720786, 595238.3884292819 2349438.416433572, 594948.951073708 2349071.8710342036, 594638.2245679075 2348676.8499170463, 594391.5988149407 2348362.863653547, 594191.8168625394 2348107.395251904, 593966.7268308569 2347821.057316909, 593720.8952293519 2347510.6623601173, 593508.5031814135 2347240.5868679746, 593344.4773973968 2347031.114997805, 593418.2536526676 2346736.514113284, 593495.8089348801 2346414.7940224186, 593578.4216182126 2346083.9712106744) | line | [10 empty] | 9 |  |  |  | 1371 | 1398 | 2 | FALSE | FALSE | 3 | TRUE | TRUE | 1371 | 1398 | 594860.2046 | 2359002.9427 | 593578.4216 | 2346083.9712 | 1371 | 594860.2046 | 2359002.9427 | 1398 | 593578.4216 | 2346083.9712
VN | 714072800 | LINEVN1311b | 500 | 16.9134 | [5 empty] | 50 | multiple vlevels, 9 cables - 3 systems | LINESTRING (594860.2045804999 2359002.9427461023, 594754.8086992509 2358613.904528389, 594647.7013734921 2358207.833173571, 594533.78099927 2357775.4344101357, 594437.000645286 2357409.229472311, 594481.4241705991 2357159.867101909, 594535.0924690871 2356874.3291859366, 594576.0779576221 2356642.358885483, 594630.4778131804 2356352.7963799965, 594816.7305870065 2355972.013801759, 594957.3896186415 2355682.531886708, 595178.1923345061 2355222.9645702285, 595127.5536065366 2354840.233224758, 595072.8993999852 2354428.5665504774, 595034.0136071148 2354129.0219472507, 594981.4640359946 2353738.089609072, 594937.8000758624 2353399.4994587726, 595063.7634092518 2353078.8953774855, 595206.9007021385 2352726.424524486, 595353.7258459223 2352363.471710355, 595465.2702896136 2352084.1183284437, 595587.8265605184 2351779.9355339846, 595603.7581003011 2351434.042946474, 595624.1860748183 2350961.292173019, 595642.7227694355 2350528.2352491566, 595658.5667652391 2350172.623950658, 595669.8131276817 2349986.187282901, 595481.8080718373 2349746.7090720786, 595238.3884292819 2349438.416433572, 594948.951073708 2349071.8710342036, 594638.2245679075 2348676.8499170463, 594391.5988149407 2348362.863653547, 594191.8168625394 2348107.395251904, 593966.7268308569 2347821.057316909, 593720.8952293519 2347510.6623601173, 593508.5031814135 2347240.5868679746, 593344.4773973968 2347031.114997805, 593418.2536526676 2346736.514113284, 593495.8089348801 2346414.7940224186, 593578.4216182126 2346083.9712106744) | line | [10 empty] | 9 |  |  |  | 1371 | 1398 | 2 | FALSE | FALSE | 3 | TRUE | TRUE | 1371 | 1398 | 594860.2046 | 2359002.9427 | 593578.4216 | 2346083.9712 | 1371 | 594860.2046 | 2359002.9427 | 1398 | 593578.4216 | 2346083.9712
VN | 714072800 | LINEVN1311c | 500 | 16.9134 | [5 empty] | 50 | multiple vlevels, 9 cables - 3 systems | LINESTRING (594860.2045804999 2359002.9427461023, 594754.8086992509 2358613.904528389, 594647.7013734921 2358207.833173571, 594533.78099927 2357775.4344101357, 594437.000645286 2357409.229472311, 594481.4241705991 2357159.867101909, 594535.0924690871 2356874.3291859366, 594576.0779576221 2356642.358885483, 594630.4778131804 2356352.7963799965, 594816.7305870065 2355972.013801759, 594957.3896186415 2355682.531886708, 595178.1923345061 2355222.9645702285, 595127.5536065366 2354840.233224758, 595072.8993999852 2354428.5665504774, 595034.0136071148 2354129.0219472507, 594981.4640359946 2353738.089609072, 594937.8000758624 2353399.4994587726, 595063.7634092518 2353078.8953774855, 595206.9007021385 2352726.424524486, 595353.7258459223 2352363.471710355, 595465.2702896136 2352084.1183284437, 595587.8265605184 2351779.9355339846, 595603.7581003011 2351434.042946474, 595624.1860748183 2350961.292173019, 595642.7227694355 2350528.2352491566, 595658.5667652391 2350172.623950658, 595669.8131276817 2349986.187282901, 595481.8080718373 2349746.7090720786, 595238.3884292819 2349438.416433572, 594948.951073708 2349071.8710342036, 594638.2245679075 2348676.8499170463, 594391.5988149407 2348362.863653547, 594191.8168625394 2348107.395251904, 593966.7268308569 2347821.057316909, 593720.8952293519 2347510.6623601173, 593508.5031814135 2347240.5868679746, 593344.4773973968 2347031.114997805, 593418.2536526676 2346736.514113284, 593495.8089348801 2346414.7940224186, 593578.4216182126 2346083.9712106744) | line | [10 empty] | 9 |  |  |  | 1371 | 1398 | 2 | FALSE | FALSE | 3 | TRUE | TRUE | 1371 | 1398 | 594860.2046 | 2359002.9427 | 593578.4216 | 2346083.9712 | 1371 | 594860.2046 | 2359002.9427 | 1398 | 593578.4216 | 2346083.9712
VN | 714072800 | LINEVN1312a | 220 | 16.9134 | [5 empty] | 50 | multiple vlevels, 9 cables - 3 systems | LINESTRING (594860.2045804999 2359002.9427461023, 594754.8086992509 2358613.904528389, 594647.7013734921 2358207.833173571, 594533.78099927 2357775.4344101357, 594437.000645286 2357409.229472311, 594481.4241705991 2357159.867101909, 594535.0924690871 2356874.3291859366, 594576.0779576221 2356642.358885483, 594630.4778131804 2356352.7963799965, 594816.7305870065 2355972.013801759, 594957.3896186415 2355682.531886708, 595178.1923345061 2355222.9645702285, 595127.5536065366 2354840.233224758, 595072.8993999852 2354428.5665504774, 595034.0136071148 2354129.0219472507, 594981.4640359946 2353738.089609072, 594937.8000758624 2353399.4994587726, 595063.7634092518 2353078.8953774855, 595206.9007021385 2352726.424524486, 595353.7258459223 2352363.471710355, 595465.2702896136 2352084.1183284437, 595587.8265605184 2351779.9355339846, 595603.7581003011 2351434.042946474, 595624.1860748183 2350961.292173019, 595642.7227694355 2350528.2352491566, 595658.5667652391 2350172.623950658, 595669.8131276817 2349986.187282901, 595481.8080718373 2349746.7090720786, 595238.3884292819 2349438.416433572, 594948.951073708 2349071.8710342036, 594638.2245679075 2348676.8499170463, 594391.5988149407 2348362.863653547, 594191.8168625394 2348107.395251904, 593966.7268308569 2347821.057316909, 593720.8952293519 2347510.6623601173, 593508.5031814135 2347240.5868679746, 593344.4773973968 2347031.114997805, 593418.2536526676 2346736.514113284, 593495.8089348801 2346414.7940224186, 593578.4216182126 2346083.9712106744) | line | [10 empty] | 9 |  |  |  | 1371 | 1398 | 2 | FALSE | FALSE | 3 | TRUE | TRUE | 1371 | 1398 | 594860.2046 | 2359002.9427 | 593578.4216 | 2346083.9712 | 1371 | 594860.2046 | 2359002.9427 | 1398 | 593578.4216 | 2346083.9712
VN | 714072800 | LINEVN1312b | 220 | 16.9134 | [5 empty] | 50 | multiple vlevels, 9 cables - 3 systems | LINESTRING (594860.2045804999 2359002.9427461023, 594754.8086992509 2358613.904528389, 594647.7013734921 2358207.833173571, 594533.78099927 2357775.4344101357, 594437.000645286 2357409.229472311, 594481.4241705991 2357159.867101909, 594535.0924690871 2356874.3291859366, 594576.0779576221 2356642.358885483, 594630.4778131804 2356352.7963799965, 594816.7305870065 2355972.013801759, 594957.3896186415 2355682.531886708, 595178.1923345061 2355222.9645702285, 595127.5536065366 2354840.233224758, 595072.8993999852 2354428.5665504774, 595034.0136071148 2354129.0219472507, 594981.4640359946 2353738.089609072, 594937.8000758624 2353399.4994587726, 595063.7634092518 2353078.8953774855, 595206.9007021385 2352726.424524486, 595353.7258459223 2352363.471710355, 595465.2702896136 2352084.1183284437, 595587.8265605184 2351779.9355339846, 595603.7581003011 2351434.042946474, 595624.1860748183 2350961.292173019, 595642.7227694355 2350528.2352491566, 595658.5667652391 2350172.623950658, 595669.8131276817 2349986.187282901, 595481.8080718373 2349746.7090720786, 595238.3884292819 2349438.416433572, 594948.951073708 2349071.8710342036, 594638.2245679075 2348676.8499170463, 594391.5988149407 2348362.863653547, 594191.8168625394 2348107.395251904, 593966.7268308569 2347821.057316909, 593720.8952293519 2347510.6623601173, 593508.5031814135 2347240.5868679746, 593344.4773973968 2347031.114997805, 593418.2536526676 2346736.514113284, 593495.8089348801 2346414.7940224186, 593578.4216182126 2346083.9712106744) | line | [10 empty] | 9 |  |  |  | 1371 | 1398 | 2 | FALSE | FALSE | 3 | TRUE | TRUE | 1371 | 1398 | 594860.2046 | 2359002.9427 | 593578.4216 | 2346083.9712 | 1371 | 594860.2046 | 2359002.9427 | 1398 | 593578.4216 | 2346083.9712
VN | 714072800 | LINEVN1312c | 220 | 16.9134 | [5 empty] | 50 | multiple vlevels, 9 cables - 3 systems | LINESTRING (594860.2045804999 2359002.9427461023, 594754.8086992509 2358613.904528389, 594647.7013734921 2358207.833173571, 594533.78099927 2357775.4344101357, 594437.000645286 2357409.229472311, 594481.4241705991 2357159.867101909, 594535.0924690871 2356874.3291859366, 594576.0779576221 2356642.358885483, 594630.4778131804 2356352.7963799965, 594816.7305870065 2355972.013801759, 594957.3896186415 2355682.531886708, 595178.1923345061 2355222.9645702285, 595127.5536065366 2354840.233224758, 595072.8993999852 2354428.5665504774, 595034.0136071148 2354129.0219472507, 594981.4640359946 2353738.089609072, 594937.8000758624 2353399.4994587726, 595063.7634092518 2353078.8953774855, 595206.9007021385 2352726.424524486, 595353.7258459223 2352363.471710355, 595465.2702896136 2352084.1183284437, 595587.8265605184 2351779.9355339846, 595603.7581003011 2351434.042946474, 595624.1860748183 2350961.292173019, 595642.7227694355 2350528.2352491566, 595658.5667652391 2350172.623950658, 595669.8131276817 2349986.187282901, 595481.8080718373 2349746.7090720786, 595238.3884292819 2349438.416433572, 594948.951073708 2349071.8710342036, 594638.2245679075 2348676.8499170463, 594391.5988149407 2348362.863653547, 594191.8168625394 2348107.395251904, 593966.7268308569 2347821.057316909, 593720.8952293519 2347510.6623601173, 593508.5031814135 2347240.5868679746, 593344.4773973968 2347031.114997805, 593418.2536526676 2346736.514113284, 593495.8089348801 2346414.7940224186, 593578.4216182126 2346083.9712106744) | line | [10 empty] | 9 |  |  |  | 1371 | 1398 | 2 | FALSE | FALSE | 3 | TRUE | TRUE | 1371 | 1398 | 594860.2046 | 2359002.9427 | 593578.4216 | 2346083.9712 | 1371 | 594860.2046 | 2359002.9427 | 1398 | 593578.4216 | 2346083.9712
VN | 714072801 | LINEVN1313a | 220 | 10.4203 | [5 empty] | 50 | 6 cables - 2 systems | LINESTRING (593965.1164091423 2359424.0730050704, 594013.3051682874 2359437.48938833, 594259.5210244148 2359478.591509967, 594671.7113569882 2359344.228061919, 594824.534185881 2359014.347127671, 594714.965183732 2358625.8384291343, 594616.5171964957 2358284.2618572568, 594517.5375469385 2357938.7978565497, 594417.7236911629 2357591.525687177, 594313.701467354 2357225.0031598723, 594207.2637698078 2356850.1769863945, 594114.0983066111 2356522.139735616, 594024.5284504517 2356495.3464911664, 593661.3068912181 2356551.5074037225, 592859.0095355829 2356604.999772976, 592454.4075837818 2356643.0868541123, 592179.2569731494 2356668.3646713463, 591869.867882843 2356695.4581593177, 591633.7671116717 2356647.5770576415, 591399.3902313758 2356599.1113354955, 591077.8386394825 2356537.99843118, 590870.6850438118 2356491.7619751813, 590506.9832704453 2356416.1030580974, 590100.6360883083 2356331.0744032008, 589706.8488774191 2356249.401323332, 589440.5051701765 2355859.168431634, 589438.1656484634 2355803.2796869692) | line | [10 empty] | 6 | 2 |  |  | 1404 | 1405 | 1 | FALSE | FALSE | 2 | FALSE | FALSE | [6 empty] | 1404 | 593965.1164 | 2359424.073 | 1405 | 589438.1656 | 2355803.2797
VN | 714072801 | LINEVN1313b | 220 | 10.4203 | [5 empty] | 50 | 6 cables - 2 systems | LINESTRING (593965.1164091423 2359424.0730050704, 594013.3051682874 2359437.48938833, 594259.5210244148 2359478.591509967, 594671.7113569882 2359344.228061919, 594824.534185881 2359014.347127671, 594714.965183732 2358625.8384291343, 594616.5171964957 2358284.2618572568, 594517.5375469385 2357938.7978565497, 594417.7236911629 2357591.525687177, 594313.701467354 2357225.0031598723, 594207.2637698078 2356850.1769863945, 594114.0983066111 2356522.139735616, 594024.5284504517 2356495.3464911664, 593661.3068912181 2356551.5074037225, 592859.0095355829 2356604.999772976, 592454.4075837818 2356643.0868541123, 592179.2569731494 2356668.3646713463, 591869.867882843 2356695.4581593177, 591633.7671116717 2356647.5770576415, 591399.3902313758 2356599.1113354955, 591077.8386394825 2356537.99843118, 590870.6850438118 2356491.7619751813, 590506.9832704453 2356416.1030580974, 590100.6360883083 2356331.0744032008, 589706.8488774191 2356249.401323332, 589440.5051701765 2355859.168431634, 589438.1656484634 2355803.2796869692) | line | [10 empty] | 6 | 2 |  |  | 1404 | 1405 | 1 | FALSE | FALSE | 2 | FALSE | FALSE | [6 empty] | 1404 | 593965.1164 | 2359424.073 | 1405 | 589438.1656 | 2355803.2797
VN | 714072802 | LINEVN1314a | 220 | 0.41364 | [5 empty] | 50 | 6 cables - 2 systems | LINESTRING (593942.4182002442 2359502.765489215, 593989.0552193384 2359519.072989624, 594265.5122690392 2359622.845566575) | line | [10 empty] | 6 |  |  |  | 1406 | 1407 | 1 | FALSE | FALSE | 2 | FALSE | TRUE |  | 1407 |  |  | 594265.5123 | 2359622.8456 | 1406 | 593942.4182 | 2359502.7655 | 1407 | 594265.5123 | 2359622.8456
VN | 714072802 | LINEVN1314b | 220 | 0.41364 | [5 empty] | 50 | 6 cables - 2 systems | LINESTRING (593942.4182002442 2359502.765489215, 593989.0552193384 2359519.072989624, 594265.5122690392 2359622.845566575) | line | [10 empty] | 6 |  |  |  | 1406 | 1407 | 1 | FALSE | FALSE | 2 | FALSE | TRUE |  | 1407 |  |  | 594265.5123 | 2359622.8456 | 1406 | 593942.4182 | 2359502.7655 | 1407 | 594265.5123 | 2359622.8456
VN | 714072803 | LINEVN1315a | 220 | 0.41499 | [5 empty] | 50 | 6 cables - 2 systems | LINESTRING (593926.9663099356 2359553.1406409657, 593974.1782965623 2359566.828034974, 594265.5122690392 2359622.845566575) | line | [10 empty] | 6 |  |  |  | 1408 | 1407 | 1 | FALSE | FALSE | 2 | FALSE | TRUE |  | 1407 |  |  | 594265.5123 | 2359622.8456 | 1408 | 593926.9663 | 2359553.1406 | 1407 | 594265.5123 | 2359622.8456
VN | 714072803 | LINEVN1315b | 220 | 0.41499 | [5 empty] | 50 | 6 cables - 2 systems | LINESTRING (593926.9663099356 2359553.1406409657, 593974.1782965623 2359566.828034974, 594265.5122690392 2359622.845566575) | line | [10 empty] | 6 |  |  |  | 1408 | 1407 | 1 | FALSE | FALSE | 2 | FALSE | TRUE |  | 1407 |  |  | 594265.5123 | 2359622.8456 | 1408 | 593926.9663 | 2359553.1406 | 1407 | 594265.5123 | 2359622.8456
VN | 714072804 | LINEVN1316a | 220 | 0.64451 | [5 empty] | 50 | 12 cables - 4 systems | LINESTRING (594265.5122690392 2359622.845566575, 594547.8316243547 2359456.891366285, 594728.5583323113 2359350.71214755) | line | [10 empty] | 12 |  |  |  | 1407 | 1403 | 1 | FALSE | FALSE | 4 | TRUE | TRUE | 1407 | 1403 | 594265.5123 | 2359622.8456 | 594728.5583 | 2359350.7121 | 1407 | 594265.5123 | 2359622.8456 | 1403 | 594728.5583 | 2359350.7121
VN | 714072804 | LINEVN1316b | 220 | 0.64451 | [5 empty] | 50 | 12 cables - 4 systems | LINESTRING (594265.5122690392 2359622.845566575, 594547.8316243547 2359456.891366285, 594728.5583323113 2359350.71214755) | line | [10 empty] | 12 |  |  |  | 1407 | 1403 | 1 | FALSE | FALSE | 4 | TRUE | TRUE | 1407 | 1403 | 594265.5123 | 2359622.8456 | 594728.5583 | 2359350.7121 | 1407 | 594265.5123 | 2359622.8456 | 1403 | 594728.5583 | 2359350.7121
VN | 714072804 | LINEVN1316c | 220 | 0.64451 | [5 empty] | 50 | 12 cables - 4 systems | LINESTRING (594265.5122690392 2359622.845566575, 594547.8316243547 2359456.891366285, 594728.5583323113 2359350.71214755) | line | [10 empty] | 12 |  |  |  | 1407 | 1403 | 1 | FALSE | FALSE | 4 | TRUE | TRUE | 1407 | 1403 | 594265.5123 | 2359622.8456 | 594728.5583 | 2359350.7121 | 1407 | 594265.5123 | 2359622.8456 | 1403 | 594728.5583 | 2359350.7121
VN | 714072804 | LINEVN1316d | 220 | 0.64451 | [5 empty] | 50 | 12 cables - 4 systems | LINESTRING (594265.5122690392 2359622.845566575, 594547.8316243547 2359456.891366285, 594728.5583323113 2359350.71214755) | line | [10 empty] | 12 |  |  |  | 1407 | 1403 | 1 | FALSE | FALSE | 4 | TRUE | TRUE | 1407 | 1403 | 594265.5123 | 2359622.8456 | 594728.5583 | 2359350.7121 | 1407 | 594265.5123 | 2359622.8456 | 1403 | 594728.5583 | 2359350.7121
VN | 714467565 | LINEVN1317 | 220 | 0.19186 | [5 empty] | 50 |  | LINESTRING (588911.0298296929 2365306.06170812, 588930.0926285181 2365277.961909986, 589054.2286452797 2365256.8010526868) | line | [10 empty] | 3 |  |  |  | 1409 | 1410 | 1 | FALSE | FALSE | 1 | FALSE | FALSE | [6 empty] | 1409 | 588911.0298 | 2365306.0617 | 1410 | 589054.2286 | 2365256.8011
VN | 714467566 | LINEVN1318 | 220 | 7.5953 | [5 empty] | 50 |  | LINESTRING (590726.6193085434 2359570.2890930767, 590709.5477152553 2359632.1585666104, 590597.7857321568 2359973.7586330753, 590432.9220277027 2360309.807335278, 590277.0526230116 2360623.902097203, 590143.6197243185 2360892.7834642497, 589953.5045054371 2361273.7479381924, 589814.5707416142 2361552.950932892, 589898.2422118451 2361863.24452586, 590001.6615794791 2362248.9835126656, 590062.6705670297 2362482.1351218745, 589733.1175625258 2362934.590886056, 589555.8823908446 2363177.345075984, 589156.3347827714 2363722.030589308, 589068.5809084406 2364021.609619978, 588954.693650821 2364414.1700325096, 588871.9857434141 2364715.548639906, 588779.2359851198 2365024.333421312, 588702.2217567769 2365303.5394114335) | line | [10 empty] | 3 | 1 |  |  | 969 | 1411 | 1 | FALSE | FALSE | 1 | TRUE | TRUE | 969 | 1411 | 590726.6193 | 2359570.2891 | 588702.2218 | 2365303.5394 | 969 | 590726.6193 | 2359570.2891 | 1411 | 588702.2218 | 2365303.5394
VN | 714467568 | LINEVN1319a | 220 | 2.3042 | [5 empty] | 50 | 12 cables - 4 systems | LINESTRING (589529.0507966013 2363379.0302200876, 589528.270865318 2363647.4829699364, 589527.4464770174 2364001.366319832, 589527.8544427216 2364330.9157712613, 589527.3056409829 2364577.940412006, 589526.7341729692 2364838.4913604436, 589527.9545643036 2365299.2137563527) | line | [10 empty] | 12 |  |  |  | 1412 | 1413 | 1 | FALSE | FALSE | 4 | TRUE | TRUE | 1412 | 1413 | 589529.0508 | 2363379.0302 | 589527.9546 | 2365299.2138 | 1412 | 589529.0508 | 2363379.0302 | 1413 | 589527.9546 | 2365299.2138
VN | 714467568 | LINEVN1319b | 220 | 2.3042 | [5 empty] | 50 | 12 cables - 4 systems | LINESTRING (589529.0507966013 2363379.0302200876, 589528.270865318 2363647.4829699364, 589527.4464770174 2364001.366319832, 589527.8544427216 2364330.9157712613, 589527.3056409829 2364577.940412006, 589526.7341729692 2364838.4913604436, 589527.9545643036 2365299.2137563527) | line | [10 empty] | 12 |  |  |  | 1412 | 1413 | 1 | FALSE | FALSE | 4 | TRUE | TRUE | 1412 | 1413 | 589529.0508 | 2363379.0302 | 589527.9546 | 2365299.2138 | 1412 | 589529.0508 | 2363379.0302 | 1413 | 589527.9546 | 2365299.2138
VN | 714467568 | LINEVN1319c | 220 | 2.3042 | [5 empty] | 50 | 12 cables - 4 systems | LINESTRING (589529.0507966013 2363379.0302200876, 589528.270865318 2363647.4829699364, 589527.4464770174 2364001.366319832, 589527.8544427216 2364330.9157712613, 589527.3056409829 2364577.940412006, 589526.7341729692 2364838.4913604436, 589527.9545643036 2365299.2137563527) | line | [10 empty] | 12 |  |  |  | 1412 | 1413 | 1 | FALSE | FALSE | 4 | TRUE | TRUE | 1412 | 1413 | 589529.0508 | 2363379.0302 | 589527.9546 | 2365299.2138 | 1412 | 589529.0508 | 2363379.0302 | 1413 | 589527.9546 | 2365299.2138
VN | 714467568 | LINEVN1319d | 220 | 2.3042 | [5 empty] | 50 | 12 cables - 4 systems | LINESTRING (589529.0507966013 2363379.0302200876, 589528.270865318 2363647.4829699364, 589527.4464770174 2364001.366319832, 589527.8544427216 2364330.9157712613, 589527.3056409829 2364577.940412006, 589526.7341729692 2364838.4913604436, 589527.9545643036 2365299.2137563527) | line | [10 empty] | 12 |  |  |  | 1412 | 1413 | 1 | FALSE | FALSE | 4 | TRUE | TRUE | 1412 | 1413 | 589529.0508 | 2363379.0302 | 589527.9546 | 2365299.2138 | 1412 | 589529.0508 | 2363379.0302 | 1413 | 589527.9546 | 2365299.2138
VN | 714467569 | LINEVN1320a | 220 | 0.48192 | [5 empty] | 50 | 6 cables - 2 systems | LINESTRING (589529.0507966013 2363379.0302200876, 589509.9834454217 2363307.3200032, 589508.4635127266 2363204.5911502102, 589521.0900135547 2362980.2914811345) | line | [10 empty] | 6 |  |  |  | 1412 | 1414 | 1 | FALSE | FALSE | 2 | TRUE | TRUE | 1412 | 1414 | 589529.0508 | 2363379.0302 | 589521.09 | 2362980.2915 | 1412 | 589529.0508 | 2363379.0302 | 1414 | 589521.09 | 2362980.2915
VN | 714467569 | LINEVN1320b | 220 | 0.48192 | [5 empty] | 50 | 6 cables - 2 systems | LINESTRING (589529.0507966013 2363379.0302200876, 589509.9834454217 2363307.3200032, 589508.4635127266 2363204.5911502102, 589521.0900135547 2362980.2914811345) | line | [10 empty] | 6 |  |  |  | 1412 | 1414 | 1 | FALSE | FALSE | 2 | TRUE | TRUE | 1412 | 1414 | 589529.0508 | 2363379.0302 | 589521.09 | 2362980.2915 | 1412 | 589529.0508 | 2363379.0302 | 1414 | 589521.09 | 2362980.2915
VN | 714467570 | LINEVN1321a | 220 | 0.4787 | [5 empty] | 50 | 6 cables - 2 systems | LINESTRING (589529.0507966013 2363379.0302200876, 589528.8413489442 2363290.6872079354, 589529.4624013384 2363177.609506126, 589521.0900135547 2362980.2914811345) | line | [10 empty] | 6 |  |  |  | 1412 | 1414 | 1 | FALSE | FALSE | 2 | TRUE | TRUE | 1412 | 1414 | 589529.0508 | 2363379.0302 | 589521.09 | 2362980.2915 | 1412 | 589529.0508 | 2363379.0302 | 1414 | 589521.09 | 2362980.2915
VN | 714467570 | LINEVN1321b | 220 | 0.4787 | [5 empty] | 50 | 6 cables - 2 systems | LINESTRING (589529.0507966013 2363379.0302200876, 589528.8413489442 2363290.6872079354, 589529.4624013384 2363177.609506126, 589521.0900135547 2362980.2914811345) | line | [10 empty] | 6 |  |  |  | 1412 | 1414 | 1 | FALSE | FALSE | 2 | TRUE | TRUE | 1412 | 1414 | 589529.0508 | 2363379.0302 | 589521.09 | 2362980.2915 | 1412 | 589529.0508 | 2363379.0302 | 1414 | 589521.09 | 2362980.2915
VN | 714467571 | LINEVN1322a | 220 | 2.4573 | [5 empty] | 50 | 6 cables - 2 systems | LINESTRING (590726.6193085434 2359570.2890930767, 590472.649912374 2359602.496514577, 590222.0618784834 2359910.6987930844, 590010.6694953693 2359959.8626769595, 589781.8754625196 2360013.084407335, 589728.6586370373 2360370.8404266555, 589631.2105876888 2360793.804636864, 589529.6479679103 2360850.551309654, 589519.2761944841 2360879.2627203497) | line | [10 empty] | 6 |  |  |  | 969 | 958 | 1 | FALSE | FALSE | 2 | TRUE | TRUE | 969 | 958 | 590726.6193 | 2359570.2891 | 589519.2762 | 2360879.2627 | 969 | 590726.6193 | 2359570.2891 | 958 | 589519.2762 | 2360879.2627
VN | 714467571 | LINEVN1322b | 220 | 2.4573 | [5 empty] | 50 | 6 cables - 2 systems | LINESTRING (590726.6193085434 2359570.2890930767, 590472.649912374 2359602.496514577, 590222.0618784834 2359910.6987930844, 590010.6694953693 2359959.8626769595, 589781.8754625196 2360013.084407335, 589728.6586370373 2360370.8404266555, 589631.2105876888 2360793.804636864, 589529.6479679103 2360850.551309654, 589519.2761944841 2360879.2627203497) | line | [10 empty] | 6 |  |  |  | 969 | 958 | 1 | FALSE | FALSE | 2 | TRUE | TRUE | 969 | 958 | 590726.6193 | 2359570.2891 | 589519.2762 | 2360879.2627 | 969 | 590726.6193 | 2359570.2891 | 958 | 589519.2762 | 2360879.2627
VN | 714467572 | LINEVN1323a | 220 | 2.5262 | [5 empty] | 50 | 12 cables - 4 systems | LINESTRING (589521.0900135547 2362980.2914811345, 589508.0109345972 2362754.467098097, 589491.8120019716 2362488.666545109, 589475.4306756253 2362178.48945944, 589454.5991028628 2361819.329920148, 589480.059807483 2361461.2545957444, 589500.5272657609 2361153.460594061, 589519.2761944841 2360879.2627203497) | line | [10 empty] | 12 |  |  |  | 1414 | 958 | 1 | FALSE | FALSE | 4 | TRUE | TRUE | 1414 | 958 | 589521.09 | 2362980.2915 | 589519.2762 | 2360879.2627 | 1414 | 589521.09 | 2362980.2915 | 958 | 589519.2762 | 2360879.2627
VN | 714467572 | LINEVN1323b | 220 | 2.5262 | [5 empty] | 50 | 12 cables - 4 systems | LINESTRING (589521.0900135547 2362980.2914811345, 589508.0109345972 2362754.467098097, 589491.8120019716 2362488.666545109, 589475.4306756253 2362178.48945944, 589454.5991028628 2361819.329920148, 589480.059807483 2361461.2545957444, 589500.5272657609 2361153.460594061, 589519.2761944841 2360879.2627203497) | line | [10 empty] | 12 |  |  |  | 1414 | 958 | 1 | FALSE | FALSE | 4 | TRUE | TRUE | 1414 | 958 | 589521.09 | 2362980.2915 | 589519.2762 | 2360879.2627 | 1414 | 589521.09 | 2362980.2915 | 958 | 589519.2762 | 2360879.2627
VN | 714467572 | LINEVN1323c | 220 | 2.5262 | [5 empty] | 50 | 12 cables - 4 systems | LINESTRING (589521.0900135547 2362980.2914811345, 589508.0109345972 2362754.467098097, 589491.8120019716 2362488.666545109, 589475.4306756253 2362178.48945944, 589454.5991028628 2361819.329920148, 589480.059807483 2361461.2545957444, 589500.5272657609 2361153.460594061, 589519.2761944841 2360879.2627203497) | line | [10 empty] | 12 |  |  |  | 1414 | 958 | 1 | FALSE | FALSE | 4 | TRUE | TRUE | 1414 | 958 | 589521.09 | 2362980.2915 | 589519.2762 | 2360879.2627 | 1414 | 589521.09 | 2362980.2915 | 958 | 589519.2762 | 2360879.2627
VN | 714467572 | LINEVN1323d | 220 | 2.5262 | [5 empty] | 50 | 12 cables - 4 systems | LINESTRING (589521.0900135547 2362980.2914811345, 589508.0109345972 2362754.467098097, 589491.8120019716 2362488.666545109, 589475.4306756253 2362178.48945944, 589454.5991028628 2361819.329920148, 589480.059807483 2361461.2545957444, 589500.5272657609 2361153.460594061, 589519.2761944841 2360879.2627203497) | line | [10 empty] | 12 |  |  |  | 1414 | 958 | 1 | FALSE | FALSE | 4 | TRUE | TRUE | 1414 | 958 | 589521.09 | 2362980.2915 | 589519.2762 | 2360879.2627 | 1414 | 589521.09 | 2362980.2915 | 958 | 589519.2762 | 2360879.2627
VN | 714467573 | LINEVN1324a | 220 | 1.4821 | [5 empty] | 50 | 12 cables - 4 systems | LINESTRING (591950.4655115191 2359404.313961513, 591306.1699107205 2359489.4723875974, 590909.6131797942 2359545.47179578, 590779.6341952253 2359562.824365693, 590726.6193085434 2359570.2890930767) | line | [10 empty] | 12 |  |  |  | 1415 | 969 | 1 | FALSE | FALSE | 4 | TRUE | TRUE | 1415 | 969 | 591950.4655 | 2359404.314 | 590726.6193 | 2359570.2891 | 1415 | 591950.4655 | 2359404.314 | 969 | 590726.6193 | 2359570.2891
VN | 714467573 | LINEVN1324b | 220 | 1.4821 | [5 empty] | 50 | 12 cables - 4 systems | LINESTRING (591950.4655115191 2359404.313961513, 591306.1699107205 2359489.4723875974, 590909.6131797942 2359545.47179578, 590779.6341952253 2359562.824365693, 590726.6193085434 2359570.2890930767) | line | [10 empty] | 12 |  |  |  | 1415 | 969 | 1 | FALSE | FALSE | 4 | TRUE | TRUE | 1415 | 969 | 591950.4655 | 2359404.314 | 590726.6193 | 2359570.2891 | 1415 | 591950.4655 | 2359404.314 | 969 | 590726.6193 | 2359570.2891
VN | 714467573 | LINEVN1324c | 220 | 1.4821 | [5 empty] | 50 | 12 cables - 4 systems | LINESTRING (591950.4655115191 2359404.313961513, 591306.1699107205 2359489.4723875974, 590909.6131797942 2359545.47179578, 590779.6341952253 2359562.824365693, 590726.6193085434 2359570.2890930767) | line | [10 empty] | 12 |  |  |  | 1415 | 969 | 1 | FALSE | FALSE | 4 | TRUE | TRUE | 1415 | 969 | 591950.4655 | 2359404.314 | 590726.6193 | 2359570.2891 | 1415 | 591950.4655 | 2359404.314 | 969 | 590726.6193 | 2359570.2891
VN | 714467573 | LINEVN1324d | 220 | 1.4821 | [5 empty] | 50 | 12 cables - 4 systems | LINESTRING (591950.4655115191 2359404.313961513, 591306.1699107205 2359489.4723875974, 590909.6131797942 2359545.47179578, 590779.6341952253 2359562.824365693, 590726.6193085434 2359570.2890930767) | line | [10 empty] | 12 |  |  |  | 1415 | 969 | 1 | FALSE | FALSE | 4 | TRUE | TRUE | 1415 | 969 | 591950.4655 | 2359404.314 | 590726.6193 | 2359570.2891 | 1415 | 591950.4655 | 2359404.314 | 969 | 590726.6193 | 2359570.2891
VN | 714467574 | LINEVN1325a | 220 | 0.7466 | [5 empty] | 50 | 6 cables - 2 systems | LINESTRING (591950.4655115191 2359404.313961513, 592210.138439281 2359378.9468010105, 592454.2647037157 2359348.3928745743, 592568.6490428447 2359362.3126603267) | line | [10 empty] | 6 |  |  |  | 1415 | 1416 | 1 | FALSE | FALSE | 2 | TRUE | TRUE | 1415 | 1416 | 591950.4655 | 2359404.314 | 592568.649 | 2359362.3127 | 1415 | 591950.4655 | 2359404.314 | 1416 | 592568.649 | 2359362.3127
VN | 714467574 | LINEVN1325b | 220 | 0.7466 | [5 empty] | 50 | 6 cables - 2 systems | LINESTRING (591950.4655115191 2359404.313961513, 592210.138439281 2359378.9468010105, 592454.2647037157 2359348.3928745743, 592568.6490428447 2359362.3126603267) | line | [10 empty] | 6 |  |  |  | 1415 | 1416 | 1 | FALSE | FALSE | 2 | TRUE | TRUE | 1415 | 1416 | 591950.4655 | 2359404.314 | 592568.649 | 2359362.3127 | 1415 | 591950.4655 | 2359404.314 | 1416 | 592568.649 | 2359362.3127
VN | 714467575 | LINEVN1326a | 220 | 0.75341 | [5 empty] | 50 | 6 cables - 2 systems | LINESTRING (591950.4655115191 2359404.313961513, 592208.0079032284 2359361.379256943, 592453.8762984365 2359330.901565291, 592568.6490428447 2359362.3126603267) | line | [10 empty] | 6 |  |  |  | 1415 | 1416 | 1 | FALSE | FALSE | 2 | TRUE | TRUE | 1415 | 1416 | 591950.4655 | 2359404.314 | 592568.649 | 2359362.3127 | 1415 | 591950.4655 | 2359404.314 | 1416 | 592568.649 | 2359362.3127
VN | 714467575 | LINEVN1326b | 220 | 0.75341 | [5 empty] | 50 | 6 cables - 2 systems | LINESTRING (591950.4655115191 2359404.313961513, 592208.0079032284 2359361.379256943, 592453.8762984365 2359330.901565291, 592568.6490428447 2359362.3126603267) | line | [10 empty] | 6 |  |  |  | 1415 | 1416 | 1 | FALSE | FALSE | 2 | TRUE | TRUE | 1415 | 1416 | 591950.4655 | 2359404.314 | 592568.649 | 2359362.3127 | 1415 | 591950.4655 | 2359404.314 | 1416 | 592568.649 | 2359362.3127
VN | 714467576 | LINEVN1327a | 220 | 1.7121 | [5 empty] | 50 | 12 cables - 4 systems | LINESTRING (592568.6490428447 2359362.3126603267, 592747.7747196922 2359340.3717724592, 593085.8471708572 2359299.922900373, 593403.178968515 2359261.421167793, 593709.8016218616 2359222.520941367, 593901.2995787987 2359349.1776663694, 593946.2737880836 2359364.368549664) | line | [10 empty] | 12 |  |  |  | 1416 | 1417 | 1 | FALSE | FALSE | 4 | TRUE | FALSE | 1416 |  | 592568.649 | 2359362.3127 |  |  | 1416 | 592568.649 | 2359362.3127 | 1417 | 593946.2738 | 2359364.3685
VN | 714467576 | LINEVN1327b | 220 | 1.7121 | [5 empty] | 50 | 12 cables - 4 systems | LINESTRING (592568.6490428447 2359362.3126603267, 592747.7747196922 2359340.3717724592, 593085.8471708572 2359299.922900373, 593403.178968515 2359261.421167793, 593709.8016218616 2359222.520941367, 593901.2995787987 2359349.1776663694, 593946.2737880836 2359364.368549664) | line | [10 empty] | 12 |  |  |  | 1416 | 1417 | 1 | FALSE | FALSE | 4 | TRUE | FALSE | 1416 |  | 592568.649 | 2359362.3127 |  |  | 1416 | 592568.649 | 2359362.3127 | 1417 | 593946.2738 | 2359364.3685
VN | 714467576 | LINEVN1327c | 220 | 1.7121 | [5 empty] | 50 | 12 cables - 4 systems | LINESTRING (592568.6490428447 2359362.3126603267, 592747.7747196922 2359340.3717724592, 593085.8471708572 2359299.922900373, 593403.178968515 2359261.421167793, 593709.8016218616 2359222.520941367, 593901.2995787987 2359349.1776663694, 593946.2737880836 2359364.368549664) | line | [10 empty] | 12 |  |  |  | 1416 | 1417 | 1 | FALSE | FALSE | 4 | TRUE | FALSE | 1416 |  | 592568.649 | 2359362.3127 |  |  | 1416 | 592568.649 | 2359362.3127 | 1417 | 593946.2738 | 2359364.3685
VN | 714467576 | LINEVN1327d | 220 | 1.7121 | [5 empty] | 50 | 12 cables - 4 systems | LINESTRING (592568.6490428447 2359362.3126603267, 592747.7747196922 2359340.3717724592, 593085.8471708572 2359299.922900373, 593403.178968515 2359261.421167793, 593709.8016218616 2359222.520941367, 593901.2995787987 2359349.1776663694, 593946.2737880836 2359364.368549664) | line | [10 empty] | 12 |  |  |  | 1416 | 1417 | 1 | FALSE | FALSE | 4 | TRUE | FALSE | 1416 |  | 592568.649 | 2359362.3127 |  |  | 1416 | 592568.649 | 2359362.3127 | 1417 | 593946.2738 | 2359364.3685
VN | 714509532 | LINEVN1328 | 500 | 1.2904 | [5 empty] | 50 |  | LINESTRING (422414.95699453796 2331798.2253717086, 421932.64891698887 2332033.59388153, 421784.01871671464 2332551.298797006) | line | [10 empty] | 3 |  |  |  | 1418 | 1419 | 1 | FALSE | FALSE | 1 | TRUE | TRUE | 1418 | 1419 | 422414.957 | 2331798.2254 | 421784.0187 | 2332551.2988 | 1418 | 422414.957 | 2331798.2254 | 1419 | 421784.0187 | 2332551.2988
VN | 714509533 | LINEVN1329 | 500 | 1.3105 | [5 empty] | 50 |  | LINESTRING (422414.95699453796 2331798.2253717086, 421917.88721752295 2332020.2265910846, 421784.01871671464 2332551.298797006) | line | [10 empty] | 3 |  |  |  | 1418 | 1419 | 1 | FALSE | FALSE | 1 | TRUE | TRUE | 1418 | 1419 | 422414.957 | 2331798.2254 | 421784.0187 | 2332551.2988 | 1418 | 422414.957 | 2331798.2254 | 1419 | 421784.0187 | 2332551.2988
VN | 714509534 | LINEVN1330a | 500 | 12.109 | [5 empty] | 50 | 6 cables - 2 systems | LINESTRING (431901.8227913527 2328611.8713768874, 431036.7435416558 2328959.1254828805, 430725.9777275415 2329014.3018260575, 430180.17260459193 2329103.3123132815, 429895.3156934789 2329154.3774959687, 429616.8422344385 2329198.7796283765, 429318.61439858493 2329251.58296326, 428684.2914655325 2329358.741416993, 428335.54465830844 2329415.975124797, 427885.67845506803 2329493.789318136, 427361.63734322495 2329583.3413274274, 427019.85805585183 2329644.9665762014, 426663.6178309915 2329807.0737763164, 426335.56812022114 2329964.2266404987, 425943.41802048933 2330147.5614545015, 425584.57500220713 2330315.382342974, 424985.76322129375 2330591.083626557, 424435.80395805434 2330852.593919218, 424024.0172288475 2331042.296972841, 423721.92754338664 2331184.541810528, 423338.39077058434 2331365.1227591056, 422912.7354359562 2331562.810453371, 422414.95699453796 2331798.2253717086) | line | [10 empty] | 6 |  |  |  | 1420 | 1418 | 1 | FALSE | FALSE | 2 | TRUE | TRUE | 1420 | 1418 | 431901.8228 | 2328611.8714 | 422414.957 | 2331798.2254 | 1420 | 431901.8228 | 2328611.8714 | 1418 | 422414.957 | 2331798.2254
VN | 714509534 | LINEVN1330b | 500 | 12.109 | [5 empty] | 50 | 6 cables - 2 systems | LINESTRING (431901.8227913527 2328611.8713768874, 431036.7435416558 2328959.1254828805, 430725.9777275415 2329014.3018260575, 430180.17260459193 2329103.3123132815, 429895.3156934789 2329154.3774959687, 429616.8422344385 2329198.7796283765, 429318.61439858493 2329251.58296326, 428684.2914655325 2329358.741416993, 428335.54465830844 2329415.975124797, 427885.67845506803 2329493.789318136, 427361.63734322495 2329583.3413274274, 427019.85805585183 2329644.9665762014, 426663.6178309915 2329807.0737763164, 426335.56812022114 2329964.2266404987, 425943.41802048933 2330147.5614545015, 425584.57500220713 2330315.382342974, 424985.76322129375 2330591.083626557, 424435.80395805434 2330852.593919218, 424024.0172288475 2331042.296972841, 423721.92754338664 2331184.541810528, 423338.39077058434 2331365.1227591056, 422912.7354359562 2331562.810453371, 422414.95699453796 2331798.2253717086) | line | [10 empty] | 6 |  |  |  | 1420 | 1418 | 1 | FALSE | FALSE | 2 | TRUE | TRUE | 1420 | 1418 | 431901.8228 | 2328611.8714 | 422414.957 | 2331798.2254 | 1420 | 431901.8228 | 2328611.8714 | 1418 | 422414.957 | 2331798.2254
VN | 714509535 | LINEVN1331 | 500 | 1.1338 | [5 empty] | 50 |  | LINESTRING (432681.33200656663 2328112.913957752, 432290.70634110004 2328474.8042342546, 431901.8227913527 2328611.8713768874) | line | [10 empty] | 3 |  |  |  | 648 | 1420 | 1 | FALSE | FALSE | 1 | TRUE | TRUE | 648 | 1420 | 432681.332 | 2328112.914 | 431901.8228 | 2328611.8714 | 648 | 432681.332 | 2328112.914 | 1420 | 431901.8228 | 2328611.8714
VN | 714509536 | LINEVN1332 | 500 | 1.1267 | [5 empty] | 50 |  | LINESTRING (432681.33200656663 2328112.913957752, 432283.8209920292 2328460.2889361023, 431901.8227913527 2328611.8713768874) | line | [10 empty] | 3 |  |  |  | 648 | 1420 | 1 | FALSE | FALSE | 1 | TRUE | TRUE | 648 | 1420 | 432681.332 | 2328112.914 | 431901.8228 | 2328611.8714 | 648 | 432681.332 | 2328112.914 | 1420 | 431901.8228 | 2328611.8714
VN | 714513850 | LINEVN1333 | 500 | 1.9321 | [5 empty] | 50 |  | LINESTRING (396059.2620518027 2377450.788291377, 396381.57884863514 2377796.519249671, 396719.3798674714 2378283.5938298595, 397252.27390485595 2378170.812909147) | line | [10 empty] | 3 |  |  |  | 1421 | 1422 | 1 | FALSE | FALSE | 1 | FALSE | FALSE | [6 empty] | 1421 | 396059.2621 | 2377450.7883 | 1422 | 397252.2739 | 2378170.8129
VN | 714513851 | LINEVN1334 | 500 | 2.0003 | [5 empty] | 50 |  | LINESTRING (396024.7392290861 2377569.5214028503, 396332.3832364757 2377793.5243314477, 396716.22220247943 2378376.432746799, 396905.1365797314 2378678.2592471596, 396842.79416260053 2378902.130006609) | line | [10 empty] | 3 |  |  |  | 1423 | 1424 | 1 | FALSE | FALSE | 1 | FALSE | TRUE |  | 1424 |  |  | 396842.7942 | 2378902.13 | 1423 | 396024.7392 | 2377569.5214 | 1424 | 396842.7942 | 2378902.13
VN | 714513852 | LINEVN1335a | 500 | 3.1641 | [5 empty] | 50 | 6 cables - 2 systems | LINESTRING (396842.79416260053 2378902.130006609, 396533.5811072509 2379862.0484295683, 396406.5573632411 2380264.4794396926, 396294.71811205626 2380609.3519176436, 396310.84321371245 2381153.3557623746, 396320.6863534551 2381452.682926759) | line | [10 empty] | 6 |  |  |  | 1424 | 1425 | 1 | FALSE | FALSE | 2 | TRUE | TRUE | 1424 | 1425 | 396842.7942 | 2378902.13 | 396320.6864 | 2381452.6829 | 1424 | 396842.7942 | 2378902.13 | 1425 | 396320.6864 | 2381452.6829
VN | 714513852 | LINEVN1335b | 500 | 3.1641 | [5 empty] | 50 | 6 cables - 2 systems | LINESTRING (396842.79416260053 2378902.130006609, 396533.5811072509 2379862.0484295683, 396406.5573632411 2380264.4794396926, 396294.71811205626 2380609.3519176436, 396310.84321371245 2381153.3557623746, 396320.6863534551 2381452.682926759) | line | [10 empty] | 6 |  |  |  | 1424 | 1425 | 1 | FALSE | FALSE | 2 | TRUE | TRUE | 1424 | 1425 | 396842.7942 | 2378902.13 | 396320.6864 | 2381452.6829 | 1424 | 396842.7942 | 2378902.13 | 1425 | 396320.6864 | 2381452.6829
VN | 714513853 | LINEVN1336 | 500 | 2.0532 | [5 empty] | 50 |  | LINESTRING (396042.43711193453 2377513.6057564453, 396357.12532128167 2377795.712700095, 396716.22220247943 2378376.432746799, 396924.4095977746 2378672.6127552646, 396842.79416260053 2378902.130006609) | line | [10 empty] | 3 |  |  |  | 1426 | 1424 | 1 | FALSE | FALSE | 1 | FALSE | TRUE |  | 1424 |  |  | 396842.7942 | 2378902.13 | 1426 | 396042.4371 | 2377513.6058 | 1424 | 396842.7942 | 2378902.13
VN | 714513854 | LINEVN1337 | 500 | 0.45119 | [5 empty] | 50 |  | LINESTRING (396320.6863534551 2381452.682926759, 396469.9165617219 2381742.8365929597, 396517.5156229403 2381757.165861605) | line | [10 empty] | 3 |  |  |  | 1425 | 1427 | 1 | FALSE | FALSE | 1 | TRUE | FALSE | 1425 |  | 396320.6864 | 2381452.6829 |  |  | 1425 | 396320.6864 | 2381452.6829 | 1427 | 396517.5156 | 2381757.1659
VN | 714513855 | LINEVN1338 | 500 | 0.48191 | [5 empty] | 50 |  | LINESTRING (396320.6863534551 2381452.682926759, 396442.81487065484 2381762.614608225, 396506.87189369014 2381786.778962494) | line | [10 empty] | 3 |  |  |  | 1425 | 1428 | 1 | FALSE | FALSE | 1 | TRUE | FALSE | 1425 |  | 396320.6864 | 2381452.6829 |  |  | 1425 | 396320.6864 | 2381452.6829 | 1428 | 396506.8719 | 2381786.779
VN | 714513857 | LINEVN1339a | 500 | 1.1211 | [5 empty] | 50 | 6 cables - 2 systems | LINESTRING (397146.94397373276 2379128.084309344, 396768.6915771287 2379982.3566325847) | line | [10 empty] | 6 |  |  |  | 1429 | 1430 | 1 | FALSE | FALSE | 2 | TRUE | TRUE | 1429 | 1430 | 397146.944 | 2379128.0843 | 396768.6916 | 2379982.3566 | 1429 | 397146.944 | 2379128.0843 | 1430 | 396768.6916 | 2379982.3566
VN | 714513857 | LINEVN1339b | 500 | 1.1211 | [5 empty] | 50 | 6 cables - 2 systems | LINESTRING (397146.94397373276 2379128.084309344, 396768.6915771287 2379982.3566325847) | line | [10 empty] | 6 |  |  |  | 1429 | 1430 | 1 | FALSE | FALSE | 2 | TRUE | TRUE | 1429 | 1430 | 397146.944 | 2379128.0843 | 396768.6916 | 2379982.3566 | 1429 | 397146.944 | 2379128.0843 | 1430 | 396768.6916 | 2379982.3566
VN | 714513858 | LINEVN1340 | 500 | 2.2208 | [5 empty] | 50 |  | LINESTRING (396768.6915771287 2379982.3566325847, 396444.1966947543 2380676.749117125, 396562.41228527663 2381371.8755046222, 396621.96936943155 2381671.9805131513, 396592.12297838356 2381738.7333413227) | line | [10 empty] | 3 |  |  |  | 1430 | 1431 | 1 | FALSE | FALSE | 1 | TRUE | FALSE | 1430 |  | 396768.6916 | 2379982.3566 |  |  | 1430 | 396768.6916 | 2379982.3566 | 1431 | 396592.123 | 2381738.7333
VN | 714513859 | LINEVN1341 | 500 | 2.2886 | [5 empty] | 50 |  | LINESTRING (396768.6915771287 2379982.3566325847, 396464.0795347189 2380679.3892119043, 396582.66341076756 2381367.461974105, 396733.9089025388 2381712.698671476, 396706.5527523503 2381778.6051372103) | line | [10 empty] | 3 |  |  |  | 1430 | 1432 | 1 | FALSE | FALSE | 1 | TRUE | FALSE | 1430 |  | 396768.6916 | 2379982.3566 |  |  | 1430 | 396768.6916 | 2379982.3566 | 1432 | 396706.5528 | 2381778.6051
VN | 714513860 | LINEVN1342 | 500 | 3.0181 | [5 empty] | 50 |  | LINESTRING (397497.22292924003 2376724.856423917, 397271.6676877237 2376978.926315382, 397272.5708620251 2378150.105713551, 397279.907159158 2378803.3650701507, 397146.94397373276 2379128.084309344) | line | [10 empty] | 3 |  |  |  | 1433 | 1429 | 1 | FALSE | FALSE | 1 | TRUE | TRUE | 1433 | 1429 | 397497.2229 | 2376724.8564 | 397146.944 | 2379128.0843 | 1433 | 397497.2229 | 2376724.8564 | 1429 | 397146.944 | 2379128.0843
VN | 714513861 | LINEVN1343 | 500 | 3.0109 | [5 empty] | 50 |  | LINESTRING (397497.22292924003 2376724.856423917, 397291.9762546726 2376982.671884089, 397292.44690928125 2378151.2193978764, 397299.3663146117 2378804.204631579, 397146.94397373276 2379128.084309344) | line | [10 empty] | 3 |  |  |  | 1433 | 1429 | 1 | FALSE | FALSE | 1 | TRUE | TRUE | 1433 | 1429 | 397497.2229 | 2376724.8564 | 397146.944 | 2379128.0843 | 1433 | 397497.2229 | 2376724.8564 | 1429 | 397146.944 | 2379128.0843
VN | 714513862 | LINEVN1344a | 500 | 2.2722 | [5 empty] | 50 | 6 cables - 2 systems | LINESTRING (398695.3101838197 2375258.6992036956, 398482.7283952243 2375527.612778811, 398362.7418375993 2375671.7594657014, 397945.44396220753 2376172.3786944463, 397649.8197482519 2376533.4064374277, 397497.22292924003 2376724.856423917) | line | [10 empty] | 6 |  |  |  | 1434 | 1433 | 1 | FALSE | FALSE | 2 | TRUE | TRUE | 1434 | 1433 | 398695.3102 | 2375258.6992 | 397497.2229 | 2376724.8564 | 1434 | 398695.3102 | 2375258.6992 | 1433 | 397497.2229 | 2376724.8564
VN | 714513862 | LINEVN1344b | 500 | 2.2722 | [5 empty] | 50 | 6 cables - 2 systems | LINESTRING (398695.3101838197 2375258.6992036956, 398482.7283952243 2375527.612778811, 398362.7418375993 2375671.7594657014, 397945.44396220753 2376172.3786944463, 397649.8197482519 2376533.4064374277, 397497.22292924003 2376724.856423917) | line | [10 empty] | 6 |  |  |  | 1434 | 1433 | 1 | FALSE | FALSE | 2 | TRUE | TRUE | 1434 | 1433 | 398695.3102 | 2375258.6992 | 397497.2229 | 2376724.8564 | 1434 | 398695.3102 | 2375258.6992 | 1433 | 397497.2229 | 2376724.8564
VN | 714513863 | LINEVN1345a | 500 | 0.71267 | [5 empty] | 50 | 6 cables - 2 systems | LINESTRING (397977.6867898772 2372552.2727221856, 398443.888491304 2372920.1882628053) | line | [10 empty] | 6 |  |  |  | 1435 | 1436 | 1 | FALSE | FALSE | 2 | TRUE | TRUE | 1435 | 1436 | 397977.6868 | 2372552.2727 | 398443.8885 | 2372920.1883 | 1435 | 397977.6868 | 2372552.2727 | 1436 | 398443.8885 | 2372920.1883
VN | 714513863 | LINEVN1345b | 500 | 0.71267 | [5 empty] | 50 | 6 cables - 2 systems | LINESTRING (397977.6867898772 2372552.2727221856, 398443.888491304 2372920.1882628053) | line | [10 empty] | 6 |  |  |  | 1435 | 1436 | 1 | FALSE | FALSE | 2 | TRUE | TRUE | 1435 | 1436 | 397977.6868 | 2372552.2727 | 398443.8885 | 2372920.1883 | 1435 | 397977.6868 | 2372552.2727 | 1436 | 398443.8885 | 2372920.1883
VN | 714513864 | LINEVN1346 | 500 | 1.6531 | [5 empty] | 50 |  | LINESTRING (399005.796697727 2374053.949730487, 399148.18672961567 2374683.5268011475, 398695.3101838197 2375258.6992036956) | line | [10 empty] | 3 |  |  |  | 1437 | 1434 | 1 | FALSE | FALSE | 1 | TRUE | TRUE | 1437 | 1434 | 399005.7967 | 2374053.9497 | 398695.3102 | 2375258.6992 | 1437 | 399005.7967 | 2374053.9497 | 1434 | 398695.3102 | 2375258.6992
VN | 714513865 | LINEVN1347 | 500 | 1.6731 | [5 empty] | 50 |  | LINESTRING (399005.796697727 2374053.949730487, 399167.6429100457 2374683.1290643895, 398695.3101838197 2375258.6992036956) | line | [10 empty] | 3 |  |  |  | 1437 | 1434 | 1 | FALSE | FALSE | 1 | TRUE | TRUE | 1437 | 1434 | 399005.7967 | 2374053.9497 | 398695.3102 | 2375258.6992 | 1437 | 399005.7967 | 2374053.9497 | 1434 | 398695.3102 | 2375258.6992
VN | 714513866 | LINEVN1348 | 500 | 1.6032 | [5 empty] | 50 |  | LINESTRING (398443.888491304 2372920.1882628053, 398801.7601696105 2373189.7307588044, 399005.796697727 2374053.949730487) | line | [10 empty] | 3 |  |  |  | 1436 | 1437 | 1 | FALSE | FALSE | 1 | TRUE | TRUE | 1436 | 1437 | 398443.8885 | 2372920.1883 | 399005.7967 | 2374053.9497 | 1436 | 398443.8885 | 2372920.1883 | 1437 | 399005.7967 | 2374053.9497
VN | 714513867 | LINEVN1349 | 500 | 1.5876 | [5 empty] | 50 |  | LINESTRING (398443.888491304 2372920.1882628053, 398786.12984518136 2373202.3921213746, 399005.796697727 2374053.949730487) | line | [10 empty] | 3 |  |  |  | 1436 | 1437 | 1 | FALSE | FALSE | 1 | TRUE | TRUE | 1436 | 1437 | 398443.8885 | 2372920.1883 | 399005.7967 | 2374053.9497 | 1436 | 398443.8885 | 2372920.1883 | 1437 | 399005.7967 | 2374053.9497
VN | 714513868 | LINEVN1350a | 500 | 0.73466 | [5 empty] | 50 | 6 cables - 2 systems | LINESTRING (397815.6854259929 2371256.3883569026, 397718.44755632395 2371860.8309401334) | line | [10 empty] | 6 |  |  |  | 1438 | 1439 | 1 | FALSE | FALSE | 2 | TRUE | TRUE | 1438 | 1439 | 397815.6854 | 2371256.3884 | 397718.4476 | 2371860.8309 | 1438 | 397815.6854 | 2371256.3884 | 1439 | 397718.4476 | 2371860.8309
VN | 714513868 | LINEVN1350b | 500 | 0.73466 | [5 empty] | 50 | 6 cables - 2 systems | LINESTRING (397815.6854259929 2371256.3883569026, 397718.44755632395 2371860.8309401334) | line | [10 empty] | 6 |  |  |  | 1438 | 1439 | 1 | FALSE | FALSE | 2 | TRUE | TRUE | 1438 | 1439 | 397815.6854 | 2371256.3884 | 397718.4476 | 2371860.8309 | 1438 | 397815.6854 | 2371256.3884 | 1439 | 397718.4476 | 2371860.8309
VN | 714513869 | LINEVN1351 | 500 | 1.0182 | [5 empty] | 50 |  | LINESTRING (397718.44755632395 2371860.8309401334, 397655.2678420411 2372287.3610944413, 397977.6867898772 2372552.2727221856) | line | [10 empty] | 3 |  |  |  | 1439 | 1435 | 1 | FALSE | FALSE | 1 | TRUE | TRUE | 1439 | 1435 | 397718.4476 | 2371860.8309 | 397977.6868 | 2372552.2727 | 1439 | 397718.4476 | 2371860.8309 | 1435 | 397977.6868 | 2372552.2727
VN | 714513870 | LINEVN1352 | 500 | 0.91166 | [5 empty] | 50 |  | LINESTRING (398145.39101807104 2370618.1207483765, 397866.467453761 2370888.9159002295, 397815.6854259929 2371256.3883569026) | line | [10 empty] | 3 |  |  |  | 602 | 1438 | 1 | FALSE | FALSE | 1 | TRUE | TRUE | 602 | 1438 | 398145.391 | 2370618.1207 | 397815.6854 | 2371256.3884 | 602 | 398145.391 | 2370618.1207 | 1438 | 397815.6854 | 2371256.3884
VN | 714513871 | LINEVN1353 | 500 | 1.0359 | [5 empty] | 50 |  | LINESTRING (397718.44755632395 2371860.8309401334, 397642.1069373624 2372293.941882435, 397977.6867898772 2372552.2727221856) | line | [10 empty] | 3 |  |  |  | 1439 | 1435 | 1 | FALSE | FALSE | 1 | TRUE | TRUE | 1439 | 1435 | 397718.4476 | 2371860.8309 | 397977.6868 | 2372552.2727 | 1439 | 397718.4476 | 2371860.8309 | 1435 | 397977.6868 | 2372552.2727
VN | 714513872 | LINEVN1354 | 500 | 0.90091 | [5 empty] | 50 |  | LINESTRING (398145.39101807104 2370618.1207483765, 397879.4427634238 2370895.4760169075, 397815.6854259929 2371256.3883569026) | line | [10 empty] | 3 |  |  |  | 602 | 1438 | 1 | FALSE | FALSE | 1 | TRUE | TRUE | 602 | 1438 | 398145.391 | 2370618.1207 | 397815.6854 | 2371256.3884 | 602 | 398145.391 | 2370618.1207 | 1438 | 397815.6854 | 2371256.3884
VN | 714513873 | LINEVN1355 | 500 | 1.1696 | [5 empty] | 50 |  | LINESTRING (401000.1973693818 2369965.643532814, 400651.0934849847 2369475.2636767556, 400867.8972419741 2369172.1222754205) | line | [10 empty] | 3 |  |  |  | 1440 | 609 | 1 | FALSE | FALSE | 1 | TRUE | TRUE | 1440 | 609 | 401000.1974 | 2369965.6435 | 400867.8972 | 2369172.1223 | 1440 | 401000.1974 | 2369965.6435 | 609 | 400867.8972 | 2369172.1223
VN | 714513874 | LINEVN1356 | 500 | 1.2028 | [5 empty] | 50 |  | LINESTRING (401000.1973693818 2369965.643532814, 400627.8792423189 2369475.6823191196, 400867.8972419741 2369172.1222754205) | line | [10 empty] | 3 |  |  |  | 1440 | 609 | 1 | FALSE | FALSE | 1 | TRUE | TRUE | 1440 | 609 | 401000.1974 | 2369965.6435 | 400867.8972 | 2369172.1223 | 1440 | 401000.1974 | 2369965.6435 | 609 | 400867.8972 | 2369172.1223
VN | 714519020 | LINEVN1357a | 500 | 0.76439 | [5 empty] | 50 | 6 cables - 2 systems | LINESTRING (382976.5145783597 2376821.174008644, 383471.5084434588 2376830.7237956286, 383613.3942070409 2376833.301543011) | line | [10 empty] | 6 | 2 |  |  | 1441 | 1442 | 1 | FALSE | FALSE | 2 | TRUE | TRUE | 1441 | 1442 | 382976.5146 | 2376821.174 | 383613.3942 | 2376833.3015 | 1441 | 382976.5146 | 2376821.174 | 1442 | 383613.3942 | 2376833.3015
VN | 714519020 | LINEVN1357b | 500 | 0.76439 | [5 empty] | 50 | 6 cables - 2 systems | LINESTRING (382976.5145783597 2376821.174008644, 383471.5084434588 2376830.7237956286, 383613.3942070409 2376833.301543011) | line | [10 empty] | 6 | 2 |  |  | 1441 | 1442 | 1 | FALSE | FALSE | 2 | TRUE | TRUE | 1441 | 1442 | 382976.5146 | 2376821.174 | 383613.3942 | 2376833.3015 | 1441 | 382976.5146 | 2376821.174 | 1442 | 383613.3942 | 2376833.3015
VN | 714519021 | LINEVN1358 | 500 | 4.9475 | [5 empty] | 50 |  | LINESTRING (393114.6450719308 2376562.1385862892, 393481.3541717924 2376758.081487976, 394449.91237358784 2376821.9124778514, 394898.5259506416 2376839.164536641, 395650.1242414869 2378165.862079002, 395913.6874986441 2378881.567205559) | line | [10 empty] | 3 |  |  |  | 1443 | 1444 | 1 | FALSE | FALSE | 1 | TRUE | TRUE | 1443 | 1444 | 393114.6451 | 2376562.1386 | 395913.6875 | 2378881.5672 | 1443 | 393114.6451 | 2376562.1386 | 1444 | 395913.6875 | 2378881.5672
VN | 714519022 | LINEVN1359 | 500 | 0.53099 | [5 empty] | 50 |  | LINESTRING (387607.26899506804 2375417.2987558176, 387899.6187854801 2375275.7495351625, 388016.71118285356 2375287.5045599258) | line | [10 empty] | 3 |  |  |  | 1445 | 1446 | 1 | FALSE | FALSE | 1 | TRUE | TRUE | 1445 | 1446 | 387607.269 | 2375417.2988 | 388016.7112 | 2375287.5046 | 1445 | 387607.269 | 2375417.2988 | 1446 | 388016.7112 | 2375287.5046
VN | 714519023 | LINEVN1360a | 500 | 4.1133 | [5 empty] | 50 | 6 cables - 2 systems | LINESTRING (384461.96543760784 2376779.7034597765, 384830.4684766063 2376626.5051698466, 385372.7904118856 2376391.406903972, 385697.19528507313 2376248.7699767104, 386206.56658417365 2376027.604867729, 386599.299792972 2375857.419056447, 387083.16567430913 2375642.3948126817, 387472.47826426564 2375476.9486543764, 387607.26899506804 2375417.2987558176) | line | [10 empty] | 6 | 2 |  |  | 1447 | 1445 | 1 | FALSE | FALSE | 2 | TRUE | TRUE | 1447 | 1445 | 384461.9654 | 2376779.7035 | 387607.269 | 2375417.2988 | 1447 | 384461.9654 | 2376779.7035 | 1445 | 387607.269 | 2375417.2988
VN | 714519023 | LINEVN1360b | 500 | 4.1133 | [5 empty] | 50 | 6 cables - 2 systems | LINESTRING (384461.96543760784 2376779.7034597765, 384830.4684766063 2376626.5051698466, 385372.7904118856 2376391.406903972, 385697.19528507313 2376248.7699767104, 386206.56658417365 2376027.604867729, 386599.299792972 2375857.419056447, 387083.16567430913 2375642.3948126817, 387472.47826426564 2375476.9486543764, 387607.26899506804 2375417.2987558176) | line | [10 empty] | 6 | 2 |  |  | 1447 | 1445 | 1 | FALSE | FALSE | 2 | TRUE | TRUE | 1447 | 1445 | 384461.9654 | 2376779.7035 | 387607.269 | 2375417.2988 | 1447 | 384461.9654 | 2376779.7035 | 1445 | 387607.269 | 2375417.2988
VN | 714519024 | LINEVN1361 | 500 | 0.52107 | [5 empty] | 50 |  | LINESTRING (387607.26899506804 2375417.2987558176, 387898.7898683007 2375295.22719133, 388016.71118285356 2375287.5045599258) | line | [10 empty] | 3 |  |  |  | 1445 | 1446 | 1 | FALSE | FALSE | 1 | TRUE | TRUE | 1445 | 1446 | 387607.269 | 2375417.2988 | 388016.7112 | 2375287.5046 | 1445 | 387607.269 | 2375417.2988 | 1446 | 388016.7112 | 2375287.5046
VN | 714519025 | LINEVN1362a | 500 | 2.8568 | [5 empty] | 50 | 6 cables - 2 systems | LINESTRING (388016.71118285356 2375287.5045599258, 388373.6547165203 2375282.1424345234, 388780.9011507645 2375278.103458431, 389316.1095075739 2375269.4699842087, 389832.28827480006 2375263.042497154, 390397.0734558328 2375252.3176282626) | line | [10 empty] | 6 | 2 |  |  | 1446 | 1448 | 1 | FALSE | FALSE | 2 | TRUE | TRUE | 1446 | 1448 | 388016.7112 | 2375287.5046 | 390397.0735 | 2375252.3176 | 1446 | 388016.7112 | 2375287.5046 | 1448 | 390397.0735 | 2375252.3176
VN | 714519025 | LINEVN1362b | 500 | 2.8568 | [5 empty] | 50 | 6 cables - 2 systems | LINESTRING (388016.71118285356 2375287.5045599258, 388373.6547165203 2375282.1424345234, 388780.9011507645 2375278.103458431, 389316.1095075739 2375269.4699842087, 389832.28827480006 2375263.042497154, 390397.0734558328 2375252.3176282626) | line | [10 empty] | 6 | 2 |  |  | 1446 | 1448 | 1 | FALSE | FALSE | 2 | TRUE | TRUE | 1446 | 1448 | 388016.7112 | 2375287.5046 | 390397.0735 | 2375252.3176 | 1446 | 388016.7112 | 2375287.5046 | 1448 | 390397.0735 | 2375252.3176
VN | 714519026 | LINEVN1363a | 500 | 2.6557 | [5 empty] | 50 | 6 cables - 2 systems | LINESTRING (391183.0177226248 2375482.011953092, 391673.4026428866 2375755.2940631765, 392575.49309775385 2376260.9658405627, 393114.6450719308 2376562.1385862892) | line | [10 empty] | 6 |  |  |  | 1449 | 1443 | 1 | FALSE | FALSE | 2 | TRUE | TRUE | 1449 | 1443 | 391183.0177 | 2375482.012 | 393114.6451 | 2376562.1386 | 1449 | 391183.0177 | 2375482.012 | 1443 | 393114.6451 | 2376562.1386
VN | 714519026 | LINEVN1363b | 500 | 2.6557 | [5 empty] | 50 | 6 cables - 2 systems | LINESTRING (391183.0177226248 2375482.011953092, 391673.4026428866 2375755.2940631765, 392575.49309775385 2376260.9658405627, 393114.6450719308 2376562.1385862892) | line | [10 empty] | 6 |  |  |  | 1449 | 1443 | 1 | FALSE | FALSE | 2 | TRUE | TRUE | 1449 | 1443 | 391183.0177 | 2375482.012 | 393114.6451 | 2376562.1386 | 1449 | 391183.0177 | 2375482.012 | 1443 | 393114.6451 | 2376562.1386
VN | 714519027 | LINEVN1364 | 500 | 4.9324 | [5 empty] | 50 |  | LINESTRING (393114.6450719308 2376562.1385862892, 393475.9257905418 2376777.0463848575, 394449.91237358784 2376821.9124778514, 394886.1168156644 2376853.890217906, 395629.61362044426 2378174.0087276963, 395913.6874986441 2378881.567205559) | line | [10 empty] | 3 |  |  |  | 1443 | 1444 | 1 | FALSE | FALSE | 1 | TRUE | TRUE | 1443 | 1444 | 393114.6451 | 2376562.1386 | 395913.6875 | 2378881.5672 | 1443 | 393114.6451 | 2376562.1386 | 1444 | 395913.6875 | 2378881.5672
VN | 714519028 | LINEVN1365 | 500 | 1.0969 | [5 empty] | 50 |  | LINESTRING (396194.3386830473 2381115.437050456, 396257.01322635286 2381811.3061704226, 396407.36702309834 2381865.0259302375, 396459.1594320309 2381885.6821279475) | line | [10 empty] | 3 |  |  |  | 1450 | 1451 | 1 | FALSE | FALSE | 1 | TRUE | FALSE | 1450 |  | 396194.3387 | 2381115.4371 |  |  | 1450 | 396194.3387 | 2381115.4371 | 1451 | 396459.1594 | 2381885.6821
VN | 714519029 | LINEVN1366 | 500 | 1.1262 | [5 empty] | 50 |  | LINESTRING (396194.3386830473 2381115.437050456, 396237.6205310826 2381820.27533802, 396397.57692419377 2381898.5080339843, 396449.6256030708 2381913.9155294443) | line | [10 empty] | 3 |  |  |  | 1450 | 1452 | 1 | FALSE | FALSE | 1 | TRUE | FALSE | 1450 |  | 396194.3387 | 2381115.4371 |  |  | 1450 | 396194.3387 | 2381115.4371 | 1452 | 396449.6256 | 2381913.9155
VN | 714519030 | LINEVN1367a | 500 | 2.7175 | [5 empty] | 50 | 6 cables - 2 systems | LINESTRING (395913.6874986441 2378881.567205559, 396048.4815987162 2379232.3393771, 396087.01145596616 2379738.1301243925, 396124.55305293016 2380198.342603807, 396155.0282963083 2380530.978491664, 396194.3386830473 2381115.437050456) | line | [10 empty] | 6 |  |  |  | 1444 | 1450 | 1 | FALSE | FALSE | 2 | TRUE | TRUE | 1444 | 1450 | 395913.6875 | 2378881.5672 | 396194.3387 | 2381115.4371 | 1444 | 395913.6875 | 2378881.5672 | 1450 | 396194.3387 | 2381115.4371
VN | 714519030 | LINEVN1367b | 500 | 2.7175 | [5 empty] | 50 | 6 cables - 2 systems | LINESTRING (395913.6874986441 2378881.567205559, 396048.4815987162 2379232.3393771, 396087.01145596616 2379738.1301243925, 396124.55305293016 2380198.342603807, 396155.0282963083 2380530.978491664, 396194.3386830473 2381115.437050456) | line | [10 empty] | 6 |  |  |  | 1444 | 1450 | 1 | FALSE | FALSE | 2 | TRUE | TRUE | 1444 | 1450 | 395913.6875 | 2378881.5672 | 396194.3387 | 2381115.4371 | 1444 | 395913.6875 | 2378881.5672 | 1450 | 396194.3387 | 2381115.4371
VN | 714527027 | LINEVN1368a | 500 | 7.2399 | [5 empty] | 50 | 6 cables - 2 systems | LINESTRING (402635.2053097836 2375641.2463364727, 402634.9087519843 2374389.3772045476, 402626.89918523154 2373795.6304093883, 402598.21941634326 2373669.9437513542, 402293.77889289736 2372706.7125936593, 401944.371433249 2371642.428971514, 401336.71095672663 2370447.8046047552, 401000.1973693818 2369965.643532814) | line | [10 empty] | 6 |  |  |  | 1453 | 1440 | 1 | FALSE | FALSE | 2 | TRUE | TRUE | 1453 | 1440 | 402635.2053 | 2375641.2463 | 401000.1974 | 2369965.6435 | 1453 | 402635.2053 | 2375641.2463 | 1440 | 401000.1974 | 2369965.6435
VN | 714527027 | LINEVN1368b | 500 | 7.2399 | [5 empty] | 50 | 6 cables - 2 systems | LINESTRING (402635.2053097836 2375641.2463364727, 402634.9087519843 2374389.3772045476, 402626.89918523154 2373795.6304093883, 402598.21941634326 2373669.9437513542, 402293.77889289736 2372706.7125936593, 401944.371433249 2371642.428971514, 401336.71095672663 2370447.8046047552, 401000.1973693818 2369965.643532814) | line | [10 empty] | 6 |  |  |  | 1453 | 1440 | 1 | FALSE | FALSE | 2 | TRUE | TRUE | 1453 | 1440 | 402635.2053 | 2375641.2463 | 401000.1974 | 2369965.6435 | 1453 | 402635.2053 | 2375641.2463 | 1440 | 401000.1974 | 2369965.6435
VN | 714527028 | LINEVN1369 | 500 | 0.78424 | [5 empty] | 50 |  | LINESTRING (402281.8556173686 2376124.1064879284, 402648.878736294 2375813.293397522, 402635.2053097836 2375641.2463364727) | line | [10 empty] | 3 |  |  |  | 1454 | 1453 | 1 | FALSE | FALSE | 1 | FALSE | TRUE |  | 1453 |  |  | 402635.2053 | 2375641.2463 | 1454 | 402281.8556 | 2376124.1065 | 1453 | 402635.2053 | 2375641.2463
VN | 714527029 | LINEVN1370 | 500 | 2.542 | [5 empty] | 50 |  | LINESTRING (398622.52003788156 2382182.3917326475, 399070.8111393603 2382262.9948526286, 399766.6339305836 2382079.2922315765, 400027.42063805024 2381172.8956209677) | line | [10 empty] | 3 |  |  |  | 1455 | 1456 | 1 | FALSE | FALSE | 1 | TRUE | TRUE | 1455 | 1456 | 398622.52 | 2382182.3917 | 400027.4206 | 2381172.8956 | 1455 | 398622.52 | 2382182.3917 | 1456 | 400027.4206 | 2381172.8956
VN | 714527030 | LINEVN1371a | 500 | 0.70093 | [5 empty] | 50 | 6 cables - 2 systems | LINESTRING (400052.16124696814 2380185.472282178, 399935.9582170516 2379613.043385956) | line | [10 empty] | 6 |  |  |  | 1457 | 1458 | 1 | FALSE | FALSE | 2 | TRUE | TRUE | 1457 | 1458 | 400052.1612 | 2380185.4723 | 399935.9582 | 2379613.0434 | 1457 | 400052.1612 | 2380185.4723 | 1458 | 399935.9582 | 2379613.0434
VN | 714527030 | LINEVN1371b | 500 | 0.70093 | [5 empty] | 50 | 6 cables - 2 systems | LINESTRING (400052.16124696814 2380185.472282178, 399935.9582170516 2379613.043385956) | line | [10 empty] | 6 |  |  |  | 1457 | 1458 | 1 | FALSE | FALSE | 2 | TRUE | TRUE | 1457 | 1458 | 400052.1612 | 2380185.4723 | 399935.9582 | 2379613.0434 | 1457 | 400052.1612 | 2380185.4723 | 1458 | 399935.9582 | 2379613.0434
VN | 714527031 | LINEVN1372 | 500 | 5.1654 | [5 empty] | 50 |  | LINESTRING (400131.48793854937 2379084.1177717713, 400412.6355836712 2378674.5290190578, 400751.64750380925 2378182.9536252646, 401122.93899922667 2377650.5754966075, 401242.13927673455 2377467.9324393645, 401367.587734041 2377239.1259254455, 401456.84052408976 2377088.292618612, 401641.443785166 2376853.3173763314, 401875.35537439 2376566.9382226854, 402115.69560841285 2376264.6173080974, 402281.8556173686 2376124.1064879284, 402627.85292672284 2375805.6821991834, 402635.2053097836 2375641.2463364727) | line | [10 empty] | 3 |  |  |  | 1459 | 1453 | 1 | FALSE | FALSE | 1 | TRUE | TRUE | 1459 | 1453 | 400131.4879 | 2379084.1178 | 402635.2053 | 2375641.2463 | 1459 | 400131.4879 | 2379084.1178 | 1453 | 402635.2053 | 2375641.2463
VN | 714527032 | LINEVN1373 | 500 | 0.75654 | [5 empty] | 50 |  | LINESTRING (399935.9582170516 2379613.043385956, 399869.1950446586 2379419.8281730115, 400131.48793854937 2379084.1177717713) | line | [10 empty] | 3 |  |  |  | 1458 | 1459 | 1 | FALSE | FALSE | 1 | TRUE | TRUE | 1458 | 1459 | 399935.9582 | 2379613.0434 | 400131.4879 | 2379084.1178 | 1458 | 399935.9582 | 2379613.0434 | 1459 | 400131.4879 | 2379084.1178
VN | 714527033 | LINEVN1374 | 500 | 0.72178 | [5 empty] | 50 |  | LINESTRING (399935.9582170516 2379613.043385956, 399902.1724578949 2379427.6384591144, 400131.48793854937 2379084.1177717713) | line | [10 empty] | 3 |  |  |  | 1458 | 1459 | 1 | FALSE | FALSE | 1 | TRUE | TRUE | 1458 | 1459 | 399935.9582 | 2379613.0434 | 400131.4879 | 2379084.1178 | 1458 | 399935.9582 | 2379613.0434 | 1459 | 400131.4879 | 2379084.1178
VN | 714527034 | LINEVN1375a | 500 | 0.22757 | [5 empty] | 50 | 6 cables - 2 systems | LINESTRING (400027.42063805024 2381172.8956209677, 400079.083492844 2380990.426832575) | line | [10 empty] | 6 |  |  |  | 1456 | 1460 | 1 | FALSE | FALSE | 2 | TRUE | TRUE | 1456 | 1460 | 400027.4206 | 2381172.8956 | 400079.0835 | 2380990.4268 | 1456 | 400027.4206 | 2381172.8956 | 1460 | 400079.0835 | 2380990.4268
VN | 714527034 | LINEVN1375b | 500 | 0.22757 | [5 empty] | 50 | 6 cables - 2 systems | LINESTRING (400027.42063805024 2381172.8956209677, 400079.083492844 2380990.426832575) | line | [10 empty] | 6 |  |  |  | 1456 | 1460 | 1 | FALSE | FALSE | 2 | TRUE | TRUE | 1456 | 1460 | 400027.4206 | 2381172.8956 | 400079.0835 | 2380990.4268 | 1456 | 400027.4206 | 2381172.8956 | 1460 | 400079.0835 | 2380990.4268
VN | 714527035 | LINEVN1376 | 500 | 0.99831 | [5 empty] | 50 |  | LINESTRING (400079.083492844 2380990.426832575, 400168.2833782554 2380725.8340374455, 400052.16124696814 2380185.472282178) | line | [10 empty] | 3 |  |  |  | 1460 | 1457 | 1 | FALSE | FALSE | 1 | TRUE | TRUE | 1460 | 1457 | 400079.0835 | 2380990.4268 | 400052.1612 | 2380185.4723 | 1460 | 400079.0835 | 2380990.4268 | 1457 | 400052.1612 | 2380185.4723
VN | 714527036 | LINEVN1377 | 500 | 1.0124 | [5 empty] | 50 |  | LINESTRING (400079.083492844 2380990.426832575, 400188.5642445125 2380725.9855749602, 400052.16124696814 2380185.472282178) | line | [10 empty] | 3 |  |  |  | 1460 | 1457 | 1 | FALSE | FALSE | 1 | TRUE | TRUE | 1460 | 1457 | 400079.0835 | 2380990.4268 | 400052.1612 | 2380185.4723 | 1460 | 400079.0835 | 2380990.4268 | 1457 | 400052.1612 | 2380185.4723
VN | 714527037 | LINEVN1378 | 500 | 2.5038 | [5 empty] | 50 |  | LINESTRING (398622.52003788156 2382182.3917326475, 399071.8019681405 2382242.554195425, 399749.58574462077 2382062.4061966618, 400027.42063805024 2381172.8956209677) | line | [10 empty] | 3 |  |  |  | 1455 | 1456 | 1 | FALSE | FALSE | 1 | TRUE | TRUE | 1455 | 1456 | 398622.52 | 2382182.3917 | 400027.4206 | 2381172.8956 | 1455 | 398622.52 | 2382182.3917 | 1456 | 400027.4206 | 2381172.8956
VN | 714527038 | LINEVN1379a | 500 | 1.9903 | [5 empty] | 50 | 6 cables - 2 systems | LINESTRING (396984.4251085094 2381922.6521713296, 397728.38716693217 2382037.512248335, 397860.6215466816 2382060.431344637, 398622.52003788156 2382182.3917326475) | line | [10 empty] | 6 |  |  |  | 1461 | 1455 | 1 | FALSE | FALSE | 2 | TRUE | TRUE | 1461 | 1455 | 396984.4251 | 2381922.6522 | 398622.52 | 2382182.3917 | 1461 | 396984.4251 | 2381922.6522 | 1455 | 398622.52 | 2382182.3917
VN | 714527038 | LINEVN1379b | 500 | 1.9903 | [5 empty] | 50 | 6 cables - 2 systems | LINESTRING (396984.4251085094 2381922.6521713296, 397728.38716693217 2382037.512248335, 397860.6215466816 2382060.431344637, 398622.52003788156 2382182.3917326475) | line | [10 empty] | 6 |  |  |  | 1461 | 1455 | 1 | FALSE | FALSE | 2 | TRUE | TRUE | 1461 | 1455 | 396984.4251 | 2381922.6522 | 398622.52 | 2382182.3917 | 1461 | 396984.4251 | 2381922.6522 | 1455 | 398622.52 | 2382182.3917
VN | 714527039 | LINEVN1380 | 500 | 0.35365 | [5 empty] | 50 |  | LINESTRING (396689.9912300787 2381925.9153921506, 396750.70971174026 2381930.220894944, 396984.4251085094 2381922.6521713296) | line | [10 empty] | 3 |  |  |  | 1462 | 1461 | 1 | FALSE | FALSE | 1 | FALSE | TRUE |  | 1461 |  |  | 396984.4251 | 2381922.6522 | 1462 | 396689.9912 | 2381925.9154 | 1461 | 396984.4251 | 2381922.6522
VN | 714527040 | LINEVN1381 | 500 | 0.34662 | [5 empty] | 50 |  | LINESTRING (396698.4058650313 2381895.8960197982, 396753.9359910361 2381913.2194194878, 396984.4251085094 2381922.6521713296) | line | [10 empty] | 3 |  |  |  | 1463 | 1461 | 1 | FALSE | FALSE | 1 | FALSE | TRUE |  | 1461 |  |  | 396984.4251 | 2381922.6522 | 1463 | 396698.4059 | 2381895.896 | 1461 | 396984.4251 | 2381922.6522
VN | 714784324 | LINEVN1382a | 500 | 2.7221 | [5 empty] | 50 | 6 cables - 2 systems | LINESTRING (312853.34533780627 2429501.6416659425, 313411.9281890357 2429337.0480674612, 313851.8113664815 2429208.9984682202, 314399.1215770496 2429050.6426943755, 315047.25934318587 2428935.888691775) | line | [10 empty] | 6 |  |  |  | 1464 | 1465 | 1 | FALSE | FALSE | 2 | TRUE | TRUE | 1464 | 1465 | 312853.3453 | 2429501.6417 | 315047.2593 | 2428935.8887 | 1464 | 312853.3453 | 2429501.6417 | 1465 | 315047.2593 | 2428935.8887
VN | 714784324 | LINEVN1382b | 500 | 2.7221 | [5 empty] | 50 | 6 cables - 2 systems | LINESTRING (312853.34533780627 2429501.6416659425, 313411.9281890357 2429337.0480674612, 313851.8113664815 2429208.9984682202, 314399.1215770496 2429050.6426943755, 315047.25934318587 2428935.888691775) | line | [10 empty] | 6 |  |  |  | 1464 | 1465 | 1 | FALSE | FALSE | 2 | TRUE | TRUE | 1464 | 1465 | 312853.3453 | 2429501.6417 | 315047.2593 | 2428935.8887 | 1464 | 312853.3453 | 2429501.6417 | 1465 | 315047.2593 | 2428935.8887
VN | 714784325 | LINEVN1383a | 500 | 1.884 | [5 empty] | 50 | 6 cables - 2 systems | LINESTRING (344276.7091209898 2388545.444308891, 344384.75412951934 2388244.385743441, 344655.5986124481 2387527.5379993166, 344820.36686974764 2387072.6475874144) | line | [10 empty] | 6 |  |  |  | 1466 | 1467 | 1 | FALSE | FALSE | 2 | TRUE | TRUE | 1466 | 1467 | 344276.7091 | 2388545.4443 | 344820.3669 | 2387072.6476 | 1466 | 344276.7091 | 2388545.4443 | 1467 | 344820.3669 | 2387072.6476
VN | 714784325 | LINEVN1383b | 500 | 1.884 | [5 empty] | 50 | 6 cables - 2 systems | LINESTRING (344276.7091209898 2388545.444308891, 344384.75412951934 2388244.385743441, 344655.5986124481 2387527.5379993166, 344820.36686974764 2387072.6475874144) | line | [10 empty] | 6 |  |  |  | 1466 | 1467 | 1 | FALSE | FALSE | 2 | TRUE | TRUE | 1466 | 1467 | 344276.7091 | 2388545.4443 | 344820.3669 | 2387072.6476 | 1466 | 344276.7091 | 2388545.4443 | 1467 | 344820.3669 | 2387072.6476
VN | 714784326 | LINEVN1384a | 500 | 0.75054 | [5 empty] | 50 | 6 cables - 2 systems | LINESTRING (335811.25117775874 2397824.7219097004, 336077.9288283101 2397258.9740381176) | line | [10 empty] | 6 |  |  |  | 1468 | 1469 | 1 | FALSE | FALSE | 2 | TRUE | TRUE | 1468 | 1469 | 335811.2512 | 2397824.7219 | 336077.9288 | 2397258.974 | 1468 | 335811.2512 | 2397824.7219 | 1469 | 336077.9288 | 2397258.974
VN | 714784326 | LINEVN1384b | 500 | 0.75054 | [5 empty] | 50 | 6 cables - 2 systems | LINESTRING (335811.25117775874 2397824.7219097004, 336077.9288283101 2397258.9740381176) | line | [10 empty] | 6 |  |  |  | 1468 | 1469 | 1 | FALSE | FALSE | 2 | TRUE | TRUE | 1468 | 1469 | 335811.2512 | 2397824.7219 | 336077.9288 | 2397258.974 | 1468 | 335811.2512 | 2397824.7219 | 1469 | 336077.9288 | 2397258.974
VN | 714784327 | LINEVN1385 | 500 | 0.7561 | [5 empty] | 50 |  | LINESTRING (335546.32638432144 2400047.7178795817, 335670.96337124996 2399751.5909296228, 335624.5368099911 2399446.3008078896) | line | [10 empty] | 3 |  |  |  | 1470 | 1471 | 1 | FALSE | FALSE | 1 | TRUE | TRUE | 1470 | 1471 | 335546.3264 | 2400047.7179 | 335624.5368 | 2399446.3008 | 1470 | 335546.3264 | 2400047.7179 | 1471 | 335624.5368 | 2399446.3008
VN | 714784328 | LINEVN1386 | 500 | 1.6819 | [5 empty] | 50 |  | LINESTRING (327154.0268848897 2406855.880338211, 327475.22836685635 2405935.887251054, 327883.8457926704 2405811.6178554134) | line | [10 empty] | 3 |  |  |  | 1472 | 1473 | 1 | FALSE | FALSE | 1 | TRUE | TRUE | 1472 | 1473 | 327154.0269 | 2406855.8803 | 327883.8458 | 2405811.6179 | 1472 | 327154.0269 | 2406855.8803 | 1473 | 327883.8458 | 2405811.6179
VN | 714784329 | LINEVN1387 | 500 | 0.69459 | [5 empty] | 50 |  | LINESTRING (325756.3337811779 2410499.4072181634, 325932.65052246564 2410337.3872242346, 326043.99087849003 2410016.8021838535) | line | [10 empty] | 3 |  |  |  | 1474 | 1475 | 1 | FALSE | FALSE | 1 | TRUE | TRUE | 1474 | 1475 | 325756.3338 | 2410499.4072 | 326043.9909 | 2410016.8022 | 1474 | 325756.3338 | 2410499.4072 | 1475 | 326043.9909 | 2410016.8022
VN | 714784330 | LINEVN1388 | 500 | 1.268 | [5 empty] | 50 |  | LINESTRING (321968.71766811586 2420256.3004041724, 322313.1135513884 2419730.818033566, 322326.34034506266 2419302.6042890768) | line | [10 empty] | 3 |  |  |  | 1476 | 1477 | 1 | FALSE | FALSE | 1 | TRUE | TRUE | 1476 | 1477 | 321968.7177 | 2420256.3004 | 322326.3403 | 2419302.6043 | 1476 | 321968.7177 | 2420256.3004 | 1477 | 322326.3403 | 2419302.6043
VN | 714784331 | LINEVN1389 | 500 | 1.2497 | [5 empty] | 50 |  | LINESTRING (298935.2974969293 2450627.1136782635, 299699.2725164216 2450578.2538880156, 299892.6841630389 2450381.5346596157) | line | [10 empty] | 3 |  |  |  | 1478 | 1479 | 1 | FALSE | FALSE | 1 | TRUE | TRUE | 1478 | 1479 | 298935.2975 | 2450627.1137 | 299892.6842 | 2450381.5347 | 1478 | 298935.2975 | 2450627.1137 | 1479 | 299892.6842 | 2450381.5347
VN | 714784332 | LINEVN1390 | 500 | 1.4835 | [5 empty] | 50 |  | LINESTRING (346146.5723601222 2385619.734138373, 346688.62479244487 2385116.90028782, 347178.56047299766 2385033.9544717115) | line | [10 empty] | 3 | 1 |  |  | 1480 | 1481 | 1 | FALSE | FALSE | 1 | TRUE | TRUE | 1480 | 1481 | 346146.5724 | 2385619.7341 | 347178.5605 | 2385033.9545 | 1480 | 346146.5724 | 2385619.7341 | 1481 | 347178.5605 | 2385033.9545
VN | 714784333 | LINEVN1391 | 500 | 1.4708 | [5 empty] | 50 |  | LINESTRING (346146.5723601222 2385619.734138373, 346696.1507511806 2385135.063931904, 347178.56047299766 2385033.9544717115) | line | [10 empty] | 3 | 1 |  |  | 1480 | 1481 | 1 | FALSE | FALSE | 1 | TRUE | TRUE | 1480 | 1481 | 346146.5724 | 2385619.7341 | 347178.5605 | 2385033.9545 | 1480 | 346146.5724 | 2385619.7341 | 1481 | 347178.5605 | 2385033.9545
VN | 714784334 | LINEVN1392a | 500 | 1.0373 | [5 empty] | 50 | 6 cables - 2 systems | LINESTRING (345496.8695928742 2386189.751401806, 345992.23309554486 2385747.2807831783, 346146.5723601222 2385619.734138373) | line | [10 empty] | 6 |  |  |  | 1482 | 1480 | 1 | FALSE | FALSE | 2 | TRUE | TRUE | 1482 | 1480 | 345496.8696 | 2386189.7514 | 346146.5724 | 2385619.7341 | 1482 | 345496.8696 | 2386189.7514 | 1480 | 346146.5724 | 2385619.7341
VN | 714784334 | LINEVN1392b | 500 | 1.0373 | [5 empty] | 50 | 6 cables - 2 systems | LINESTRING (345496.8695928742 2386189.751401806, 345992.23309554486 2385747.2807831783, 346146.5723601222 2385619.734138373) | line | [10 empty] | 6 |  |  |  | 1482 | 1480 | 1 | FALSE | FALSE | 2 | TRUE | TRUE | 1482 | 1480 | 345496.8696 | 2386189.7514 | 346146.5724 | 2385619.7341 | 1482 | 345496.8696 | 2386189.7514 | 1480 | 346146.5724 | 2385619.7341
VN | 714784335 | LINEVN1393 | 500 | 1.3652 | [5 empty] | 50 |  | LINESTRING (344820.36686974764 2387072.6475874144, 344989.0412407844 2386661.0684220195, 345496.8695928742 2386189.751401806) | line | [10 empty] | 3 |  |  |  | 1467 | 1482 | 1 | FALSE | FALSE | 1 | TRUE | TRUE | 1467 | 1482 | 344820.3669 | 2387072.6476 | 345496.8696 | 2386189.7514 | 1467 | 344820.3669 | 2387072.6476 | 1482 | 345496.8696 | 2386189.7514
VN | 714784336 | LINEVN1394 | 500 | 1.3754 | [5 empty] | 50 |  | LINESTRING (344820.36686974764 2387072.6475874144, 344974.48438996286 2386649.605065622, 345496.8695928742 2386189.751401806) | line | [10 empty] | 3 |  |  |  | 1467 | 1482 | 1 | FALSE | FALSE | 1 | TRUE | TRUE | 1467 | 1482 | 344820.3669 | 2387072.6476 | 345496.8696 | 2386189.7514 | 1467 | 344820.3669 | 2387072.6476 | 1482 | 345496.8696 | 2386189.7514
VN | 714784337 | LINEVN1395 | 500 | 3.5505 | [5 empty] | 50 |  | LINESTRING (342665.0359407036 2390924.2048015827, 342774.6333609796 2390332.2882856643, 343216.86150013166 2389872.6746936017, 344135.6901480022 2388896.9343703287, 344276.7091209898 2388545.444308891) | line | [10 empty] | 3 |  |  |  | 1483 | 1466 | 1 | FALSE | FALSE | 1 | TRUE | TRUE | 1483 | 1466 | 342665.0359 | 2390924.2048 | 344276.7091 | 2388545.4443 | 1483 | 342665.0359 | 2390924.2048 | 1466 | 344276.7091 | 2388545.4443
VN | 714784338 | LINEVN1396 | 500 | 3.5434 | [5 empty] | 50 |  | LINESTRING (342665.0359407036 2390924.2048015827, 342797.0614552882 2390338.8342641406, 343228.0833033693 2389884.168853908, 344150.4802472647 2388904.807345124, 344276.7091209898 2388545.444308891) | line | [10 empty] | 3 |  |  |  | 1483 | 1466 | 1 | FALSE | FALSE | 1 | TRUE | TRUE | 1483 | 1466 | 342665.0359 | 2390924.2048 | 344276.7091 | 2388545.4443 | 1483 | 342665.0359 | 2390924.2048 | 1466 | 344276.7091 | 2388545.4443
VN | 714784339 | LINEVN1397a | 500 | 3.3478 | [5 empty] | 50 | 6 cables - 2 systems | LINESTRING (341853.90486250754 2393568.2108238614, 341944.8305107662 2393384.5721906316, 342330.51094206364 2392621.354074752, 342425.0296004709 2392136.4805021533, 342522.6656138719 2391657.368314993, 342665.0359407036 2390924.2048015827) | line | [10 empty] | 6 |  |  |  | 1484 | 1483 | 1 | FALSE | FALSE | 2 | TRUE | TRUE | 1484 | 1483 | 341853.9049 | 2393568.2108 | 342665.0359 | 2390924.2048 | 1484 | 341853.9049 | 2393568.2108 | 1483 | 342665.0359 | 2390924.2048
VN | 714784339 | LINEVN1397b | 500 | 3.3478 | [5 empty] | 50 | 6 cables - 2 systems | LINESTRING (341853.90486250754 2393568.2108238614, 341944.8305107662 2393384.5721906316, 342330.51094206364 2392621.354074752, 342425.0296004709 2392136.4805021533, 342522.6656138719 2391657.368314993, 342665.0359407036 2390924.2048015827) | line | [10 empty] | 6 |  |  |  | 1484 | 1483 | 1 | FALSE | FALSE | 2 | TRUE | TRUE | 1484 | 1483 | 341853.9049 | 2393568.2108 | 342665.0359 | 2390924.2048 | 1484 | 341853.9049 | 2393568.2108 | 1483 | 342665.0359 | 2390924.2048
VN | 714784340 | LINEVN1398 | 500 | 1.9217 | [5 empty] | 50 |  | LINESTRING (340660.76280141855 2394319.522351671, 341540.7928060947 2394210.6186762517, 341853.90486250754 2393568.2108238614) | line | [10 empty] | 3 |  |  |  | 1485 | 1484 | 1 | FALSE | FALSE | 1 | TRUE | TRUE | 1485 | 1484 | 340660.7628 | 2394319.5224 | 341853.9049 | 2393568.2108 | 1485 | 340660.7628 | 2394319.5224 | 1484 | 341853.9049 | 2393568.2108
VN | 714784341 | LINEVN1399 | 500 | 1.8972 | [5 empty] | 50 |  | LINESTRING (340660.76280141855 2394319.522351671, 341528.8109912347 2394192.235345107, 341853.90486250754 2393568.2108238614) | line | [10 empty] | 3 |  |  |  | 1485 | 1484 | 1 | FALSE | FALSE | 1 | TRUE | TRUE | 1485 | 1484 | 340660.7628 | 2394319.5224 | 341853.9049 | 2393568.2108 | 1485 | 340660.7628 | 2394319.5224 | 1484 | 341853.9049 | 2393568.2108
VN | 714784342 | LINEVN1400a | 500 | 1.4937 | [5 empty] | 50 | 6 cables - 2 systems | LINESTRING (339427.16377728304 2394484.718795268, 339575.8165113955 2394467.9101828663, 340179.7806060964 2394392.7465140373, 340660.76280141855 2394319.522351671) | line | [10 empty] | 6 |  |  |  | 1486 | 1485 | 1 | FALSE | FALSE | 2 | TRUE | TRUE | 1486 | 1485 | 339427.1638 | 2394484.7188 | 340660.7628 | 2394319.5224 | 1486 | 339427.1638 | 2394484.7188 | 1485 | 340660.7628 | 2394319.5224
VN | 714784342 | LINEVN1400b | 500 | 1.4937 | [5 empty] | 50 | 6 cables - 2 systems | LINESTRING (339427.16377728304 2394484.718795268, 339575.8165113955 2394467.9101828663, 340179.7806060964 2394392.7465140373, 340660.76280141855 2394319.522351671) | line | [10 empty] | 6 |  |  |  | 1486 | 1485 | 1 | FALSE | FALSE | 2 | TRUE | TRUE | 1486 | 1485 | 339427.1638 | 2394484.7188 | 340660.7628 | 2394319.5224 | 1486 | 339427.1638 | 2394484.7188 | 1485 | 340660.7628 | 2394319.5224
VN | 714784343 | LINEVN1401 | 500 | 1.5567 | [5 empty] | 50 |  | LINESTRING (338252.16302123264 2394952.5140349646, 338790.12600276084 2394583.018601999, 339427.16377728304 2394484.718795268) | line | [10 empty] | 3 |  |  |  | 1487 | 1486 | 1 | FALSE | FALSE | 1 | TRUE | TRUE | 1487 | 1486 | 338252.163 | 2394952.514 | 339427.1638 | 2394484.7188 | 1487 | 338252.163 | 2394952.514 | 1486 | 339427.1638 | 2394484.7188
VN | 714784344 | LINEVN1402 | 500 | 1.5672 | [5 empty] | 50 |  | LINESTRING (338252.16302123264 2394952.5140349646, 338779.554391689 2394567.247073449, 339427.16377728304 2394484.718795268) | line | [10 empty] | 3 |  |  |  | 1487 | 1486 | 1 | FALSE | FALSE | 1 | TRUE | TRUE | 1487 | 1486 | 338252.163 | 2394952.514 | 339427.1638 | 2394484.7188 | 1487 | 338252.163 | 2394952.514 | 1486 | 339427.1638 | 2394484.7188
VN | 714784345 | LINEVN1403a | 500 | 1.0848 | [5 empty] | 50 | 6 cables - 2 systems | LINESTRING (337498.99142429436 2395452.267469039, 337744.0937619596 2395282.797259647, 338252.16302123264 2394952.5140349646) | line | [10 empty] | 6 |  |  |  | 1488 | 1487 | 1 | FALSE | FALSE | 2 | TRUE | TRUE | 1488 | 1487 | 337498.9914 | 2395452.2675 | 338252.163 | 2394952.514 | 1488 | 337498.9914 | 2395452.2675 | 1487 | 338252.163 | 2394952.514
VN | 714784345 | LINEVN1403b | 500 | 1.0848 | [5 empty] | 50 | 6 cables - 2 systems | LINESTRING (337498.99142429436 2395452.267469039, 337744.0937619596 2395282.797259647, 338252.16302123264 2394952.5140349646) | line | [10 empty] | 6 |  |  |  | 1488 | 1487 | 1 | FALSE | FALSE | 2 | TRUE | TRUE | 1488 | 1487 | 337498.9914 | 2395452.2675 | 338252.163 | 2394952.514 | 1488 | 337498.9914 | 2395452.2675 | 1487 | 338252.163 | 2394952.514
VN | 714784346 | LINEVN1404 | 500 | 2.8438 | [5 empty] | 50 |  | LINESTRING (336077.9288283101 2397258.9740381176, 336691.16885223746 2396019.813793072, 337498.99142429436 2395452.267469039) | line | [10 empty] | 3 |  |  |  | 1469 | 1488 | 1 | FALSE | FALSE | 1 | TRUE | TRUE | 1469 | 1488 | 336077.9288 | 2397258.974 | 337498.9914 | 2395452.2675 | 1469 | 336077.9288 | 2397258.974 | 1488 | 337498.9914 | 2395452.2675
VN | 714784347 | LINEVN1405 | 500 | 2.8568 | [5 empty] | 50 |  | LINESTRING (336077.9288283101 2397258.9740381176, 336675.20152296557 2396005.9032075675, 337498.99142429436 2395452.267469039) | line | [10 empty] | 3 |  |  |  | 1469 | 1488 | 1 | FALSE | FALSE | 1 | TRUE | TRUE | 1469 | 1488 | 336077.9288 | 2397258.974 | 337498.9914 | 2395452.2675 | 1469 | 336077.9288 | 2397258.974 | 1488 | 337498.9914 | 2395452.2675
VN | 714784348 | LINEVN1406 | 500 | 1.2695 | [5 empty] | 50 |  | LINESTRING (335550.3412649104 2398815.7984420224, 335515.1086282758 2398466.0929291965, 335811.25117775874 2397824.7219097004) | line | [10 empty] | 3 |  |  |  | 1489 | 1468 | 1 | FALSE | FALSE | 1 | TRUE | TRUE | 1489 | 1468 | 335550.3413 | 2398815.7984 | 335811.2512 | 2397824.7219 | 1489 | 335550.3413 | 2398815.7984 | 1468 | 335811.2512 | 2397824.7219
VN | 714784349 | LINEVN1407 | 500 | 1.2824 | [5 empty] | 50 |  | LINESTRING (335550.3412649104 2398815.7984420224, 335496.3435780391 2398462.8307570624, 335811.25117775874 2397824.7219097004) | line | [10 empty] | 3 |  |  |  | 1489 | 1468 | 1 | FALSE | FALSE | 1 | TRUE | TRUE | 1489 | 1468 | 335550.3413 | 2398815.7984 | 335811.2512 | 2397824.7219 | 1489 | 335550.3413 | 2398815.7984 | 1468 | 335811.2512 | 2397824.7219
VN | 714784350 | LINEVN1408a | 500 | 0.76182 | [5 empty] | 50 | 6 cables - 2 systems | LINESTRING (335624.5368099911 2399446.3008078896, 335550.3412649104 2398815.7984420224) | line | [10 empty] | 6 |  |  |  | 1471 | 1489 | 1 | FALSE | FALSE | 2 | TRUE | TRUE | 1471 | 1489 | 335624.5368 | 2399446.3008 | 335550.3413 | 2398815.7984 | 1471 | 335624.5368 | 2399446.3008 | 1489 | 335550.3413 | 2398815.7984
VN | 714784350 | LINEVN1408b | 500 | 0.76182 | [5 empty] | 50 | 6 cables - 2 systems | LINESTRING (335624.5368099911 2399446.3008078896, 335550.3412649104 2398815.7984420224) | line | [10 empty] | 6 |  |  |  | 1471 | 1489 | 1 | FALSE | FALSE | 2 | TRUE | TRUE | 1471 | 1489 | 335624.5368 | 2399446.3008 | 335550.3413 | 2398815.7984 | 1471 | 335624.5368 | 2399446.3008 | 1489 | 335550.3413 | 2398815.7984
VN | 714784351 | LINEVN1409 | 500 | 0.74613 | [5 empty] | 50 |  | LINESTRING (335546.32638432144 2400047.7178795817, 335654.28527436533 2399748.860914389, 335624.5368099911 2399446.3008078896) | line | [10 empty] | 3 |  |  |  | 1470 | 1471 | 1 | FALSE | FALSE | 1 | TRUE | TRUE | 1470 | 1471 | 335546.3264 | 2400047.7179 | 335624.5368 | 2399446.3008 | 1470 | 335546.3264 | 2400047.7179 | 1471 | 335624.5368 | 2399446.3008
VN | 714784352 | LINEVN1410a | 500 | 4.4319 | [5 empty] | 50 | 6 cables - 2 systems | LINESTRING (334207.7927826154 2403489.816733022, 334420.2255911798 2402941.0641759844, 334599.69915559416 2402477.3502718005, 334763.2252464399 2402054.3405120745, 335043.7428807898 2401334.890376935, 335272.61973894574 2400760.1090794676, 335546.32638432144 2400047.7178795817) | line | [10 empty] | 6 |  |  |  | 1490 | 1470 | 1 | FALSE | FALSE | 2 | TRUE | TRUE | 1490 | 1470 | 334207.7928 | 2403489.8167 | 335546.3264 | 2400047.7179 | 1490 | 334207.7928 | 2403489.8167 | 1470 | 335546.3264 | 2400047.7179
VN | 714784352 | LINEVN1410b | 500 | 4.4319 | [5 empty] | 50 | 6 cables - 2 systems | LINESTRING (334207.7927826154 2403489.816733022, 334420.2255911798 2402941.0641759844, 334599.69915559416 2402477.3502718005, 334763.2252464399 2402054.3405120745, 335043.7428807898 2401334.890376935, 335272.61973894574 2400760.1090794676, 335546.32638432144 2400047.7178795817) | line | [10 empty] | 6 |  |  |  | 1490 | 1470 | 1 | FALSE | FALSE | 2 | TRUE | TRUE | 1490 | 1470 | 334207.7928 | 2403489.8167 | 335546.3264 | 2400047.7179 | 1490 | 334207.7928 | 2403489.8167 | 1470 | 335546.3264 | 2400047.7179
VN | 714784353 | LINEVN1411 | 500 | 4.2419 | [5 empty] | 50 |  | LINESTRING (331146.1640440817 2404832.0000187, 331404.90512269683 2404712.2979495367, 332025.57683264156 2404629.067035023, 332917.9283579503 2404546.8960430096, 333238.4061234336 2404333.0607095095, 334076.1798971008 2403830.6554551125, 334207.7927826154 2403489.816733022) | line | [10 empty] | 3 |  |  |  | 1491 | 1490 | 1 | FALSE | FALSE | 1 | TRUE | TRUE | 1491 | 1490 | 331146.164 | 2404832 | 334207.7928 | 2403489.8167 | 1491 | 331146.164 | 2404832 | 1490 | 334207.7928 | 2403489.8167
VN | 714784354 | LINEVN1412 | 500 | 4.2243 | [5 empty] | 50 |  | LINESTRING (331146.1640440817 2404832.0000187, 331399.7169941151 2404694.1379615967, 332025.57683264156 2404629.067035023, 332912.72662965243 2404528.2597132633, 333238.4061234336 2404333.0607095095, 334059.54855722573 2403819.1020398694, 334207.7927826154 2403489.816733022) | line | [10 empty] | 3 |  |  |  | 1491 | 1490 | 1 | FALSE | FALSE | 1 | TRUE | TRUE | 1491 | 1490 | 331146.164 | 2404832 | 334207.7928 | 2403489.8167 | 1491 | 331146.164 | 2404832 | 1490 | 334207.7928 | 2403489.8167
VN | 714784355 | LINEVN1413a | 500 | 4.1738 | [5 empty] | 50 | 6 cables - 2 systems | LINESTRING (327883.8457926704 2405811.6178554134, 328411.21601448045 2405647.8828698504, 329292.8549070431 2405685.8924715547, 330048.92110403563 2405396.7315564486, 330434.0027632789 2405196.5106124943, 331146.1640440817 2404832.0000187) | line | [10 empty] | 6 |  |  |  | 1473 | 1491 | 1 | FALSE | FALSE | 2 | TRUE | TRUE | 1473 | 1491 | 327883.8458 | 2405811.6179 | 331146.164 | 2404832 | 1473 | 327883.8458 | 2405811.6179 | 1491 | 331146.164 | 2404832
VN | 714784355 | LINEVN1413b | 500 | 4.1738 | [5 empty] | 50 | 6 cables - 2 systems | LINESTRING (327883.8457926704 2405811.6178554134, 328411.21601448045 2405647.8828698504, 329292.8549070431 2405685.8924715547, 330048.92110403563 2405396.7315564486, 330434.0027632789 2405196.5106124943, 331146.1640440817 2404832.0000187) | line | [10 empty] | 6 |  |  |  | 1473 | 1491 | 1 | FALSE | FALSE | 2 | TRUE | TRUE | 1473 | 1491 | 327883.8458 | 2405811.6179 | 331146.164 | 2404832 | 1473 | 327883.8458 | 2405811.6179 | 1491 | 331146.164 | 2404832
VN | 714784356 | LINEVN1414 | 500 | 1.6645 | [5 empty] | 50 |  | LINESTRING (327154.0268848897 2406855.880338211, 327485.6377003789 2405948.597422537, 327883.8457926704 2405811.6178554134) | line | [10 empty] | 3 |  |  |  | 1472 | 1473 | 1 | FALSE | FALSE | 1 | TRUE | TRUE | 1472 | 1473 | 327154.0269 | 2406855.8803 | 327883.8458 | 2405811.6179 | 1472 | 327154.0269 | 2406855.8803 | 1473 | 327883.8458 | 2405811.6179
VN | 714784357 | LINEVN1415a | 500 | 4.0202 | [5 empty] | 50 | 6 cables - 2 systems | LINESTRING (326043.99087849003 2410016.8021838535, 326174.80368954095 2409636.709850522, 326463.1992743303 2408811.1297070864, 326632.73942997196 2408341.6393126952, 326844.1717246751 2407731.0146159246, 326920.2488525167 2407519.182426611, 327154.0268848897 2406855.880338211) | line | [10 empty] | 6 |  |  |  | 1475 | 1472 | 1 | FALSE | FALSE | 2 | TRUE | TRUE | 1475 | 1472 | 326043.9909 | 2410016.8022 | 327154.0269 | 2406855.8803 | 1475 | 326043.9909 | 2410016.8022 | 1472 | 327154.0269 | 2406855.8803
VN | 714784357 | LINEVN1415b | 500 | 4.0202 | [5 empty] | 50 | 6 cables - 2 systems | LINESTRING (326043.99087849003 2410016.8021838535, 326174.80368954095 2409636.709850522, 326463.1992743303 2408811.1297070864, 326632.73942997196 2408341.6393126952, 326844.1717246751 2407731.0146159246, 326920.2488525167 2407519.182426611, 327154.0268848897 2406855.880338211) | line | [10 empty] | 6 |  |  |  | 1475 | 1472 | 1 | FALSE | FALSE | 2 | TRUE | TRUE | 1475 | 1472 | 326043.9909 | 2410016.8022 | 327154.0269 | 2406855.8803 | 1475 | 326043.9909 | 2410016.8022 | 1472 | 327154.0269 | 2406855.8803
VN | 714784358 | LINEVN1416 | 500 | 0.68594 | [5 empty] | 50 |  | LINESTRING (325756.3337811779 2410499.4072181634, 325917.0452532362 2410330.8028920754, 326043.99087849003 2410016.8021838535) | line | [10 empty] | 3 |  |  |  | 1474 | 1475 | 1 | FALSE | FALSE | 1 | TRUE | TRUE | 1474 | 1475 | 325756.3338 | 2410499.4072 | 326043.9909 | 2410016.8022 | 1474 | 325756.3338 | 2410499.4072 | 1475 | 326043.9909 | 2410016.8022
VN | 714784359 | LINEVN1417a | 500 | 11.7932 | [5 empty] | 50 | 6 cables - 2 systems | LINESTRING (322326.34034506266 2419302.6042890768, 322340.21368462325 2418956.1054899585, 322363.42333534325 2418515.3563121734, 322391.061008326 2417923.90424538, 322406.90617684484 2417642.407286965, 322481.3935904547 2416142.4262951314, 322493.3026750679 2415893.0648344, 322557.12511400937 2415697.716347787, 322910.05458992114 2414593.8365359707, 323043.9250077136 2414175.8692342755, 323215.2916489708 2413648.5594716254, 323636.3850883313 2413068.845205296, 323855.2485975693 2412771.653927957, 324117.78924244427 2412409.8592046327, 324658.9105667886 2411666.1003411287, 325071.30770918936 2411168.0832017944, 325506.1835924963 2410744.831560004, 325756.3337811779 2410499.4072181634) | line | [10 empty] | 6 |  |  |  | 1477 | 1474 | 1 | FALSE | FALSE | 2 | TRUE | TRUE | 1477 | 1474 | 322326.3403 | 2419302.6043 | 325756.3338 | 2410499.4072 | 1477 | 322326.3403 | 2419302.6043 | 1474 | 325756.3338 | 2410499.4072
VN | 714784359 | LINEVN1417b | 500 | 11.7932 | [5 empty] | 50 | 6 cables - 2 systems | LINESTRING (322326.34034506266 2419302.6042890768, 322340.21368462325 2418956.1054899585, 322363.42333534325 2418515.3563121734, 322391.061008326 2417923.90424538, 322406.90617684484 2417642.407286965, 322481.3935904547 2416142.4262951314, 322493.3026750679 2415893.0648344, 322557.12511400937 2415697.716347787, 322910.05458992114 2414593.8365359707, 323043.9250077136 2414175.8692342755, 323215.2916489708 2413648.5594716254, 323636.3850883313 2413068.845205296, 323855.2485975693 2412771.653927957, 324117.78924244427 2412409.8592046327, 324658.9105667886 2411666.1003411287, 325071.30770918936 2411168.0832017944, 325506.1835924963 2410744.831560004, 325756.3337811779 2410499.4072181634) | line | [10 empty] | 6 |  |  |  | 1477 | 1474 | 1 | FALSE | FALSE | 2 | TRUE | TRUE | 1477 | 1474 | 322326.3403 | 2419302.6043 | 325756.3338 | 2410499.4072 | 1477 | 322326.3403 | 2419302.6043 | 1474 | 325756.3338 | 2410499.4072
VN | 714784360 | LINEVN1418 | 500 | 1.2573 | [5 empty] | 50 |  | LINESTRING (321968.71766811586 2420256.3004041724, 322296.48393019236 2419725.356593351, 322326.34034506266 2419302.6042890768) | line | [10 empty] | 3 |  |  |  | 1476 | 1477 | 1 | FALSE | FALSE | 1 | TRUE | TRUE | 1476 | 1477 | 321968.7177 | 2420256.3004 | 322326.3403 | 2419302.6043 | 1476 | 321968.7177 | 2420256.3004 | 1477 | 322326.3403 | 2419302.6043
VN | 714784361 | LINEVN1419a | 500 | 10.884 | [5 empty] | 50 | 6 cables - 2 systems | LINESTRING (316564.63215758814 2427435.7728843675, 316713.7598858889 2427165.006243644, 317061.46273863385 2426522.744649446, 317446.3677868028 2425800.4109394364, 317714.3880283739 2425309.214867682, 317888.85536373593 2424983.8549986775, 318690.0251586797 2424203.108461771, 318958.7095886885 2423940.603656703, 319142.41356392764 2423759.1136854636, 319818.4916451324 2423094.9945323747, 320352.5927303438 2422566.9827367184, 320579.87165438064 2422344.777622469, 320765.85932911397 2422160.9142254633, 320854.9484099793 2422023.216288245, 321083.78614647617 2421655.606628495, 321638.0364057572 2420778.726002919, 321828.33069434325 2420481.2599041085, 321968.71766811586 2420256.3004041724) | line | [10 empty] | 6 |  |  |  | 1492 | 1476 | 1 | FALSE | FALSE | 2 | TRUE | TRUE | 1492 | 1476 | 316564.6322 | 2427435.7729 | 321968.7177 | 2420256.3004 | 1492 | 316564.6322 | 2427435.7729 | 1476 | 321968.7177 | 2420256.3004
VN | 714784361 | LINEVN1419b | 500 | 10.884 | [5 empty] | 50 | 6 cables - 2 systems | LINESTRING (316564.63215758814 2427435.7728843675, 316713.7598858889 2427165.006243644, 317061.46273863385 2426522.744649446, 317446.3677868028 2425800.4109394364, 317714.3880283739 2425309.214867682, 317888.85536373593 2424983.8549986775, 318690.0251586797 2424203.108461771, 318958.7095886885 2423940.603656703, 319142.41356392764 2423759.1136854636, 319818.4916451324 2423094.9945323747, 320352.5927303438 2422566.9827367184, 320579.87165438064 2422344.777622469, 320765.85932911397 2422160.9142254633, 320854.9484099793 2422023.216288245, 321083.78614647617 2421655.606628495, 321638.0364057572 2420778.726002919, 321828.33069434325 2420481.2599041085, 321968.71766811586 2420256.3004041724) | line | [10 empty] | 6 |  |  |  | 1492 | 1476 | 1 | FALSE | FALSE | 2 | TRUE | TRUE | 1492 | 1476 | 316564.6322 | 2427435.7729 | 321968.7177 | 2420256.3004 | 1492 | 316564.6322 | 2427435.7729 | 1476 | 321968.7177 | 2420256.3004
VN | 714784362 | LINEVN1420 | 500 | 2.7927 | [5 empty] | 50 |  | LINESTRING (315047.25934318587 2428935.888691775, 315627.3463122276 2428842.342040155, 315914.35521883034 2428474.656782464, 316127.88460293086 2427911.402715836, 316418.40032794944 2427729.5082961647, 316564.63215758814 2427435.7728843675) | line | [10 empty] | 3 |  |  |  | 1465 | 1492 | 1 | FALSE | FALSE | 1 | TRUE | TRUE | 1465 | 1492 | 315047.2593 | 2428935.8887 | 316564.6322 | 2427435.7729 | 1465 | 315047.2593 | 2428935.8887 | 1492 | 316564.6322 | 2427435.7729
VN | 714784363 | LINEVN1421 | 500 | 2.7805 | [5 empty] | 50 |  | LINESTRING (315047.25934318587 2428935.888691775, 315618.415943785 2428825.082179774, 315914.35521883034 2428474.656782464, 316110.29071994225 2427898.9385817773, 316403.40624583774 2427714.9428735077, 316564.63215758814 2427435.7728843675) | line | [10 empty] | 3 |  |  |  | 1465 | 1492 | 1 | FALSE | FALSE | 1 | TRUE | TRUE | 1465 | 1492 | 315047.2593 | 2428935.8887 | 316564.6322 | 2427435.7729 | 1465 | 315047.2593 | 2428935.8887 | 1492 | 316564.6322 | 2427435.7729
VN | 714784364 | LINEVN1422 | 500 | 0.79233 | [5 empty] | 50 |  | LINESTRING (312488.92128299025 2429986.387277118, 312658.46192382905 2429563.1732983068, 312853.34533780627 2429501.6416659425) | line | [10 empty] | 3 |  |  |  | 1493 | 1464 | 1 | FALSE | FALSE | 1 | TRUE | TRUE | 1493 | 1464 | 312488.9213 | 2429986.3873 | 312853.3453 | 2429501.6417 | 1493 | 312488.9213 | 2429986.3873 | 1464 | 312853.3453 | 2429501.6417
VN | 714784365 | LINEVN1423 | 500 | 0.81482 | [5 empty] | 50 |  | LINESTRING (312488.92128299025 2429986.387277118, 312646.4865237081 2429546.371746803, 312853.34533780627 2429501.6416659425) | line | [10 empty] | 3 |  |  |  | 1493 | 1464 | 1 | FALSE | FALSE | 1 | TRUE | TRUE | 1493 | 1464 | 312488.9213 | 2429986.3873 | 312853.3453 | 2429501.6417 | 1493 | 312488.9213 | 2429986.3873 | 1464 | 312853.3453 | 2429501.6417
VN | 714784366 | LINEVN1424a | 500 | 14.1697 | [5 empty] | 50 | 6 cables - 2 systems | LINESTRING (311149.80809555826 2441445.2801846317, 310856.219860952 2440665.0736864177, 310767.9512418854 2440439.575261344, 310690.9872821991 2440233.199545216, 310687.927077758 2439966.7425359366, 310682.86373238283 2439615.236364378, 310682.9074167396 2439273.713367166, 310719.00094608444 2439120.065628124, 310784.0818350872 2438844.0967902304, 310904.92830713 2438368.674468179, 310933.0676772704 2438256.408355478, 310935.62480360974 2438134.8257331518, 310953.2143171581 2437638.8610692145, 310960.926141142 2437300.5143081304, 310977.35810640483 2436892.793274, 310980.0256890444 2436583.942898738, 310991.1084789083 2436133.727882873, 311011.27612268704 2435435.8272653115, 311244.969998281 2434851.2749376055, 311406.3983263442 2434429.641000998, 311546.5214331851 2434101.4870395944, 311616.38944144244 2433585.224554126, 311738.22552678845 2432720.878627195, 311840.30889939883 2432047.202875801, 311922.8851839024 2431490.095590666, 312074.3976705104 2431103.3544388427, 312251.4863547269 2430606.3896101792, 312347.45180595305 2430357.8867604, 312488.92128299025 2429986.387277118) | line | [10 empty] | 6 |  |  |  | 1494 | 1493 | 1 | FALSE | FALSE | 2 | TRUE | TRUE | 1494 | 1493 | 311149.8081 | 2441445.2802 | 312488.9213 | 2429986.3873 | 1494 | 311149.8081 | 2441445.2802 | 1493 | 312488.9213 | 2429986.3873
VN | 714784366 | LINEVN1424b | 500 | 14.1697 | [5 empty] | 50 | 6 cables - 2 systems | LINESTRING (311149.80809555826 2441445.2801846317, 310856.219860952 2440665.0736864177, 310767.9512418854 2440439.575261344, 310690.9872821991 2440233.199545216, 310687.927077758 2439966.7425359366, 310682.86373238283 2439615.236364378, 310682.9074167396 2439273.713367166, 310719.00094608444 2439120.065628124, 310784.0818350872 2438844.0967902304, 310904.92830713 2438368.674468179, 310933.0676772704 2438256.408355478, 310935.62480360974 2438134.8257331518, 310953.2143171581 2437638.8610692145, 310960.926141142 2437300.5143081304, 310977.35810640483 2436892.793274, 310980.0256890444 2436583.942898738, 310991.1084789083 2436133.727882873, 311011.27612268704 2435435.8272653115, 311244.969998281 2434851.2749376055, 311406.3983263442 2434429.641000998, 311546.5214331851 2434101.4870395944, 311616.38944144244 2433585.224554126, 311738.22552678845 2432720.878627195, 311840.30889939883 2432047.202875801, 311922.8851839024 2431490.095590666, 312074.3976705104 2431103.3544388427, 312251.4863547269 2430606.3896101792, 312347.45180595305 2430357.8867604, 312488.92128299025 2429986.387277118) | line | [10 empty] | 6 |  |  |  | 1494 | 1493 | 1 | FALSE | FALSE | 2 | TRUE | TRUE | 1494 | 1493 | 311149.8081 | 2441445.2802 | 312488.9213 | 2429986.3873 | 1494 | 311149.8081 | 2441445.2802 | 1493 | 312488.9213 | 2429986.3873
VN | 714784367 | LINEVN1425 | 500 | 2.7458 | [5 empty] | 50 |  | LINESTRING (309860.92675488425 2442918.614319398, 310679.54012769525 2442709.450275111, 311254.3064972684 2441777.6633310714, 311149.80809555826 2441445.2801846317) | line | [10 empty] | 3 |  |  |  | 1495 | 1494 | 1 | FALSE | FALSE | 1 | TRUE | TRUE | 1495 | 1494 | 309860.9268 | 2442918.6143 | 311149.8081 | 2441445.2802 | 1495 | 309860.9268 | 2442918.6143 | 1494 | 311149.8081 | 2441445.2802
VN | 714784368 | LINEVN1426 | 500 | 2.7837 | [5 empty] | 50 |  | LINESTRING (309860.92675488425 2442918.614319398, 310690.8386922014 2442728.8605570006, 311270.9769150965 2441782.8232797747, 311149.80809555826 2441445.2801846317) | line | [10 empty] | 3 |  |  |  | 1495 | 1494 | 1 | FALSE | FALSE | 1 | TRUE | TRUE | 1495 | 1494 | 309860.9268 | 2442918.6143 | 311149.8081 | 2441445.2802 | 1495 | 309860.9268 | 2442918.6143 | 1494 | 311149.8081 | 2441445.2802
VN | 714784369 | LINEVN1427a | 500 | 2.3107 | [5 empty] | 50 | 6 cables - 2 systems | LINESTRING (307966.7335954823 2443258.737649664, 308122.0513026825 2443236.7515440774, 309412.9137490566 2443026.434269957, 309506.20169505023 2443002.7336934023, 309860.92675488425 2442918.614319398) | line | [10 empty] | 6 |  |  |  | 1496 | 1495 | 1 | FALSE | FALSE | 2 | TRUE | TRUE | 1496 | 1495 | 307966.7336 | 2443258.7376 | 309860.9268 | 2442918.6143 | 1496 | 307966.7336 | 2443258.7376 | 1495 | 309860.9268 | 2442918.6143
VN | 714784369 | LINEVN1427b | 500 | 2.3107 | [5 empty] | 50 | 6 cables - 2 systems | LINESTRING (307966.7335954823 2443258.737649664, 308122.0513026825 2443236.7515440774, 309412.9137490566 2443026.434269957, 309506.20169505023 2443002.7336934023, 309860.92675488425 2442918.614319398) | line | [10 empty] | 6 |  |  |  | 1496 | 1495 | 1 | FALSE | FALSE | 2 | TRUE | TRUE | 1496 | 1495 | 307966.7336 | 2443258.7376 | 309860.9268 | 2442918.6143 | 1496 | 307966.7336 | 2443258.7376 | 1495 | 309860.9268 | 2442918.6143
VN | 714784370 | LINEVN1428 | 500 | 0.84513 | [5 empty] | 50 |  | LINESTRING (307487.97108655074 2443713.8027809435, 307808.6819758774 2443272.364213423, 307966.7335954823 2443258.737649664) | line | [10 empty] | 3 |  |  |  | 1497 | 1496 | 1 | FALSE | FALSE | 1 | TRUE | TRUE | 1497 | 1496 | 307487.9711 | 2443713.8028 | 307966.7336 | 2443258.7376 | 1497 | 307487.9711 | 2443713.8028 | 1496 | 307966.7336 | 2443258.7376
VN | 714784371 | LINEVN1429 | 500 | 0.82575 | [5 empty] | 50 |  | LINESTRING (307487.97108655074 2443713.8027809435, 307819.01577571884 2443291.097889632, 307966.7335954823 2443258.737649664) | line | [10 empty] | 3 |  |  |  | 1497 | 1496 | 1 | FALSE | FALSE | 1 | TRUE | TRUE | 1497 | 1496 | 307487.9711 | 2443713.8028 | 307966.7336 | 2443258.7376 | 1497 | 307487.9711 | 2443713.8028 | 1496 | 307966.7336 | 2443258.7376
VN | 714784372 | LINEVN1430a | 500 | 3.4597 | [5 empty] | 50 | 6 cables - 2 systems | LINESTRING (305398.3685532656 2445678.597927922, 305961.0784691047 2445215.8085865444, 306266.8676427779 2444962.132390537, 306991.9306952914 2444360.6446104418, 307487.97108655074 2443713.8027809435) | line | [10 empty] | 6 |  |  |  | 1498 | 1497 | 1 | FALSE | FALSE | 2 | TRUE | TRUE | 1498 | 1497 | 305398.3686 | 2445678.5979 | 307487.9711 | 2443713.8028 | 1498 | 305398.3686 | 2445678.5979 | 1497 | 307487.9711 | 2443713.8028
VN | 714784372 | LINEVN1430b | 500 | 3.4597 | [5 empty] | 50 | 6 cables - 2 systems | LINESTRING (305398.3685532656 2445678.597927922, 305961.0784691047 2445215.8085865444, 306266.8676427779 2444962.132390537, 306991.9306952914 2444360.6446104418, 307487.97108655074 2443713.8027809435) | line | [10 empty] | 6 |  |  |  | 1498 | 1497 | 1 | FALSE | FALSE | 2 | TRUE | TRUE | 1498 | 1497 | 305398.3686 | 2445678.5979 | 307487.9711 | 2443713.8028 | 1498 | 305398.3686 | 2445678.5979 | 1497 | 307487.9711 | 2443713.8028
VN | 714784373 | LINEVN1431 | 500 | 1.6264 | [5 empty] | 50 |  | LINESTRING (304151.4352303676 2446162.1035506544, 305161.83828875213 2445867.8535894793, 305398.3685532656 2445678.597927922) | line | [10 empty] | 3 |  |  |  | 1499 | 1498 | 1 | FALSE | FALSE | 1 | TRUE | TRUE | 1499 | 1498 | 304151.4352 | 2446162.1036 | 305398.3686 | 2445678.5979 | 1499 | 304151.4352 | 2446162.1036 | 1498 | 305398.3686 | 2445678.5979
VN | 714784374 | LINEVN1432 | 500 | 1.6348 | [5 empty] | 50 |  | LINESTRING (304151.4352303676 2446162.1035506544, 305167.15518619993 2445883.823899739, 305398.3685532656 2445678.597927922) | line | [10 empty] | 3 |  |  |  | 1499 | 1498 | 1 | FALSE | FALSE | 1 | TRUE | TRUE | 1499 | 1498 | 304151.4352 | 2446162.1036 | 305398.3686 | 2445678.5979 | 1499 | 304151.4352 | 2446162.1036 | 1498 | 305398.3686 | 2445678.5979
VN | 714784375 | LINEVN1433a | 500 | 1.1064 | [5 empty] | 50 | 6 cables - 2 systems | LINESTRING (303263.2344531637 2446409.061642232, 303533.7036344997 2446334.81661092, 303764.93469892454 2446265.175737246, 304151.4352303676 2446162.1035506544) | line | [10 empty] | 6 |  |  |  | 1500 | 1499 | 1 | FALSE | FALSE | 2 | TRUE | TRUE | 1500 | 1499 | 303263.2345 | 2446409.0616 | 304151.4352 | 2446162.1036 | 1500 | 303263.2345 | 2446409.0616 | 1499 | 304151.4352 | 2446162.1036
VN | 714784375 | LINEVN1433b | 500 | 1.1064 | [5 empty] | 50 | 6 cables - 2 systems | LINESTRING (303263.2344531637 2446409.061642232, 303533.7036344997 2446334.81661092, 303764.93469892454 2446265.175737246, 304151.4352303676 2446162.1035506544) | line | [10 empty] | 6 |  |  |  | 1500 | 1499 | 1 | FALSE | FALSE | 2 | TRUE | TRUE | 1500 | 1499 | 303263.2345 | 2446409.0616 | 304151.4352 | 2446162.1036 | 1500 | 303263.2345 | 2446409.0616 | 1499 | 304151.4352 | 2446162.1036
VN | 714784376 | LINEVN1434 | 500 | 0.71242 | [5 empty] | 50 |  | LINESTRING (302794.1164810512 2446699.585954691, 302927.93860178674 2446489.851143122, 303263.2344531637 2446409.061642232) | line | [10 empty] | 3 |  |  |  | 1501 | 1500 | 1 | FALSE | FALSE | 1 | TRUE | TRUE | 1501 | 1500 | 302794.1165 | 2446699.586 | 303263.2345 | 2446409.0616 | 1501 | 302794.1165 | 2446699.586 | 1500 | 303263.2345 | 2446409.0616
VN | 714784377 | LINEVN1435 | 500 | 0.69763 | [5 empty] | 50 |  | LINESTRING (302794.1164810512 2446699.585954691, 302940.69922222034 2446502.615373344, 303263.2344531637 2446409.061642232) | line | [10 empty] | 3 |  |  |  | 1501 | 1500 | 1 | FALSE | FALSE | 1 | TRUE | TRUE | 1501 | 1500 | 302794.1165 | 2446699.586 | 303263.2345 | 2446409.0616 | 1501 | 302794.1165 | 2446699.586 | 1500 | 303263.2345 | 2446409.0616
VN | 714784378 | LINEVN1436a | 500 | 5.6459 | [5 empty] | 50 | 6 cables - 2 systems | LINESTRING (299892.6841630389 2450381.5346596157, 299985.7998010544 2450294.3691103244, 300391.19641282986 2449890.649176422, 300548.3652937855 2449737.450389512, 301006.6894635914 2449271.8416499835, 301455.6553316115 2448643.5862776516, 301679.0529324676 2448320.0481139594, 302026.13900351344 2447817.3091769884, 302255.2586094095 2447484.0630954825, 302794.1164810512 2446699.585954691) | line | [10 empty] | 6 |  |  |  | 1479 | 1501 | 1 | FALSE | FALSE | 2 | TRUE | TRUE | 1479 | 1501 | 299892.6842 | 2450381.5347 | 302794.1165 | 2446699.586 | 1479 | 299892.6842 | 2450381.5347 | 1501 | 302794.1165 | 2446699.586
VN | 714784378 | LINEVN1436b | 500 | 5.6459 | [5 empty] | 50 | 6 cables - 2 systems | LINESTRING (299892.6841630389 2450381.5346596157, 299985.7998010544 2450294.3691103244, 300391.19641282986 2449890.649176422, 300548.3652937855 2449737.450389512, 301006.6894635914 2449271.8416499835, 301455.6553316115 2448643.5862776516, 301679.0529324676 2448320.0481139594, 302026.13900351344 2447817.3091769884, 302255.2586094095 2447484.0630954825, 302794.1164810512 2446699.585954691) | line | [10 empty] | 6 |  |  |  | 1479 | 1501 | 1 | FALSE | FALSE | 2 | TRUE | TRUE | 1479 | 1501 | 299892.6842 | 2450381.5347 | 302794.1165 | 2446699.586 | 1479 | 299892.6842 | 2450381.5347 | 1501 | 302794.1165 | 2446699.586
VN | 714784379 | LINEVN1437 | 500 | 0.31407 | [5 empty] | 50 |  | LINESTRING (299695.7841363688 2450553.955212493, 299892.6841630389 2450381.5346596157) | line | [10 empty] | 3 |  |  |  | 1502 | 1479 | 1 | FALSE | FALSE | 1 | TRUE | TRUE | 1502 | 1479 | 299695.7841 | 2450553.9552 | 299892.6842 | 2450381.5347 | 1502 | 299695.7841 | 2450553.9552 | 1479 | 299892.6842 | 2450381.5347
VN | 714784380 | LINEVN1438a | 500 | 0.53573 | [5 empty] | 50 | 6 cables - 2 systems | LINESTRING (299003.69522882206 2449984.0495817037, 299374.94223809143 2450232.00636165) | line | [10 empty] | 6 |  |  |  | 1503 | 1504 | 1 | FALSE | FALSE | 2 | TRUE | TRUE | 1503 | 1504 | 299003.6952 | 2449984.0496 | 299374.9422 | 2450232.0064 | 1503 | 299003.6952 | 2449984.0496 | 1504 | 299374.9422 | 2450232.0064
VN | 714784380 | LINEVN1438b | 500 | 0.53573 | [5 empty] | 50 | 6 cables - 2 systems | LINESTRING (299003.69522882206 2449984.0495817037, 299374.94223809143 2450232.00636165) | line | [10 empty] | 6 |  |  |  | 1503 | 1504 | 1 | FALSE | FALSE | 2 | TRUE | TRUE | 1503 | 1504 | 299003.6952 | 2449984.0496 | 299374.9422 | 2450232.0064 | 1503 | 299003.6952 | 2449984.0496 | 1504 | 299374.9422 | 2450232.0064
VN | 714784381 | LINEVN1439 | 500 | 0.54603 | [5 empty] | 50 |  | LINESTRING (299695.7841363688 2450553.955212493, 299663.23490699806 2450529.8841451197, 299374.94223809143 2450232.00636165) | line | [10 empty] | 3 |  |  |  | 1502 | 1504 | 1 | FALSE | FALSE | 1 | TRUE | TRUE | 1502 | 1504 | 299695.7841 | 2450553.9552 | 299374.9422 | 2450232.0064 | 1502 | 299695.7841 | 2450553.9552 | 1504 | 299374.9422 | 2450232.0064
VN | 714784382 | LINEVN1440 | 500 | 0.54856 | [5 empty] | 50 |  | LINESTRING (299374.94223809143 2450232.00636165, 299678.28671844676 2450516.8887543683, 299695.7841363688 2450553.955212493) | line | [10 empty] | 3 |  |  |  | 1504 | 1502 | 1 | FALSE | FALSE | 1 | TRUE | TRUE | 1504 | 1502 | 299374.9422 | 2450232.0064 | 299695.7841 | 2450553.9552 | 1504 | 299374.9422 | 2450232.0064 | 1502 | 299695.7841 | 2450553.9552
VN | 714784383 | LINEVN1441 | 500 | 0.73759 | [5 empty] | 50 |  | LINESTRING (299003.69522882206 2449984.0495817037, 298539.5648327791 2449679.9023020924, 298491.23792877374 2449644.7615654627) | line | [10 empty] | 3 |  |  |  | 1503 | 1505 | 1 | FALSE | FALSE | 1 | TRUE | FALSE | 1503 |  | 299003.6952 | 2449984.0496 |  |  | 1503 | 299003.6952 | 2449984.0496 | 1505 | 298491.2379 | 2449644.7616
VN | 714784384 | LINEVN1442 | 500 | 0.72431 | [5 empty] | 50 |  | LINESTRING (298518.7009231165 2449628.4490524805, 298548.2673227114 2449667.408305948, 299003.69522882206 2449984.0495817037) | line | [10 empty] | 3 |  |  |  | 1506 | 1503 | 1 | FALSE | FALSE | 1 | FALSE | TRUE |  | 1503 |  |  | 299003.6952 | 2449984.0496 | 1506 | 298518.7009 | 2449628.4491 | 1503 | 299003.6952 | 2449984.0496
VN | 714784385 | LINEVN1443 | 500 | 0.9168 | [5 empty] | 50 |  | LINESTRING (298935.2974969293 2450627.1136782635, 299695.7841363688 2450553.955212493) | line | [10 empty] | 3 |  |  |  | 1478 | 1502 | 1 | FALSE | FALSE | 1 | TRUE | TRUE | 1478 | 1502 | 298935.2975 | 2450627.1137 | 299695.7841 | 2450553.9552 | 1478 | 298935.2975 | 2450627.1137 | 1502 | 299695.7841 | 2450553.9552
VN | 714784386 | LINEVN1444a | 500 | 3.4726 | [5 empty] | 50 | 6 cables - 2 systems | LINESTRING (296049.90063405444 2450847.9316882803, 296434.41993967764 2450815.6845719963, 296760.9217469879 2450791.0885238, 297998.9704434348 2450702.166250611, 298479.98625619285 2450663.232654017, 298935.2974969293 2450627.1136782635) | line | [10 empty] | 6 |  |  |  | 1507 | 1478 | 1 | FALSE | FALSE | 2 | TRUE | TRUE | 1507 | 1478 | 296049.9006 | 2450847.9317 | 298935.2975 | 2450627.1137 | 1507 | 296049.9006 | 2450847.9317 | 1478 | 298935.2975 | 2450627.1137
VN | 714784386 | LINEVN1444b | 500 | 3.4726 | [5 empty] | 50 | 6 cables - 2 systems | LINESTRING (296049.90063405444 2450847.9316882803, 296434.41993967764 2450815.6845719963, 296760.9217469879 2450791.0885238, 297998.9704434348 2450702.166250611, 298479.98625619285 2450663.232654017, 298935.2974969293 2450627.1136782635) | line | [10 empty] | 6 |  |  |  | 1507 | 1478 | 1 | FALSE | FALSE | 2 | TRUE | TRUE | 1507 | 1478 | 296049.9006 | 2450847.9317 | 298935.2975 | 2450627.1137 | 1507 | 296049.9006 | 2450847.9317 | 1478 | 298935.2975 | 2450627.1137
VN | 714784387 | LINEVN1445 | 500 | 1.5524 | [5 empty] | 50 |  | LINESTRING (292085.5339365082 2449658.9406547747, 292317.597202234 2449826.606335286, 292890.80655964336 2450322.4302652576, 293132.2742785838 2450259.8086250257) | line | [10 empty] | 3 |  |  |  | 1508 | 1509 | 1 | FALSE | FALSE | 1 | FALSE | TRUE |  | 1509 |  |  | 293132.2743 | 2450259.8086 | 1508 | 292085.5339 | 2449658.9407 | 1509 | 293132.2743 | 2450259.8086
VN | 714784388 | LINEVN1446 | 500 | 1.5738 | [5 empty] | 50 |  | LINESTRING (292098.28980082984 2449588.3301563985, 292317.597202234 2449826.606335286, 292898.8346577155 2450301.4133599265, 293132.2742785838 2450259.8086250257) | line | [10 empty] | 3 |  |  |  | 1510 | 1509 | 1 | FALSE | FALSE | 1 | FALSE | TRUE |  | 1509 |  |  | 293132.2743 | 2450259.8086 | 1510 | 292098.2898 | 2449588.3302 | 1509 | 293132.2743 | 2450259.8086
VN | 714784389 | LINEVN1447a | 500 | 1.1385 | [5 empty] | 50 | 6 cables - 2 systems | LINESTRING (293132.2742785838 2450259.8086250257, 293808.168822421 2450086.6269694464, 294052.1794686923 2450027.841006033) | line | [10 empty] | 6 |  |  |  | 1509 | 1511 | 1 | FALSE | FALSE | 2 | TRUE | TRUE | 1509 | 1511 | 293132.2743 | 2450259.8086 | 294052.1795 | 2450027.841 | 1509 | 293132.2743 | 2450259.8086 | 1511 | 294052.1795 | 2450027.841
VN | 714784389 | LINEVN1447b | 500 | 1.1385 | [5 empty] | 50 | 6 cables - 2 systems | LINESTRING (293132.2742785838 2450259.8086250257, 293808.168822421 2450086.6269694464, 294052.1794686923 2450027.841006033) | line | [10 empty] | 6 |  |  |  | 1509 | 1511 | 1 | FALSE | FALSE | 2 | TRUE | TRUE | 1509 | 1511 | 293132.2743 | 2450259.8086 | 294052.1795 | 2450027.841 | 1509 | 293132.2743 | 2450259.8086 | 1511 | 294052.1795 | 2450027.841
VN | 714784390 | LINEVN1448 | 500 | 0.5487 | [5 empty] | 50 |  | LINESTRING (294431.9645437071 2450108.1469905605, 294296.44713345775 2449957.0829820964, 294052.1794686923 2450027.841006033) | line | [10 empty] | 3 |  |  |  | 1512 | 1511 | 1 | FALSE | FALSE | 1 | TRUE | TRUE | 1512 | 1511 | 294431.9645 | 2450108.147 | 294052.1795 | 2450027.841 | 1512 | 294431.9645 | 2450108.147 | 1511 | 294052.1795 | 2450027.841
VN | 714784391 | LINEVN1449 | 500 | 0.52408 | [5 empty] | 50 |  | LINESTRING (294052.1794686923 2450027.841006033, 294288.5378824977 2449976.3031769525, 294431.9645437071 2450108.1469905605) | line | [10 empty] | 3 |  |  |  | 1511 | 1512 | 1 | FALSE | FALSE | 1 | TRUE | TRUE | 1511 | 1512 | 294052.1795 | 2450027.841 | 294431.9645 | 2450108.147 | 1511 | 294052.1795 | 2450027.841 | 1512 | 294431.9645 | 2450108.147
VN | 714784392 | LINEVN1450a | 500 | 1.4713 | [5 empty] | 50 | 6 cables - 2 systems | LINESTRING (295396.24863532814 2450846.554231538, 294835.47607806075 2450521.778554093, 294560.04283349606 2450230.2916239034, 294431.9645437071 2450108.1469905605) | line | [10 empty] | 6 |  |  |  | 1513 | 1512 | 1 | FALSE | FALSE | 2 | TRUE | TRUE | 1513 | 1512 | 295396.2486 | 2450846.5542 | 294431.9645 | 2450108.147 | 1513 | 295396.2486 | 2450846.5542 | 1512 | 294431.9645 | 2450108.147
VN | 714784392 | LINEVN1450b | 500 | 1.4713 | [5 empty] | 50 | 6 cables - 2 systems | LINESTRING (295396.24863532814 2450846.554231538, 294835.47607806075 2450521.778554093, 294560.04283349606 2450230.2916239034, 294431.9645437071 2450108.1469905605) | line | [10 empty] | 6 |  |  |  | 1513 | 1512 | 1 | FALSE | FALSE | 2 | TRUE | TRUE | 1513 | 1512 | 295396.2486 | 2450846.5542 | 294431.9645 | 2450108.147 | 1513 | 295396.2486 | 2450846.5542 | 1512 | 294431.9645 | 2450108.147
VN | 714784393 | LINEVN1451 | 500 | 0.79676 | [5 empty] | 50 |  | LINESTRING (295396.24863532814 2450846.554231538, 295470.9070864938 2450884.642445773, 296049.90063405444 2450847.9316882803) | line | [10 empty] | 3 |  |  |  | 1513 | 1507 | 1 | FALSE | FALSE | 1 | TRUE | TRUE | 1513 | 1507 | 295396.2486 | 2450846.5542 | 296049.9006 | 2450847.9317 | 1513 | 295396.2486 | 2450846.5542 | 1507 | 296049.9006 | 2450847.9317
VN | 714784394 | LINEVN1452 | 500 | 0.80843 | [5 empty] | 50 |  | LINESTRING (295396.24863532814 2450846.554231538, 295465.568368117 2450899.298548247, 296049.90063405444 2450847.9316882803) | line | [10 empty] | 3 |  |  |  | 1513 | 1507 | 1 | FALSE | FALSE | 1 | TRUE | TRUE | 1513 | 1507 | 295396.2486 | 2450846.5542 | 296049.9006 | 2450847.9317 | 1513 | 295396.2486 | 2450846.5542 | 1507 | 296049.9006 | 2450847.9317
VN | 714890972 | LINEVN1453 | 220 | 4.6122 | [5 empty] | 50 |  | LINESTRING (551055.8179099116 2339271.250343937, 550939.995814446 2338862.8081924818, 550807.2910724388 2338452.3450621725, 550539.569350429 2338070.9538319167, 550275.724550888 2337694.4158628667, 550088.4038558563 2337428.1733604698, 549750.3410798437 2337273.3406444835, 549447.0246566517 2337136.6154164528, 548856.39295192 2336865.431956041, 548537.7066593018 2336745.4018172137, 548501.0367022944 2336764.3085111645) | line | [10 empty] | 3 |  |  |  | 1298 | 1514 | 1 | FALSE | FALSE | 1 | TRUE | FALSE | 1298 |  | 551055.8179 | 2339271.2503 |  |  | 1298 | 551055.8179 | 2339271.2503 | 1514 | 548501.0367 | 2336764.3085
VN | 714890973 | LINEVN1454a | 110 | 12.4384 | [5 empty] | 50 | 6 cables - 2 systems | LINESTRING (554647.0412454769 2333579.559422832, 554687.9343588414 2333553.66303712, 554772.0482971781 2333391.929984039, 554883.3437678108 2333180.55960273, 554989.6168533284 2332974.8510590084, 555043.1657013507 2332873.2380094267, 555197.8861540697 2332801.4695383194, 555384.1335249313 2332716.781167604, 555538.8621146472 2332643.488482344, 555690.5499403994 2332579.096618921, 555840.9753537405 2332562.8582243402, 556011.7910690017 2332546.4688896784, 556179.9109597409 2332525.7335382896, 556343.5911326491 2332512.555196041, 556514.1383754048 2332493.004690997, 556662.1502963052 2332478.381390192, 556823.201940401 2332462.653148861, 556976.4095016487 2332447.585649045, 557139.8543202665 2332430.8504742994, 557318.7395391148 2332412.6873184526, 557521.0041978685 2332392.161384623, 557697.4225679247 2332372.7651837715, 557870.4134173478 2332356.4136047536, 558058.0895820399 2332337.7800448225, 558221.29858422 2332294.3256343706, 558453.3741831632 2332230.551869919, 558606.961120113 2332182.8613935234, 558748.5351855247 2332145.6884525935, 558937.3345394189 2332092.7249667705, 559083.0047717034 2332054.9939146377, 559233.704584175 2332013.9617582154, 559417.2334080704 2331965.943236743, 559601.702129444 2331913.956718556, 559795.6437162538 2331862.427051839, 559938.7342229998 2331823.99682704, 560077.6992165096 2331737.606467854, 560251.2616556335 2331632.59410305, 560512.0841660607 2331473.1049961573, 560792.9030794984 2331300.8766486836, 560911.5672093203 2331229.0503594805, 561059.6078035096 2331137.908999843, 561192.682445104 2331057.6265888186, 561344.680731608 2330984.177887382, 561512.913253813 2330903.320006804, 561699.9416950048 2330824.658913146, 561922.5688093946 2330802.4026382226, 562113.3578746973 2330755.0161803206, 562166.0571571693 2330602.830108503, 562327.0670502398 2330585.549802262, 562461.0782302571 2330565.523892882, 562658.776796227 2330543.6703286977, 562807.3395260418 2330527.244053235, 562962.7724119561 2330537.29774043, 563131.7954915764 2330552.152895679, 563304.2256054013 2330564.3111566016, 563432.4346185868 2330575.9585739304, 563422.0042592505 2330882.413799583, 563416.6683137979 2331049.553472393, 563409.8619230111 2331201.944948243) | line | [10 empty] | 6 | 2 |  |  | 1294 | 1515 | 1 | FALSE | FALSE | 2 | TRUE | TRUE | 1294 | 1515 | 554647.0412 | 2333579.5594 | 563409.8619 | 2331201.9449 | 1294 | 554647.0412 | 2333579.5594 | 1515 | 563409.8619 | 2331201.9449
VN | 714890973 | LINEVN1454b | 110 | 12.4384 | [5 empty] | 50 | 6 cables - 2 systems | LINESTRING (554647.0412454769 2333579.559422832, 554687.9343588414 2333553.66303712, 554772.0482971781 2333391.929984039, 554883.3437678108 2333180.55960273, 554989.6168533284 2332974.8510590084, 555043.1657013507 2332873.2380094267, 555197.8861540697 2332801.4695383194, 555384.1335249313 2332716.781167604, 555538.8621146472 2332643.488482344, 555690.5499403994 2332579.096618921, 555840.9753537405 2332562.8582243402, 556011.7910690017 2332546.4688896784, 556179.9109597409 2332525.7335382896, 556343.5911326491 2332512.555196041, 556514.1383754048 2332493.004690997, 556662.1502963052 2332478.381390192, 556823.201940401 2332462.653148861, 556976.4095016487 2332447.585649045, 557139.8543202665 2332430.8504742994, 557318.7395391148 2332412.6873184526, 557521.0041978685 2332392.161384623, 557697.4225679247 2332372.7651837715, 557870.4134173478 2332356.4136047536, 558058.0895820399 2332337.7800448225, 558221.29858422 2332294.3256343706, 558453.3741831632 2332230.551869919, 558606.961120113 2332182.8613935234, 558748.5351855247 2332145.6884525935, 558937.3345394189 2332092.7249667705, 559083.0047717034 2332054.9939146377, 559233.704584175 2332013.9617582154, 559417.2334080704 2331965.943236743, 559601.702129444 2331913.956718556, 559795.6437162538 2331862.427051839, 559938.7342229998 2331823.99682704, 560077.6992165096 2331737.606467854, 560251.2616556335 2331632.59410305, 560512.0841660607 2331473.1049961573, 560792.9030794984 2331300.8766486836, 560911.5672093203 2331229.0503594805, 561059.6078035096 2331137.908999843, 561192.682445104 2331057.6265888186, 561344.680731608 2330984.177887382, 561512.913253813 2330903.320006804, 561699.9416950048 2330824.658913146, 561922.5688093946 2330802.4026382226, 562113.3578746973 2330755.0161803206, 562166.0571571693 2330602.830108503, 562327.0670502398 2330585.549802262, 562461.0782302571 2330565.523892882, 562658.776796227 2330543.6703286977, 562807.3395260418 2330527.244053235, 562962.7724119561 2330537.29774043, 563131.7954915764 2330552.152895679, 563304.2256054013 2330564.3111566016, 563432.4346185868 2330575.9585739304, 563422.0042592505 2330882.413799583, 563416.6683137979 2331049.553472393, 563409.8619230111 2331201.944948243) | line | [10 empty] | 6 | 2 |  |  | 1294 | 1515 | 1 | FALSE | FALSE | 2 | TRUE | TRUE | 1294 | 1515 | 554647.0412 | 2333579.5594 | 563409.8619 | 2331201.9449 | 1294 | 554647.0412 | 2333579.5594 | 1515 | 563409.8619 | 2331201.9449
VN | 715043967 | LINEVN1455 | 220 | 0.39019 | [5 empty] | 50 |  | LINESTRING (533759.7524005539 2301595.733563128, 533752.0455290654 2301604.1512732687, 533740.1379253423 2301631.6625464736, 533704.9914004544 2301758.953383796, 533676.4372488006 2301800.7854443723, 533656.2308318855 2301857.077011516, 533636.8552069571 2301893.5046209036) | line | [10 empty] | 3 |  |  |  | 1516 | 1517 | 1 | FALSE | FALSE | 1 | FALSE | FALSE | [6 empty] | 1516 | 533759.7524 | 2301595.7336 | 1517 | 533636.8552 | 2301893.5046
VN | 715043968 | LINEVN1456 | 220 | 0.28735 | [5 empty] | 50 |  | LINESTRING (533667.0624129982 2301530.75986989, 533643.2628048905 2301572.922471484, 533604.486277079 2301704.9097878393, 533568.2578183843 2301744.24760257) | line | [10 empty] | 3 |  |  |  | 1518 | 1519 | 1 | FALSE | FALSE | 1 | FALSE | FALSE | [6 empty] | 1518 | 533667.0624 | 2301530.7599 | 1519 | 533568.2578 | 2301744.2476
VN | 715043969 | LINEVN1457 | 220 | 0.29018 | [5 empty] | 50 |  | LINESTRING (533696.6879574888 2301551.526090253, 533689.4148106895 2301561.604781214, 533668.6128077321 2301598.2176277856, 533631.9400673211 2301718.8430819027, 533592.3566208917 2301765.5227492303) | line | [10 empty] | 3 |  |  |  | 1520 | 1521 | 1 | FALSE | FALSE | 1 | FALSE | FALSE | [6 empty] | 1520 | 533696.688 | 2301551.5261 | 1521 | 533592.3566 | 2301765.5227
VN | 715043970 | LINEVN1458 | 220 | 0.29402 | [5 empty] | 50 |  | LINESTRING (533726.5524297094 2301572.4588529747, 533719.0727360093 2301581.751344282, 533704.7126687258 2301617.989742596, 533661.221337335 2301734.7168504116, 533614.5106035761 2301786.2406745604) | line | [10 empty] | 3 |  |  |  | 1522 | 1523 | 1 | FALSE | FALSE | 1 | FALSE | FALSE | [6 empty] | 1522 | 533726.5524 | 2301572.4589 | 1523 | 533614.5106 | 2301786.2407
VN | 715088084 | LINEVN1459a | 220 | 2.4737 | [5 empty] | 50 | 6 cables - 2 systems | LINESTRING (794199.4159262169 1571144.4424609058, 794189.9065397078 1571431.5243699506, 794170.6676374252 1571850.5629305283, 794158.5361773553 1572077.2149307246, 793845.2441409082 1572433.438993217, 793554.695286575 1572771.3402686112, 793518.6309072643 1572975.9001098266) | line | [10 empty] | 6 |  |  |  | 389 | 386 | 1 | FALSE | FALSE | 2 | TRUE | TRUE | 389 | 386 | 794199.4159 | 1571144.4425 | 793518.6309 | 1572975.9001 | 389 | 794199.4159 | 1571144.4425 | 386 | 793518.6309 | 1572975.9001
VN | 715088084 | LINEVN1459b | 220 | 2.4737 | [5 empty] | 50 | 6 cables - 2 systems | LINESTRING (794199.4159262169 1571144.4424609058, 794189.9065397078 1571431.5243699506, 794170.6676374252 1571850.5629305283, 794158.5361773553 1572077.2149307246, 793845.2441409082 1572433.438993217, 793554.695286575 1572771.3402686112, 793518.6309072643 1572975.9001098266) | line | [10 empty] | 6 |  |  |  | 389 | 386 | 1 | FALSE | FALSE | 2 | TRUE | TRUE | 389 | 386 | 794199.4159 | 1571144.4425 | 793518.6309 | 1572975.9001 | 389 | 794199.4159 | 1571144.4425 | 386 | 793518.6309 | 1572975.9001
VN | 715088085 | LINEVN1460 | 220 | 0.15254 | [5 empty] | 50 |  | LINESTRING (787163.4168790402 1560902.828228555, 787243.0147081619 1561001.9344877151) | line | [10 empty] | 3 |  |  |  | 1524 | 1358 | 1 | FALSE | FALSE | 1 | FALSE | TRUE |  | 1358 |  |  | 787243.0147 | 1561001.9345 | 1524 | 787163.4169 | 1560902.8282 | 1358 | 787243.0147 | 1561001.9345
VN | 715088086 | LINEVN1461 | 220 | 0.14973 | [5 empty] | 50 |  | LINESTRING (787127.4713800638 1560954.834280735, 787243.0147081619 1561001.9344877151) | line | [10 empty] | 3 |  |  |  | 1525 | 1358 | 1 | FALSE | FALSE | 1 | FALSE | TRUE |  | 1358 |  |  | 787243.0147 | 1561001.9345 | 1525 | 787127.4714 | 1560954.8343 | 1358 | 787243.0147 | 1561001.9345
VN | 718135395 | LINEVN1462 | 110 | 4.2227 | [5 empty] | 50 |  | LINESTRING (736461.2147059999 1208815.1477691748, 736494.331137884 1208815.893940753, 736572.8278250003 1208816.5779925995, 736731.6365612305 1208817.9375427004, 736926.3971155214 1208819.6222087212, 737105.325156897 1208821.1611301904, 737104.8509707749 1208948.0951186293, 737104.2024940856 1209120.593437847, 737103.4588162429 1209321.539148827, 737102.5825454888 1209556.1214684423, 737101.6785458613 1209799.0798119141, 737100.9752856273 1209986.6815247193, 737100.2246991886 1210189.9620000632, 737099.5167313026 1210379.6771343409, 737098.7191740493 1210592.4621423988, 737097.6718844114 1210874.8884168984, 737096.6063296031 1211158.2661961562, 737095.5471834252 1211443.7242873777, 737095.3612562828 1211695.9052099087) | line | [10 empty] | 3 |  |  |  | 1526 | 1527 | 1 | FALSE | FALSE | 1 | FALSE | FALSE | [6 empty] | 1526 | 736461.2147 | 1208815.1478 | 1527 | 737095.3613 | 1211695.9052
VN | 718475289 | LINEVN1463 |  | 0.06682 | [6 empty] | multiple vlevels | LINESTRING (710219.2156162569 1196352.3875223235, 710269.2196102864 1196376.8867219053) | line | [14 empty] | 1528 | 1529 | 0 | FALSE | FALSE | 1 | TRUE | FALSE | 1528 |  | 710219.2156 | 1196352.3875 |  |  | 1528 | 710219.2156 | 1196352.3875 | 1529 | 710269.2196 | 1196376.8867
VN | 718475290 | LINEVN1464 |  | 0.1971 | [6 empty] | multiple vlevels | LINESTRING (710326.4849544597 1196228.0162956307, 710289.8424624982 1196270.057800676, 710257.6426096581 1196306.5736051856, 710219.2156162569 1196352.3875223235) | line | [14 empty] | 1530 | 1528 | 0 | FALSE | FALSE | 1 | FALSE | TRUE |  | 1528 |  |  | 710219.2156 | 1196352.3875 | 1530 | 710326.485 | 1196228.0163 | 1528 | 710219.2156 | 1196352.3875
VN | 720018474 | LINEVN1465 | 110 | 4.8183 | [5 empty] | 50 |  | LINESTRING (606415.1592466577 2238110.4398599425, 606704.3363061689 2237959.725339437, 606814.2724675068 2237853.57475551, 606950.1580845827 2237718.9078235314, 607068.0122467075 2237601.529296387, 607299.2083222719 2237370.786313596, 608447.0938637103 2236228.1643198915, 608715.3868013162 2236030.388345929, 609012.7482418339 2235869.711370544, 609153.0611669663 2235793.704932458, 609306.8541506366 2235735.759280419, 609533.1665629663 2235664.75923028) | line | [10 empty] | 3 | 1 |  |  | 1531 | 1532 | 1 | FALSE | FALSE | 1 | FALSE | TRUE |  | 1532 |  |  | 609533.1666 | 2235664.7592 | 1531 | 606415.1592 | 2238110.4399 | 1532 | 609533.1666 | 2235664.7592
VN | 727036974 | LINEVN1466a | 110 | 22.0477 | [5 empty] | 50 | 6 cables - 2 systems | LINESTRING (595420.9796829724 2258765.93889443, 595441.3777791642 2258608.5555873006, 595474.7472306057 2258345.98840018, 595504.0643125084 2258131.079432263, 595518.3057429875 2257977.768142901, 595537.9289308547 2257791.205573384, 595560.2021460645 2257567.3256478254, 595580.899792174 2257367.8418007623, 595605.4069829448 2257125.2253507357, 595626.346525142 2256921.8027657815, 595649.3059178408 2256696.8090213663, 595672.0917701764 2256471.2056284337, 595697.7831169334 2256216.8197481534, 595716.6129768939 2256027.0987587194, 595739.3550022272 2255805.8449831926, 595761.0901134788 2255591.1931927023, 595782.8585266266 2255379.9948313893, 595805.8893666089 2255152.102074431, 595828.8673105366 2254924.41936976, 595850.3898404762 2254716.363080259, 596038.5673065542 2254580.991974412, 596267.9384667117 2254416.0036265547, 596483.3516390965 2254260.0707442905, 596640.5968389068 2254141.133902279, 596666.7087373218 2253942.8107202677, 596689.5446762021 2253751.7850444526, 596714.7664171384 2253554.165297484, 596740.6687161762 2253354.3911893573, 596767.7951555714 2253144.906391173, 596790.3765591613 2252951.2010352686, 596866.8783080019 2252792.420198356, 596978.9677947445 2252540.194806813, 597179.4217621627 2252105.7270792346, 597274.1136801344 2251898.8941770378, 597329.0733111573 2251772.7100172252, 597217.1792485267 2251527.4201853117, 597132.2190406808 2251352.952128194, 597033.1834219147 2251140.1765731275, 596935.6084304444 2250927.077949086, 596847.7715877035 2250747.050442162, 596761.5054713818 2250565.803806102, 596668.5308507995 2250366.8777877646, 596564.3549841396 2250145.3220948633, 596500.7266151789 2250013.943338125, 596527.947177101 2249936.5323575293, 596371.1931427796 2249843.9891821393, 596214.9143304694 2249744.5770317926, 596321.86265099 2249563.6292334613, 596366.3918361275 2249489.8234723792, 596317.5918759645 2249203.9548636647, 596279.5832300155 2248991.0841550403, 596251.9154304048 2248831.142630943, 596209.0027659707 2248593.187180774, 596310.9363097544 2248391.658159848, 596412.3645011474 2248180.110430648, 596500.7075717889 2248006.895354054, 596677.0351164162 2247821.933437137, 596948.583756197 2247538.3962805173, 597179.5731490226 2247296.7363449014, 597338.8243965912 2247130.1566005084, 597524.0173409648 2246937.084687308, 597669.9020257498 2246784.9642126537, 597823.6707023062 2246623.9135880144, 597957.4278173116 2246484.7091226643, 598145.0319025517 2246288.7019397975, 598345.2133479588 2246079.5754834907, 598465.7893932991 2245953.514493965, 598819.3706435191 2245586.7004783764, 598968.9768644865 2245521.46131886, 599168.9364699323 2245435.8603023533, 599348.0289485859 2245358.641401222, 599573.811381477 2245261.041172078, 599709.0999642417 2245045.489485719, 599810.2296969469 2244886.89574234, 599935.6792173202 2244685.3781564436, 600055.6488231567 2244494.7536338815, 600166.1448678788 2244319.348574811, 600309.3991963337 2244090.4440900865, 600463.1970986018 2243844.8562820344, 600580.9743314938 2243659.656603127, 600673.2382350212 2243510.8772153202, 600801.328405889 2243203.903208125) | line | [10 empty] | 6 | 2 |  |  | 1533 | 941 | 1 | FALSE | FALSE | 2 | TRUE | TRUE | 1533 | 941 | 595420.9797 | 2258765.9389 | 600801.3284 | 2243203.9032 | 1533 | 595420.9797 | 2258765.9389 | 941 | 600801.3284 | 2243203.9032
VN | 727036974 | LINEVN1466b | 110 | 22.0477 | [5 empty] | 50 | 6 cables - 2 systems | LINESTRING (595420.9796829724 2258765.93889443, 595441.3777791642 2258608.5555873006, 595474.7472306057 2258345.98840018, 595504.0643125084 2258131.079432263, 595518.3057429875 2257977.768142901, 595537.9289308547 2257791.205573384, 595560.2021460645 2257567.3256478254, 595580.899792174 2257367.8418007623, 595605.4069829448 2257125.2253507357, 595626.346525142 2256921.8027657815, 595649.3059178408 2256696.8090213663, 595672.0917701764 2256471.2056284337, 595697.7831169334 2256216.8197481534, 595716.6129768939 2256027.0987587194, 595739.3550022272 2255805.8449831926, 595761.0901134788 2255591.1931927023, 595782.8585266266 2255379.9948313893, 595805.8893666089 2255152.102074431, 595828.8673105366 2254924.41936976, 595850.3898404762 2254716.363080259, 596038.5673065542 2254580.991974412, 596267.9384667117 2254416.0036265547, 596483.3516390965 2254260.0707442905, 596640.5968389068 2254141.133902279, 596666.7087373218 2253942.8107202677, 596689.5446762021 2253751.7850444526, 596714.7664171384 2253554.165297484, 596740.6687161762 2253354.3911893573, 596767.7951555714 2253144.906391173, 596790.3765591613 2252951.2010352686, 596866.8783080019 2252792.420198356, 596978.9677947445 2252540.194806813, 597179.4217621627 2252105.7270792346, 597274.1136801344 2251898.8941770378, 597329.0733111573 2251772.7100172252, 597217.1792485267 2251527.4201853117, 597132.2190406808 2251352.952128194, 597033.1834219147 2251140.1765731275, 596935.6084304444 2250927.077949086, 596847.7715877035 2250747.050442162, 596761.5054713818 2250565.803806102, 596668.5308507995 2250366.8777877646, 596564.3549841396 2250145.3220948633, 596500.7266151789 2250013.943338125, 596527.947177101 2249936.5323575293, 596371.1931427796 2249843.9891821393, 596214.9143304694 2249744.5770317926, 596321.86265099 2249563.6292334613, 596366.3918361275 2249489.8234723792, 596317.5918759645 2249203.9548636647, 596279.5832300155 2248991.0841550403, 596251.9154304048 2248831.142630943, 596209.0027659707 2248593.187180774, 596310.9363097544 2248391.658159848, 596412.3645011474 2248180.110430648, 596500.7075717889 2248006.895354054, 596677.0351164162 2247821.933437137, 596948.583756197 2247538.3962805173, 597179.5731490226 2247296.7363449014, 597338.8243965912 2247130.1566005084, 597524.0173409648 2246937.084687308, 597669.9020257498 2246784.9642126537, 597823.6707023062 2246623.9135880144, 597957.4278173116 2246484.7091226643, 598145.0319025517 2246288.7019397975, 598345.2133479588 2246079.5754834907, 598465.7893932991 2245953.514493965, 598819.3706435191 2245586.7004783764, 598968.9768644865 2245521.46131886, 599168.9364699323 2245435.8603023533, 599348.0289485859 2245358.641401222, 599573.811381477 2245261.041172078, 599709.0999642417 2245045.489485719, 599810.2296969469 2244886.89574234, 599935.6792173202 2244685.3781564436, 600055.6488231567 2244494.7536338815, 600166.1448678788 2244319.348574811, 600309.3991963337 2244090.4440900865, 600463.1970986018 2243844.8562820344, 600580.9743314938 2243659.656603127, 600673.2382350212 2243510.8772153202, 600801.328405889 2243203.903208125) | line | [10 empty] | 6 | 2 |  |  | 1533 | 941 | 1 | FALSE | FALSE | 2 | TRUE | TRUE | 1533 | 941 | 595420.9797 | 2258765.9389 | 600801.3284 | 2243203.9032 | 1533 | 595420.9797 | 2258765.9389 | 941 | 600801.3284 | 2243203.9032
VN | 727926067 | LINEVN1467 |  | 0.051135 | [6 empty] | multiple vlevels | LINESTRING (617036.878840672 2348108.9262471837, 617065.0891227251 2348140.864304996) | line | [14 empty] | 1534 | 1535 | 0 | FALSE | FALSE | 1 | FALSE | TRUE |  | 1535 |  |  | 617065.0891 | 2348140.8643 | 1534 | 617036.8788 | 2348108.9262 | 1535 | 617065.0891 | 2348140.8643
VN | 727926068 | LINEVN1468a | 220 | 34.4661 | [5 empty] | 50 | 6 cables - 2 systems | LINESTRING (617065.0891227251 2348140.864304996, 616979.6190952472 2348215.20818931, 616668.6559312748 2348548.839486114, 616345.7820286249 2348896.915125727, 616005.8412580385 2349259.4103577184, 615896.584833559 2349358.7637406397, 615696.1537356048 2349595.8015441634, 615235.7186785183 2349584.1811363967, 614760.9128555633 2349572.2185433544, 614276.9346867088 2349560.0397820906, 613856.841660025 2349549.4698114344, 613402.7775828311 2349538.066936916, 612979.1774719686 2349527.4398971996, 612461.8303317142 2349514.4651355143, 611998.4904694242 2349505.8714345554, 611654.7995590793 2349640.093876326, 611288.6888335111 2349788.063403686, 610904.5873788889 2349942.649404164, 610518.2980563989 2350098.114865676, 610123.7025175351 2350256.9427027428, 609706.1718023703 2350425.002081358, 609243.5240545718 2350611.246009316, 608808.6443183705 2350786.716893562, 608362.8235098067 2350965.856956358, 607912.4151071287 2351146.738522267, 607603.2332601305 2351382.499816764, 607320.8299296924 2351597.852739583, 607020.1444772562 2351828.565861617, 606657.6870119659 2352104.244407404, 606334.7467909978 2352350.4655145495, 605952.1502866041 2352448.485923161, 605578.2471115324 2352544.2907759366, 605167.9119566522 2352647.851044938, 604757.7107079597 2352750.8355253236, 604314.7970074349 2352567.7780066915, 603953.7016909994 2352414.950907028, 603633.8752477946 2352281.709045011, 603187.0120588257 2352354.5916533708, 602736.3416277211 2352428.115472253, 602255.8989158329 2352506.5021601184, 601855.1727975148 2352570.4103747574, 601547.6291321542 2352616.353528187, 601159.7752427125 2352681.8747801343, 600751.6128836975 2352746.9370030006, 600321.2416353277 2352815.2603922277, 599909.2572898057 2352880.5302002826, 599505.0618912342 2352946.8869689885, 599217.0359569973 2353234.875673379, 598930.7121954605 2353519.2707945816, 598664.4729047535 2353784.7747237245, 598470.5453886016 2354173.81774542, 598279.281247135 2354561.3401838364, 598096.7746582025 2354927.4761139518, 597920.1943093798 2355282.3034175504, 597757.9740556654 2355608.294478542, 597618.070983756 2355891.1286216294, 597477.4643881673 2356176.1734692496, 597121.2760489932 2356210.9811072913, 596704.6896660931 2356247.2323802426, 596248.0236959097 2356288.93671333, 595868.597617328 2356323.490753131, 595534.9691134163 2356354.6017832374, 595196.1804846209 2356386.818570752, 594750.9292661061 2356427.6235214104, 594663.7971695744 2356832.657126753, 594590.9409016464 2357164.24179416, 594644.9915175564 2357570.7905329005, 594676.8194177807 2357827.501330061, 594735.564822488 2358287.442242503, 594817.3200787408 2358652.7102818936, 594905.1033628116 2359032.9352431823, 594728.5583323113 2359350.71214755) | line | [10 empty] | 6 |  |  |  | 1535 | 1403 | 1 | FALSE | FALSE | 2 | TRUE | TRUE | 1535 | 1403 | 617065.0891 | 2348140.8643 | 594728.5583 | 2359350.7121 | 1535 | 617065.0891 | 2348140.8643 | 1403 | 594728.5583 | 2359350.7121
VN | 727926068 | LINEVN1468b | 220 | 34.4661 | [5 empty] | 50 | 6 cables - 2 systems | LINESTRING (617065.0891227251 2348140.864304996, 616979.6190952472 2348215.20818931, 616668.6559312748 2348548.839486114, 616345.7820286249 2348896.915125727, 616005.8412580385 2349259.4103577184, 615896.584833559 2349358.7637406397, 615696.1537356048 2349595.8015441634, 615235.7186785183 2349584.1811363967, 614760.9128555633 2349572.2185433544, 614276.9346867088 2349560.0397820906, 613856.841660025 2349549.4698114344, 613402.7775828311 2349538.066936916, 612979.1774719686 2349527.4398971996, 612461.8303317142 2349514.4651355143, 611998.4904694242 2349505.8714345554, 611654.7995590793 2349640.093876326, 611288.6888335111 2349788.063403686, 610904.5873788889 2349942.649404164, 610518.2980563989 2350098.114865676, 610123.7025175351 2350256.9427027428, 609706.1718023703 2350425.002081358, 609243.5240545718 2350611.246009316, 608808.6443183705 2350786.716893562, 608362.8235098067 2350965.856956358, 607912.4151071287 2351146.738522267, 607603.2332601305 2351382.499816764, 607320.8299296924 2351597.852739583, 607020.1444772562 2351828.565861617, 606657.6870119659 2352104.244407404, 606334.7467909978 2352350.4655145495, 605952.1502866041 2352448.485923161, 605578.2471115324 2352544.2907759366, 605167.9119566522 2352647.851044938, 604757.7107079597 2352750.8355253236, 604314.7970074349 2352567.7780066915, 603953.7016909994 2352414.950907028, 603633.8752477946 2352281.709045011, 603187.0120588257 2352354.5916533708, 602736.3416277211 2352428.115472253, 602255.8989158329 2352506.5021601184, 601855.1727975148 2352570.4103747574, 601547.6291321542 2352616.353528187, 601159.7752427125 2352681.8747801343, 600751.6128836975 2352746.9370030006, 600321.2416353277 2352815.2603922277, 599909.2572898057 2352880.5302002826, 599505.0618912342 2352946.8869689885, 599217.0359569973 2353234.875673379, 598930.7121954605 2353519.2707945816, 598664.4729047535 2353784.7747237245, 598470.5453886016 2354173.81774542, 598279.281247135 2354561.3401838364, 598096.7746582025 2354927.4761139518, 597920.1943093798 2355282.3034175504, 597757.9740556654 2355608.294478542, 597618.070983756 2355891.1286216294, 597477.4643881673 2356176.1734692496, 597121.2760489932 2356210.9811072913, 596704.6896660931 2356247.2323802426, 596248.0236959097 2356288.93671333, 595868.597617328 2356323.490753131, 595534.9691134163 2356354.6017832374, 595196.1804846209 2356386.818570752, 594750.9292661061 2356427.6235214104, 594663.7971695744 2356832.657126753, 594590.9409016464 2357164.24179416, 594644.9915175564 2357570.7905329005, 594676.8194177807 2357827.501330061, 594735.564822488 2358287.442242503, 594817.3200787408 2358652.7102818936, 594905.1033628116 2359032.9352431823, 594728.5583323113 2359350.71214755) | line | [10 empty] | 6 |  |  |  | 1535 | 1403 | 1 | FALSE | FALSE | 2 | TRUE | TRUE | 1535 | 1403 | 617065.0891 | 2348140.8643 | 594728.5583 | 2359350.7121 | 1535 | 617065.0891 | 2348140.8643 | 1403 | 594728.5583 | 2359350.7121
VN | 732103622 | LINEVN1469 | 500 | 0.67518 | [5 empty] | 50 |  | LINESTRING (627166.6023923534 1150611.3894066738, 627249.6650936358 1150697.7653249393, 627692.4818133854 1150698.8052635307) | line | [10 empty] | 3 | 1 |  |  | 1536 | 1537 | 1 | FALSE | FALSE | 1 | TRUE | TRUE | 1536 | 1537 | 627166.6024 | 1150611.3894 | 627692.4818 | 1150698.8053 | 1536 | 627166.6024 | 1150611.3894 | 1537 | 627692.4818 | 1150698.8053
VN | 732103623 | LINEVN1470 | 500 | 0.65475 | [5 empty] | 50 |  | LINESTRING (627166.6023923534 1150611.3894066738, 627257.1019195403 1150672.998492238, 627692.4818133854 1150698.8052635307) | line | [10 empty] | 3 | 1 |  |  | 1536 | 1537 | 1 | FALSE | FALSE | 1 | TRUE | TRUE | 1536 | 1537 | 627166.6024 | 1150611.3894 | 627692.4818 | 1150698.8053 | 1536 | 627166.6024 | 1150611.3894 | 1537 | 627692.4818 | 1150698.8053
VN | 732103624 | LINEVN1471 | 500 | 1.3281 | [5 empty] | 50 |  | LINESTRING (629686.8678774051 1150754.6262349566, 630105.0909411217 1150775.1574963003, 630368.9743740428 1150960.5348409282, 630581.1962292141 1151138.9961898988, 630665.1737379412 1151166.1304950742) | line | [10 empty] | 3 | 1 |  |  | 1538 | 1539 | 1 | FALSE | FALSE | 1 | TRUE | FALSE | 1538 |  | 629686.8679 | 1150754.6262 |  |  | 1538 | 629686.8679 | 1150754.6262 | 1539 | 630665.1737 | 1151166.1305
VN | 745348907 | LINEVN1472 |  | 11.5047 | [6 empty] | multiple vlevels | LINESTRING (661515.8511995007 1218229.5327583794, 661741.1340753675 1218231.1534285112, 662067.367972914 1218238.7833605171, 662354.1642196577 1218246.563901614, 662650.3630211074 1218248.9959906843, 662850.3076625249 1218243.6850014906, 663193.9100881728 1218252.7951768253, 663604.3405772425 1218260.7053182817, 663984.0046982049 1218269.7938530447, 664343.7095331459 1218277.9017694741, 664696.1153732722 1218281.6189481607, 665068.0412710195 1218291.2563631416, 665437.8827913008 1218298.2549922364, 665817.4011370786 1218306.3354836854, 666166.2056252959 1218313.777845138, 666541.5159722692 1218324.3452023633, 666911.336322656 1218329.4026422366, 667215.5251454236 1218334.5493801318, 667491.1900048862 1218483.4240470575, 667796.8706760707 1218642.9632371566, 668437.9208371267 1218973.46445003, 668728.2523238908 1219126.4086181195, 669063.6042663467 1219306.4890022709, 669327.4969634956 1219446.7925798446, 669655.8626752245 1219367.260644036, 669985.1056905697 1219287.5261717841, 670368.1803245029 1219197.1908042615, 670662.7028337417 1219127.3807942974, 670783.9123211805 1219091.621771064) | line | [14 empty] | 1540 | 1541 | 0 | FALSE | FALSE | 1 | FALSE | FALSE | [6 empty] | 1540 | 661515.8512 | 1218229.5328 | 1541 | 670783.9123 | 1219091.6218
VN | 773079148 | LINEVN1473 |  | 3.7306 | [6 empty] | multiple vlevels | LINESTRING (572396.7356693688 1153896.4891545337, 572519.3701282071 1154213.5070343108, 572536.4556170132 1154464.0813174697, 572760.2718589865 1154828.5610091786, 572888.4491414835 1155160.7411059572, 573045.5366307789 1155561.8153857142, 573242.5793670502 1155673.6469471983, 573417.3158530196 1155780.1800445837, 573674.0083795328 1155720.9388746726, 573923.6756838827 1155656.4322468042, 573914.4437984877 1155305.8366373668) | line | [14 empty] | 1542 | 1543 | 0 | FALSE | FALSE | 1 | FALSE | FALSE | [6 empty] | 1542 | 572396.7357 | 1153896.4892 | 1543 | 573914.4438 | 1155305.8366
VN | 773079168 | LINEVN1474 |  | 0.46573 | [6 empty] | multiple vlevels | LINESTRING (553671.0495090468 1139775.9084503334, 553563.2271688117 1139613.5157024476, 553454.2168324037 1139454.0295188236) | line | [14 empty] | 1544 | 1545 | 0 | FALSE | FALSE | 1 | FALSE | FALSE | [6 empty] | 1544 | 553671.0495 | 1139775.9085 | 1545 | 553454.2168 | 1139454.0295
VN | 783614755 | LINEVN1475 | 220 | 9.2132 | [5 empty] | 50 |  | LINESTRING (721025.4810296644 1212847.5101674881, 721017.0387160238 1213075.7029078149, 721005.5862028294 1213395.5403413235, 720999.8795107877 1213554.9668533762, 720817.0257634793 1213711.3001790715, 720628.9180934287 1213872.1241023142, 720466.5630544943 1214010.9161810295, 720234.126914357 1214209.6481362246, 719971.6557741151 1214434.0475646302, 719725.053632793 1214644.8906797385, 719443.2501390781 1214885.8370357028, 719202.449133879 1215091.709706352, 718993.1607411319 1215270.6541470152, 718754.5092349596 1215474.7179095591, 718470.5765890093 1215717.4924969207, 718261.1205993653 1215896.571845653, 718033.3512964123 1216091.3295361314, 717724.1554633633 1216355.714323503, 717469.9645992918 1216573.06865574, 717234.9164491139 1216774.0551182758, 716953.3434959571 1216899.9329876807, 716666.8286086225 1217028.0261618507, 716453.5237217929 1216870.7518375078, 716145.8712588538 1216643.9306013258, 715755.0395770508 1216355.7932071367, 715544.8485329628 1216200.8260240231) | line | [10 empty] | 3 | 1 |  |  | 1546 | 1547 | 1 | FALSE | FALSE | 1 | FALSE | TRUE |  | 1547 |  |  | 715544.8485 | 1216200.826 | 1546 | 721025.481 | 1212847.5102 | 1547 | 715544.8485 | 1216200.826
VN | 786188197 | LINEVN1476 |  | 39.1001 | [6 empty] | multiple vlevels | LINESTRING (951297.0455625753 1361371.3967202192, 951419.9093801922 1361255.0244622496, 951575.2774832137 1361457.924051239, 951759.3867395461 1361693.810311832, 951942.6568652991 1361927.3463896548, 952124.8002115653 1362157.396889075, 952307.161083122 1362391.5108815522, 952677.8797536572 1362700.0130278077, 953062.5923478266 1362878.2842967466, 953353.7923147583 1363165.2324563572, 953465.3323227327 1363270.9865620225, 953766.3751480805 1363601.092010543, 953929.0686914164 1363632.3811795737, 954236.7761037538 1363693.9669099902, 954548.9862741645 1363756.9458158342, 955012.889105948 1364041.507251939, 955038.2356045663 1364216.5342297805, 954876.6149218162 1364341.857148338, 954780.2313756766 1364578.0317280455, 954989.0089990799 1364972.6607477095, 955285.6610042322 1365563.6213410662, 955500.8454182101 1365865.9532173665, 955858.8319094132 1366384.938205841, 955974.3182155614 1366554.1051927553, 955995.0289925481 1366912.3686495654, 956016.2548699173 1367293.3041412453, 956027.576257726 1367522.7127420593, 956210.8036892671 1368033.7202127655, 956266.3008063566 1368186.8274226119, 956386.9114383443 1368512.9412868402, 956355.6301688042 1368736.4386003786, 956282.7342129225 1369227.1458957654, 956223.1390085234 1369652.3985819442, 956182.7522189505 1369934.4299746056, 956155.9664553243 1370113.8339684554, 956105.3733840188 1370496.0729958003, 956162.9563493482 1370840.6702009912, 956231.6567158995 1371251.748775729, 956289.7150005571 1371612.876034769, 956188.7946965387 1372044.1200544375, 956139.470183148 1372224.6108692163, 956079.2721563309 1372408.9999517314, 955985.2126152191 1372702.0619065978, 955637.1258028578 1372918.5281195142, 954373.8608346712 1373687.038551337, 953612.4759711532 1374145.086376758, 953363.3496730637 1374298.6097079783, 952753.8254593015 1374244.9282409851, 952559.258041536 1374255.8367755779, 951299.8670668425 1375030.2703874004, 951098.6631742436 1375543.2398727096, 950893.4151455755 1376090.1281695617, 950784.0696986009 1376373.3238500566, 950387.4303263789 1376786.5214224895, 949830.6545326728 1376802.835126562, 949528.831844247 1376814.9833001564, 949233.1981268667 1376823.7493006163, 948960.253872581 1376989.6971870242, 948701.2423223006 1377144.232519274, 948397.5010761603 1377317.832448213, 947857.0821557823 1377638.781345452, 947584.0080286602 1377796.0095886947, 947571.7448828325 1378096.673981881, 947560.1861164519 1378389.7990992053, 947550.0568058526 1378685.5517929688, 947537.8922441611 1378980.3970798934, 947523.041193438 1379278.3937421276, 947365.1998019647 1379694.6879758018, 947160.5264055175 1380228.7078876018, 947361.2105950883 1380705.7183251579, 947703.3315902376 1381520.5755728537, 947573.2041122677 1381732.8426068728, 947415.5035733571 1381989.9714574374, 947257.2171464458 1382247.0911821388, 947106.7141134157 1382492.1361542207, 947165.4940989991 1382790.0780085186, 947271.5204125496 1383339.0417924642, 947207.4260094055 1383552.3113596498, 947125.1241761491 1383808.569991972, 947026.9817537917 1384106.9674230176, 946857.2484735155 1384631.566202274, 946845.8708242876 1384742.5907466363, 946806.9928065652 1385044.5140104224, 947019.5805551253 1385334.6600881428) | line | [14 empty] | 1548 | 1549 | 0 | FALSE | FALSE | 1 | TRUE | FALSE | 1548 |  | 951297.0456 | 1361371.3967 |  |  | 1548 | 951297.0456 | 1361371.3967 | 1549 | 947019.5806 | 1385334.6601
VN | 788324520 | LINEVN1477 |  | 0.19996 | [6 empty] | multiple vlevels | LINESTRING (728176.7652518025 1141687.0763694227, 728165.8123918904 1141711.8213668317, 728156.0517562716 1141731.827710656, 728149.7885429711 1141780.0256146935, 728154.6528796977 1141800.2047379524, 728161.3286273971 1141813.0934780946, 728182.9094774673 1141838.6369553145) | line | [14 empty] | 1550 | 1551 | 0 | FALSE | FALSE | 1 | FALSE | FALSE | [6 empty] | 1550 | 728176.7653 | 1141687.0764 | 1551 | 728182.9095 | 1141838.637
VN | 790548281 | LINEVN1478a | 500 | 8.4723 | [5 empty] | 50 | 6 cables - 2 systems | LINESTRING (671715.062306964 1227739.813209772, 671698.5280769804 1228251.2672822443, 671681.7434356143 1228770.6953364706, 671664.6824065092 1229298.8715321103, 671648.9943101492 1229784.225656353, 671633.3971783457 1230266.726527513, 671619.2101304159 1230705.620138112, 671620.2841050791 1231133.9647213402, 671621.2131779924 1231507.035173815, 671699.5805328952 1231862.995122255, 671773.529744054 1232190.6814630835, 671816.3603243226 1232472.4753969433, 671890.3035296492 1232958.9371614812, 671966.8294073745 1233462.348242447, 672043.1720922822 1233964.630768065, 672108.8424514841 1234396.739047489, 672162.8926597317 1234752.3074902578) | line | [10 empty] | 6 | 2 |  |  | 1552 | 1553 | 1 | FALSE | FALSE | 2 | TRUE | TRUE | 1552 | 1553 | 671715.0623 | 1227739.8132 | 672162.8927 | 1234752.3075 | 1552 | 671715.0623 | 1227739.8132 | 1553 | 672162.8927 | 1234752.3075
VN | 790548281 | LINEVN1478b | 500 | 8.4723 | [5 empty] | 50 | 6 cables - 2 systems | LINESTRING (671715.062306964 1227739.813209772, 671698.5280769804 1228251.2672822443, 671681.7434356143 1228770.6953364706, 671664.6824065092 1229298.8715321103, 671648.9943101492 1229784.225656353, 671633.3971783457 1230266.726527513, 671619.2101304159 1230705.620138112, 671620.2841050791 1231133.9647213402, 671621.2131779924 1231507.035173815, 671699.5805328952 1231862.995122255, 671773.529744054 1232190.6814630835, 671816.3603243226 1232472.4753969433, 671890.3035296492 1232958.9371614812, 671966.8294073745 1233462.348242447, 672043.1720922822 1233964.630768065, 672108.8424514841 1234396.739047489, 672162.8926597317 1234752.3074902578) | line | [10 empty] | 6 | 2 |  |  | 1552 | 1553 | 1 | FALSE | FALSE | 2 | TRUE | TRUE | 1552 | 1553 | 671715.0623 | 1227739.8132 | 672162.8927 | 1234752.3075 | 1552 | 671715.0623 | 1227739.8132 | 1553 | 672162.8927 | 1234752.3075
VN | 825030259 | LINEVN1479a | 220 | 88.4022 | [5 empty] | 50 | 6 cables - 2 systems | LINESTRING (741854.2663735488 2330561.1665924937, 741358.6612207813 2330545.2068458195, 740874.920211487 2330815.1298392285, 740358.5112173535 2331223.7662483486, 740314.3241440924 2331530.2962910584, 740359.7017233272 2331957.885519382, 740379.4869436248 2332131.7186620748, 740394.3188487795 2332272.206284379, 740404.9499464578 2332365.502626776, 740290.9224831539 2332805.873787178, 740155.5500570718 2333324.0796026, 740006.2640574538 2333898.2082158728, 739967.6187059414 2334049.0621504323, 739833.1497607229 2334569.1208716757, 739750.602754105 2334868.1055840626, 739623.0973646168 2335326.570329055, 739551.18592462 2335574.9021531455, 739460.9597550542 2335895.098270412, 739307.4039414112 2336449.3962532165, 739183.4837322278 2336892.008715045, 739217.8144909877 2337110.611948555, 739251.846540039 2337320.338861693, 739321.3894014789 2337753.671411435, 739384.9460529946 2338147.275414433, 739876.6499757712 2338732.0667339023, 739976.6577628505 2338846.7232411862, 740284.0064061659 2339211.572642472, 740801.1862410308 2339822.789507057, 740978.6178820591 2340033.378252887, 741125.8321589902 2340208.1154922647, 741427.1014996422 2340466.612119594, 742084.3640295446 2341031.5383361187, 742375.4002197605 2341282.273680945, 742730.7222185812 2341586.7430243236, 743298.5692789746 2342076.661446307, 743719.2591791889 2342434.061423211, 743765.7769905451 2342953.25684466, 743820.7847713473 2343584.8981194645, 743876.2636485385 2344241.736304102, 743894.1127660066 2344447.000533418, 743946.2837026458 2345044.6185079357, 743969.6115606467 2345350.2324803863, 744083.4438935253 2346175.3233370692, 744242.1850941128 2347351.8245876404, 744572.5812662487 2347998.7718162094, 744849.2684188709 2348547.1292758505, 745017.2088245675 2348876.7164977416, 745273.8816795779 2349382.6602801285, 745336.6623748335 2349505.7340930966, 745323.9866514007 2349831.918804393, 745315.318249564 2350029.669677237, 745305.7891892048 2350332.207735584, 745282.2826112018 2350813.8523047557, 745263.9115546294 2351213.8583176997, 745184.7917773192 2351773.562273701, 745111.9505391602 2352258.025117219, 745057.9843783119 2352635.8766033975, 745008.4080897777 2352952.1720600347, 744962.0407798083 2353269.202323096, 744914.7306567486 2353602.1362828054, 744668.355739556 2354061.929545789, 744402.8231181849 2354574.1770139206, 744241.1895750029 2354884.569476449, 744079.1555866732 2355195.732368952, 744062.3424733191 2355427.201977036, 744038.2771311938 2355761.4026037725, 743973.1460739677 2356096.0875310795, 743896.9651618435 2356508.468235811, 743818.8400467676 2356921.218849304, 743768.1489448361 2357183.166008302, 743744.477782015 2357340.7715857006, 743697.4370895454 2357594.0113003193, 743649.0008996568 2357854.5854088767, 743596.1959977878 2358109.5670266706, 743542.7100489757 2358411.0288349455, 743474.4080579198 2358809.692396447, 743489.5766173304 2358987.0622452446, 743529.9351877992 2359641.4082704107, 743533.371214676 2359747.1898651584, 743720.6835317949 2359918.2552500204, 743959.2708015096 2360122.2015671427, 744324.3143568276 2360433.1986328172, 744531.9092269557 2360624.506537488, 744868.398652784 2360916.2706490667, 745498.0162531189 2361466.493943476, 745854.2193661411 2361778.3520116284, 746185.499897527 2361849.6216366137, 746741.6658523353 2361969.1382154254, 747015.1653749265 2361904.087092836, 747315.2495121596 2361829.894490795, 747734.8307413134 2361732.4857693333, 748248.5867641261 2361611.4623248163, 748686.0755423951 2361508.5334524135, 748841.9508276399 2361701.032030192, 749363.4310193808 2362341.352346261, 749497.6873532834 2362508.482431085, 749649.0735955407 2362529.198220221, 750152.9357036614 2362590.332871932, 750903.1170154146 2362680.3057343373, 751143.121801641 2362715.603637355, 751848.8260712326 2362905.8988900003, 752582.024722438 2363102.501407074, 752907.885853376 2363189.4717288082, 753418.8030405061 2363323.5907166298, 753715.018891047 2363400.557293423, 754465.8795155847 2363600.991852911, 754888.6509645018 2363714.5530188344, 755513.8688120028 2363879.9963200986, 755761.1076438115 2363947.1065174807, 756095.1683696631 2364036.965039649, 756344.6030594099 2364105.4263507607, 757031.6138748226 2364291.411813728, 757464.0146178805 2364432.858021417, 757845.5462591536 2364560.7939361916, 758296.9175907201 2364715.846911379, 758929.1647943121 2364925.810116586, 759102.882661314 2364984.8824818833, 759406.8994198386 2365085.3255672376, 759696.3375623217 2365182.905750411, 759897.61852803 2365250.0374503853, 760280.4773238754 2365379.983728922, 760654.2273912986 2365504.941625222, 760897.7150643137 2365586.3220531717, 761339.7054978808 2365733.2839775216, 761437.7402923513 2365798.913176582, 761923.0947614269 2366104.7240372756, 762215.1278098054 2366290.1151612857, 762564.4714031279 2366511.710712978, 762791.2355500476 2366653.297995387, 763139.8117164627 2366740.4222210157, 763403.45756096 2366804.3107611737, 763832.9764631192 2366911.151032528, 764195.9779835027 2367000.1836919026, 764505.5993366205 2367077.843751043, 764834.4048016672 2367156.09909415, 765256.3304869847 2367258.1470732996, 765617.9142022822 2367348.165117742, 765956.6170285803 2367433.652122991, 766379.3457596018 2367536.718972229, 766837.9543247097 2367650.345668099, 767117.3578087703 2367718.843770194, 767440.3061204195 2367796.91462419, 767643.0533405736 2367847.4223258966, 767996.855441594 2367936.2493896624, 768439.792923283 2368044.6802246175, 768971.6680312308 2368312.5831393767, 769287.4240956025 2368470.677127036, 769760.1642769389 2368711.0513768075, 769969.5487889551 2368813.994688637, 770311.3706063861 2368985.262706346, 770711.2454554038 2369187.7959311623, 771008.0916017245 2369335.0985089797, 771357.603750157 2369511.9040490137, 771809.9215483447 2369738.720508068, 772305.886516508 2370166.8545489353, 772772.5981765629 2370562.9727214444, 773047.1966095387 2370798.3155760765, 773279.6189285925 2371000.724239124, 773598.5478497694 2371271.5254030745, 773874.8961976408 2371616.4595758244, 774097.017683311 2371892.555362901, 774377.1117478074 2372236.1570725483, 774534.7478967817 2372433.4363718987, 774742.7172035887 2372681.350576927, 775072.4212565224 2372805.0538376546, 775378.0228116331 2372922.6827619383, 775667.5842133935 2373026.206923076, 775967.6542198197 2373141.1281646686, 776325.9233861004 2373277.5105760484, 776651.513406928 2373396.746956483, 776871.9339573386 2373279.478561204, 776993.0671688654 2373216.682811286, 777117.5206550191 2373089.4812468174, 777361.024038269 2373013.287177205, 777603.7857075166 2372924.2088071844, 777986.5982238792 2372781.1001037494, 778377.6032198711 2372631.358982742, 778724.8718643272 2372500.797690836, 778957.7153029117 2372423.046397515, 779304.5652695685 2372293.3201377145, 779683.9520515525 2372149.346573852, 779711.4232559062 2371765.5588640817, 779777.4862860764 2371759.0843417076) | line | [10 empty] | 6 | 2 |  |  | 1249 | 1554 | 1 | FALSE | FALSE | 2 | TRUE | FALSE | 1249 |  | 741854.2664 | 2330561.1666 |  |  | 1249 | 741854.2664 | 2330561.1666 | 1554 | 779777.4863 | 2371759.0843
VN | 825030259 | LINEVN1479b | 220 | 88.4022 | [5 empty] | 50 | 6 cables - 2 systems | LINESTRING (741854.2663735488 2330561.1665924937, 741358.6612207813 2330545.2068458195, 740874.920211487 2330815.1298392285, 740358.5112173535 2331223.7662483486, 740314.3241440924 2331530.2962910584, 740359.7017233272 2331957.885519382, 740379.4869436248 2332131.7186620748, 740394.3188487795 2332272.206284379, 740404.9499464578 2332365.502626776, 740290.9224831539 2332805.873787178, 740155.5500570718 2333324.0796026, 740006.2640574538 2333898.2082158728, 739967.6187059414 2334049.0621504323, 739833.1497607229 2334569.1208716757, 739750.602754105 2334868.1055840626, 739623.0973646168 2335326.570329055, 739551.18592462 2335574.9021531455, 739460.9597550542 2335895.098270412, 739307.4039414112 2336449.3962532165, 739183.4837322278 2336892.008715045, 739217.8144909877 2337110.611948555, 739251.846540039 2337320.338861693, 739321.3894014789 2337753.671411435, 739384.9460529946 2338147.275414433, 739876.6499757712 2338732.0667339023, 739976.6577628505 2338846.7232411862, 740284.0064061659 2339211.572642472, 740801.1862410308 2339822.789507057, 740978.6178820591 2340033.378252887, 741125.8321589902 2340208.1154922647, 741427.1014996422 2340466.612119594, 742084.3640295446 2341031.5383361187, 742375.4002197605 2341282.273680945, 742730.7222185812 2341586.7430243236, 743298.5692789746 2342076.661446307, 743719.2591791889 2342434.061423211, 743765.7769905451 2342953.25684466, 743820.7847713473 2343584.8981194645, 743876.2636485385 2344241.736304102, 743894.1127660066 2344447.000533418, 743946.2837026458 2345044.6185079357, 743969.6115606467 2345350.2324803863, 744083.4438935253 2346175.3233370692, 744242.1850941128 2347351.8245876404, 744572.5812662487 2347998.7718162094, 744849.2684188709 2348547.1292758505, 745017.2088245675 2348876.7164977416, 745273.8816795779 2349382.6602801285, 745336.6623748335 2349505.7340930966, 745323.9866514007 2349831.918804393, 745315.318249564 2350029.669677237, 745305.7891892048 2350332.207735584, 745282.2826112018 2350813.8523047557, 745263.9115546294 2351213.8583176997, 745184.7917773192 2351773.562273701, 745111.9505391602 2352258.025117219, 745057.9843783119 2352635.8766033975, 745008.4080897777 2352952.1720600347, 744962.0407798083 2353269.202323096, 744914.7306567486 2353602.1362828054, 744668.355739556 2354061.929545789, 744402.8231181849 2354574.1770139206, 744241.1895750029 2354884.569476449, 744079.1555866732 2355195.732368952, 744062.3424733191 2355427.201977036, 744038.2771311938 2355761.4026037725, 743973.1460739677 2356096.0875310795, 743896.9651618435 2356508.468235811, 743818.8400467676 2356921.218849304, 743768.1489448361 2357183.166008302, 743744.477782015 2357340.7715857006, 743697.4370895454 2357594.0113003193, 743649.0008996568 2357854.5854088767, 743596.1959977878 2358109.5670266706, 743542.7100489757 2358411.0288349455, 743474.4080579198 2358809.692396447, 743489.5766173304 2358987.0622452446, 743529.9351877992 2359641.4082704107, 743533.371214676 2359747.1898651584, 743720.6835317949 2359918.2552500204, 743959.2708015096 2360122.2015671427, 744324.3143568276 2360433.1986328172, 744531.9092269557 2360624.506537488, 744868.398652784 2360916.2706490667, 745498.0162531189 2361466.493943476, 745854.2193661411 2361778.3520116284, 746185.499897527 2361849.6216366137, 746741.6658523353 2361969.1382154254, 747015.1653749265 2361904.087092836, 747315.2495121596 2361829.894490795, 747734.8307413134 2361732.4857693333, 748248.5867641261 2361611.4623248163, 748686.0755423951 2361508.5334524135, 748841.9508276399 2361701.032030192, 749363.4310193808 2362341.352346261, 749497.6873532834 2362508.482431085, 749649.0735955407 2362529.198220221, 750152.9357036614 2362590.332871932, 750903.1170154146 2362680.3057343373, 751143.121801641 2362715.603637355, 751848.8260712326 2362905.8988900003, 752582.024722438 2363102.501407074, 752907.885853376 2363189.4717288082, 753418.8030405061 2363323.5907166298, 753715.018891047 2363400.557293423, 754465.8795155847 2363600.991852911, 754888.6509645018 2363714.5530188344, 755513.8688120028 2363879.9963200986, 755761.1076438115 2363947.1065174807, 756095.1683696631 2364036.965039649, 756344.6030594099 2364105.4263507607, 757031.6138748226 2364291.411813728, 757464.0146178805 2364432.858021417, 757845.5462591536 2364560.7939361916, 758296.9175907201 2364715.846911379, 758929.1647943121 2364925.810116586, 759102.882661314 2364984.8824818833, 759406.8994198386 2365085.3255672376, 759696.3375623217 2365182.905750411, 759897.61852803 2365250.0374503853, 760280.4773238754 2365379.983728922, 760654.2273912986 2365504.941625222, 760897.7150643137 2365586.3220531717, 761339.7054978808 2365733.2839775216, 761437.7402923513 2365798.913176582, 761923.0947614269 2366104.7240372756, 762215.1278098054 2366290.1151612857, 762564.4714031279 2366511.710712978, 762791.2355500476 2366653.297995387, 763139.8117164627 2366740.4222210157, 763403.45756096 2366804.3107611737, 763832.9764631192 2366911.151032528, 764195.9779835027 2367000.1836919026, 764505.5993366205 2367077.843751043, 764834.4048016672 2367156.09909415, 765256.3304869847 2367258.1470732996, 765617.9142022822 2367348.165117742, 765956.6170285803 2367433.652122991, 766379.3457596018 2367536.718972229, 766837.9543247097 2367650.345668099, 767117.3578087703 2367718.843770194, 767440.3061204195 2367796.91462419, 767643.0533405736 2367847.4223258966, 767996.855441594 2367936.2493896624, 768439.792923283 2368044.6802246175, 768971.6680312308 2368312.5831393767, 769287.4240956025 2368470.677127036, 769760.1642769389 2368711.0513768075, 769969.5487889551 2368813.994688637, 770311.3706063861 2368985.262706346, 770711.2454554038 2369187.7959311623, 771008.0916017245 2369335.0985089797, 771357.603750157 2369511.9040490137, 771809.9215483447 2369738.720508068, 772305.886516508 2370166.8545489353, 772772.5981765629 2370562.9727214444, 773047.1966095387 2370798.3155760765, 773279.6189285925 2371000.724239124, 773598.5478497694 2371271.5254030745, 773874.8961976408 2371616.4595758244, 774097.017683311 2371892.555362901, 774377.1117478074 2372236.1570725483, 774534.7478967817 2372433.4363718987, 774742.7172035887 2372681.350576927, 775072.4212565224 2372805.0538376546, 775378.0228116331 2372922.6827619383, 775667.5842133935 2373026.206923076, 775967.6542198197 2373141.1281646686, 776325.9233861004 2373277.5105760484, 776651.513406928 2373396.746956483, 776871.9339573386 2373279.478561204, 776993.0671688654 2373216.682811286, 777117.5206550191 2373089.4812468174, 777361.024038269 2373013.287177205, 777603.7857075166 2372924.2088071844, 777986.5982238792 2372781.1001037494, 778377.6032198711 2372631.358982742, 778724.8718643272 2372500.797690836, 778957.7153029117 2372423.046397515, 779304.5652695685 2372293.3201377145, 779683.9520515525 2372149.346573852, 779711.4232559062 2371765.5588640817, 779777.4862860764 2371759.0843417076) | line | [10 empty] | 6 | 2 |  |  | 1249 | 1554 | 1 | FALSE | FALSE | 2 | TRUE | FALSE | 1249 |  | 741854.2664 | 2330561.1666 |  |  | 1249 | 741854.2664 | 2330561.1666 | 1554 | 779777.4863 | 2371759.0843
VN | 827889591 | LINEVN1480a | 500 | 5.1533 | [5 empty] | 50 | 6 cables - 2 systems | LINESTRING (665507.8365412578 1061013.410629309, 665114.1096971218 1061322.8668861543, 664690.0174687151 1061654.9880588818, 664298.8432641889 1061961.1992955275, 663874.2975781834 1062295.0176692721, 663400.5651607057 1062666.6942518451, 662992.1648773256 1062986.6438227443, 662562.5560759394 1063324.2340591147, 662129.114832972 1063664.1230377892) | line |  | ĐD 500kV DUYÊN HẢI - MỸ THO | [8 empty] | 6 | 2 |  |  | 1555 | 1556 | 1 | FALSE | FALSE | 2 | TRUE | TRUE | 1555 | 1556 | 665507.8365 | 1061013.4106 | 662129.1148 | 1063664.123 | 1555 | 665507.8365 | 1061013.4106 | 1556 | 662129.1148 | 1063664.123
VN | 827889591 | LINEVN1480b | 500 | 5.1533 | [5 empty] | 50 | 6 cables - 2 systems | LINESTRING (665507.8365412578 1061013.410629309, 665114.1096971218 1061322.8668861543, 664690.0174687151 1061654.9880588818, 664298.8432641889 1061961.1992955275, 663874.2975781834 1062295.0176692721, 663400.5651607057 1062666.6942518451, 662992.1648773256 1062986.6438227443, 662562.5560759394 1063324.2340591147, 662129.114832972 1063664.1230377892) | line |  | ĐD 500kV DUYÊN HẢI - MỸ THO | [8 empty] | 6 | 2 |  |  | 1555 | 1556 | 1 | FALSE | FALSE | 2 | TRUE | TRUE | 1555 | 1556 | 665507.8365 | 1061013.4106 | 662129.1148 | 1063664.123 | 1555 | 665507.8365 | 1061013.4106 | 1556 | 662129.1148 | 1063664.123
VN | 827889592 | LINEVN1481 |  | 0.43191 | [6 empty] | multiple vlevels | LINESTRING (667146.3075680621 1060168.6614722551, 667196.5690231711 1060122.0780869857, 667276.2293702242 1060112.1341526175, 667357.2893123175 1060185.1357219322, 667457.8172388967 1060167.69753728) | line | [14 empty] | 1557 | 1558 | 0 | FALSE | FALSE | 1 | FALSE | FALSE | [6 empty] | 1557 | 667146.3076 | 1060168.6615 | 1558 | 667457.8172 | 1060167.6975
VN | 842121034 | LINEVN1482 | 110 | 3.0224 | [5 empty] | 50 |  | LINESTRING (836001.4365437585 1408767.370381136, 836026.594534778 1408748.1564161123, 836136.2913779549 1408572.9329323347, 836251.3304865339 1408366.4319302249, 836418.322058305 1408036.414068372, 836532.7285688657 1407810.3035375457, 836643.7625781382 1407590.8751941652, 836746.5248562754 1407387.7942130994, 836870.522757144 1407142.7386148102, 837003.1073917367 1406880.730412538, 837096.5647896876 1406696.044450038, 837174.1331220372 1406542.7541133063) | line | [10 empty] | 3 | 1 |  |  | 1559 | 1560 | 1 | FALSE | FALSE | 1 | FALSE | TRUE |  | 1560 |  |  | 837174.1331 | 1406542.7541 | 1559 | 836001.4365 | 1408767.3704 | 1560 | 837174.1331 | 1406542.7541
VN | 846064160 | LINEVN1483 | 220 | 0.90179 | [7 empty] | LINESTRING (573094.6944798471 2316617.7278687735, 572930.1051638776 2316577.6486126687, 572738.1577432547 2316476.1456999513, 572593.0858777884 2316392.2371256268, 572538.2705206262 2316296.8244146234, 572502.7153406629 2316217.057350219) | line | [14 empty] | 1561 | 1562 | 1 | FALSE | FALSE | 1 | FALSE | FALSE | [6 empty] | 1561 | 573094.6945 | 2316617.7279 | 1562 | 572502.7153 | 2316217.0574
VN | 875587587 | LINEVN1484a | 110 | 16.6769 | [5 empty] | 50 | 6 cables - 2 systems | LINESTRING (568689.2684506383 2067024.8914152652, 568659.7962993183 2067088.419623881, 568558.9754070223 2067286.195976972, 568481.6496939913 2067457.889155298, 568417.5691719775 2067586.023019106, 568332.9072763898 2067763.45506625, 568244.5800923924 2067945.9973482036, 568160.308850332 2068121.2406362272, 568073.7377616479 2068303.0818498507, 567987.2837544829 2068476.3041163746, 567906.7223672685 2068650.3446886705, 567811.6209729454 2068842.3915201218, 567724.3443963267 2069031.6342667944, 567616.5210036996 2069241.185569354, 567547.6322064496 2069384.4309648364, 567462.8008439178 2069563.5368865451, 567376.777895586 2069746.0801572504, 567281.1461067176 2069942.0003880574, 567205.4397364265 2070097.383167153, 567114.7904905605 2070292.5142265619, 567015.4732821777 2070491.6093333552, 566934.1422957552 2070661.5458849822, 566924.4602930321 2070837.458202708, 566910.2972371383 2071043.1751634036, 566900.71775045 2071240.7313280401, 566889.1663274491 2071441.4340808173, 566878.5398618483 2071639.99352249, 566865.3799497951 2071857.3215482328, 566853.8793969251 2072043.8612047085, 566842.6277788648 2072246.4130549002, 566832.0140135775 2072441.5756880527, 566821.0702164861 2072646.5851723307, 566809.8092303968 2072851.9033923054, 566796.381312796 2073055.9746502282, 566785.4894532881 2073246.51120423, 566776.6974151203 2073454.2837164341, 566763.6424636181 2073639.5788290023, 566751.419736265 2073854.7307555242, 566739.939459086 2074036.014878742, 566730.623423069 2074216.3883145482, 566719.0985745628 2074410.2977039274, 566706.3159309466 2074608.1971880526, 566694.7787177237 2074802.7151900504, 566683.875177124 2074996.9256537438, 566671.0723163761 2075200.6675917765, 566659.9502085596 2075367.4799596404, 566651.2264301172 2075556.4533709616, 566640.5897966604 2075761.7411709584, 566628.433921528 2075955.626470849, 566667.7868868447 2076125.384559001, 566713.5668361244 2076313.3125556123, 566756.5622788883 2076501.5517100564, 566803.2706282575 2076691.6300098998, 566846.5720086771 2076879.25093934, 566893.2553141172 2077075.7915877337, 566939.302981398 2077272.9608711854, 566987.7829051726 2077485.209848226, 567030.5230847192 2077657.7254507996, 567077.2004797868 2077851.8103401663, 567125.0829218231 2078056.3563654346, 567173.2925244794 2078257.5178041146, 567212.1846638666 2078429.4227540244, 567273.2025880791 2078684.5735382552, 567320.9130964107 2078888.7656726663, 567366.2900389755 2079076.3628226537, 567410.8452212454 2079269.4898106232, 567443.4680665003 2079404.8023686737, 567484.1650301755 2079597.849361314, 567533.231993926 2079795.6183585252, 567583.9871676315 2080012.9016902214, 567628.5035372849 2080209.6034648374, 567669.2177046863 2080390.9662888686) | line | [10 empty] | 6 | 2 |  |  | 1563 | 1564 | 1 | FALSE | FALSE | 2 | TRUE | TRUE | 1563 | 1564 | 568689.2685 | 2067024.8914 | 567669.2177 | 2080390.9663 | 1563 | 568689.2685 | 2067024.8914 | 1564 | 567669.2177 | 2080390.9663
VN | 875587587 | LINEVN1484b | 110 | 16.6769 | [5 empty] | 50 | 6 cables - 2 systems | LINESTRING (568689.2684506383 2067024.8914152652, 568659.7962993183 2067088.419623881, 568558.9754070223 2067286.195976972, 568481.6496939913 2067457.889155298, 568417.5691719775 2067586.023019106, 568332.9072763898 2067763.45506625, 568244.5800923924 2067945.9973482036, 568160.308850332 2068121.2406362272, 568073.7377616479 2068303.0818498507, 567987.2837544829 2068476.3041163746, 567906.7223672685 2068650.3446886705, 567811.6209729454 2068842.3915201218, 567724.3443963267 2069031.6342667944, 567616.5210036996 2069241.185569354, 567547.6322064496 2069384.4309648364, 567462.8008439178 2069563.5368865451, 567376.777895586 2069746.0801572504, 567281.1461067176 2069942.0003880574, 567205.4397364265 2070097.383167153, 567114.7904905605 2070292.5142265619, 567015.4732821777 2070491.6093333552, 566934.1422957552 2070661.5458849822, 566924.4602930321 2070837.458202708, 566910.2972371383 2071043.1751634036, 566900.71775045 2071240.7313280401, 566889.1663274491 2071441.4340808173, 566878.5398618483 2071639.99352249, 566865.3799497951 2071857.3215482328, 566853.8793969251 2072043.8612047085, 566842.6277788648 2072246.4130549002, 566832.0140135775 2072441.5756880527, 566821.0702164861 2072646.5851723307, 566809.8092303968 2072851.9033923054, 566796.381312796 2073055.9746502282, 566785.4894532881 2073246.51120423, 566776.6974151203 2073454.2837164341, 566763.6424636181 2073639.5788290023, 566751.419736265 2073854.7307555242, 566739.939459086 2074036.014878742, 566730.623423069 2074216.3883145482, 566719.0985745628 2074410.2977039274, 566706.3159309466 2074608.1971880526, 566694.7787177237 2074802.7151900504, 566683.875177124 2074996.9256537438, 566671.0723163761 2075200.6675917765, 566659.9502085596 2075367.4799596404, 566651.2264301172 2075556.4533709616, 566640.5897966604 2075761.7411709584, 566628.433921528 2075955.626470849, 566667.7868868447 2076125.384559001, 566713.5668361244 2076313.3125556123, 566756.5622788883 2076501.5517100564, 566803.2706282575 2076691.6300098998, 566846.5720086771 2076879.25093934, 566893.2553141172 2077075.7915877337, 566939.302981398 2077272.9608711854, 566987.7829051726 2077485.209848226, 567030.5230847192 2077657.7254507996, 567077.2004797868 2077851.8103401663, 567125.0829218231 2078056.3563654346, 567173.2925244794 2078257.5178041146, 567212.1846638666 2078429.4227540244, 567273.2025880791 2078684.5735382552, 567320.9130964107 2078888.7656726663, 567366.2900389755 2079076.3628226537, 567410.8452212454 2079269.4898106232, 567443.4680665003 2079404.8023686737, 567484.1650301755 2079597.849361314, 567533.231993926 2079795.6183585252, 567583.9871676315 2080012.9016902214, 567628.5035372849 2080209.6034648374, 567669.2177046863 2080390.9662888686) | line | [10 empty] | 6 | 2 |  |  | 1563 | 1564 | 1 | FALSE | FALSE | 2 | TRUE | TRUE | 1563 | 1564 | 568689.2685 | 2067024.8914 | 567669.2177 | 2080390.9663 | 1563 | 568689.2685 | 2067024.8914 | 1564 | 567669.2177 | 2080390.9663
VN | 875587592 | LINEVN1485 |  | 0.45108 | [6 empty] | multiple vlevels | LINESTRING (568851.4526785474 2066437.3712251722, 568859.5538648026 2066644.5622292086, 568868.5666008817 2066812.8737259957) | line | [14 empty] | 1565 | 1566 | 0 | FALSE | FALSE | 1 | FALSE | TRUE |  | 1566 |  |  | 568868.5666 | 2066812.8737 | 1565 | 568851.4527 | 2066437.3712 | 1566 | 568868.5666 | 2066812.8737
VN | 878075718 | LINEVN1486a | 220 | 24.9772 | [5 empty] | 50 | 6 cables - 2 systems | LINESTRING (803921.2195667267 1697241.541458274, 803701.4193060106 1697595.31792185, 803575.8788015188 1697794.0567110023, 803629.6727347334 1698199.0062118701, 803685.5820072745 1698597.2618641723, 803703.3545488099 1698714.9377786235, 803626.3325182442 1699028.2982607023, 803513.1589789306 1699483.2588052922, 803432.9106616506 1699823.3547565746, 803344.9294861138 1700170.647544395, 803273.6468168574 1700453.130083209, 803075.2722414657 1701253.3594859429, 803023.2007403339 1701466.3469018517, 802303.220964269 1702332.1913326406, 801861.7374079743 1702860.8451735594, 801709.4134303682 1703050.7437576659, 800910.746352321 1703924.6918550418, 800811.360267711 1704387.3296874554, 800587.9107366921 1705351.1877702703, 801208.6215260215 1705834.6119428563, 801625.1505607562 1706154.4505377389, 801917.2292277686 1706382.760850464, 802368.9803801029 1706739.1569068108, 802693.082376518 1706940.9771777152, 803443.1250777824 1707575.611216256, 804617.0969882032 1708090.4253960543, 804763.2346594392 1708151.3367544156, 804978.0753674959 1708245.8043789591, 805654.1074647286 1708544.5116379834, 806401.8252172465 1709257.6453705805, 806846.679902086 1709170.7836821708, 807276.526497663 1709086.0336252304, 808212.8636508397 1708961.0811430237, 808565.7149290056 1708934.897125129, 809141.5497319426 1708892.1788761518, 809631.9604587401 1708848.361616633, 810345.8055611909 1709159.1685198199, 810718.5881200002 1709377.214434641, 810736.6959663592 1709444.4626423349, 810731.3786790895 1709529.0047892237) | line | [10 empty] | 6 | 2 |  |  | 1567 | 1568 | 1 | FALSE | FALSE | 2 | TRUE | FALSE | 1567 |  | 803921.2196 | 1697241.5415 |  |  | 1567 | 803921.2196 | 1697241.5415 | 1568 | 810731.3787 | 1709529.0048
VN | 878075718 | LINEVN1486b | 220 | 24.9772 | [5 empty] | 50 | 6 cables - 2 systems | LINESTRING (803921.2195667267 1697241.541458274, 803701.4193060106 1697595.31792185, 803575.8788015188 1697794.0567110023, 803629.6727347334 1698199.0062118701, 803685.5820072745 1698597.2618641723, 803703.3545488099 1698714.9377786235, 803626.3325182442 1699028.2982607023, 803513.1589789306 1699483.2588052922, 803432.9106616506 1699823.3547565746, 803344.9294861138 1700170.647544395, 803273.6468168574 1700453.130083209, 803075.2722414657 1701253.3594859429, 803023.2007403339 1701466.3469018517, 802303.220964269 1702332.1913326406, 801861.7374079743 1702860.8451735594, 801709.4134303682 1703050.7437576659, 800910.746352321 1703924.6918550418, 800811.360267711 1704387.3296874554, 800587.9107366921 1705351.1877702703, 801208.6215260215 1705834.6119428563, 801625.1505607562 1706154.4505377389, 801917.2292277686 1706382.760850464, 802368.9803801029 1706739.1569068108, 802693.082376518 1706940.9771777152, 803443.1250777824 1707575.611216256, 804617.0969882032 1708090.4253960543, 804763.2346594392 1708151.3367544156, 804978.0753674959 1708245.8043789591, 805654.1074647286 1708544.5116379834, 806401.8252172465 1709257.6453705805, 806846.679902086 1709170.7836821708, 807276.526497663 1709086.0336252304, 808212.8636508397 1708961.0811430237, 808565.7149290056 1708934.897125129, 809141.5497319426 1708892.1788761518, 809631.9604587401 1708848.361616633, 810345.8055611909 1709159.1685198199, 810718.5881200002 1709377.214434641, 810736.6959663592 1709444.4626423349, 810731.3786790895 1709529.0047892237) | line | [10 empty] | 6 | 2 |  |  | 1567 | 1568 | 1 | FALSE | FALSE | 2 | TRUE | FALSE | 1567 |  | 803921.2196 | 1697241.5415 |  |  | 1567 | 803921.2196 | 1697241.5415 | 1568 | 810731.3787 | 1709529.0048
VN | 879419947 | LINEVN1487 | 110 | 13.9412 | [7 empty] | LINESTRING (653423.3296205366 1959936.2313445937, 653421.793708102 1959846.3014330107, 653414.0786695146 1959626.1005119365, 653378.5784196907 1959250.7615067274, 653293.159062978 1958488.7851813778, 653247.1655892301 1958041.1003381342, 653153.3037996569 1957894.3096550764, 653080.0605319742 1957769.7557924658, 653033.0183601466 1957675.4271851783, 652967.2323352227 1957586.6546299183, 652881.5951651736 1957437.4053667695, 652959.8388855031 1957279.0296263888, 653134.9112162098 1957193.916540469, 653350.5899518295 1957081.3276333262, 653542.175905539 1956983.2193035148, 653766.3972107228 1956868.0773033467, 653964.0481606356 1956763.998987486, 654225.9202526497 1956631.2456012517, 654479.9237981938 1956501.378350939, 654568.7038271422 1956377.7172894587, 654798.4156960782 1956063.4468061696, 654971.6105955846 1955827.4812569139, 654975.7399174949 1955597.1231201058, 654998.9954719954 1955235.449876839, 655016.7558197583 1955036.7380062179, 655000.462722142 1954865.2745826687, 654991.0749008427 1954726.7886158566, 654788.0569290861 1953810.8300780063, 654720.8171879777 1953469.8944345291, 654667.4266207747 1953187.2445851224, 654599.9234095577 1952828.9218833402, 654536.1801813729 1952493.0833049624, 654529.1614849574 1952287.407732508, 654598.5253069147 1952080.5284680165, 654722.9231803822 1951753.1912566298, 654824.6964921827 1951436.2597214521, 654866.351557312 1951307.4869864397, 654913.4445713594 1951176.7310930733, 654945.8489777197 1951075.277380678, 655027.3038548555 1950848.1185214126, 655082.4699995627 1950662.9654662567, 655195.365358955 1950583.0176716852, 655326.2164415402 1950487.9261813588, 655411.0094526594 1950419.658709953, 655543.0023934278 1950324.0129075511, 655949.7281896025 1950265.008137116) | line |  | Đường dây 110kV | [12 empty] | 1569 | 1570 | 1 | FALSE | FALSE | 1 | TRUE | FALSE | 1569 |  | 653423.3296 | 1959936.2313 |  |  | 1569 | 653423.3296 | 1959936.2313 | 1570 | 655949.7282 | 1950265.0081
VN | 880440449 | LINEVN1488 | 110 | 8.5935 | [5 empty] | 50 |  | LINESTRING (658468.7144524337 1983145.5149959747, 658457.9107608993 1983146.5569899315, 658409.4079351597 1983037.5855377717, 658144.9591688295 1983042.799332505, 657908.2435810135 1983025.8497069934, 657512.0533425269 1982948.1964617916, 657326.3497293305 1982912.3603912971, 657145.4926075351 1982854.5741205446, 657030.2214733519 1982799.6250639532, 656763.0951122247 1982701.7892001658, 656428.2670088022 1982530.8188313702, 656172.5991082342 1982637.4053239662, 656118.8417197195 1982545.4204692258, 656042.3264178104 1982541.8818378106, 655884.5241378417 1982357.1502964643, 655763.3822333023 1982103.1747384982, 655630.954771207 1981816.8503544624, 655603.1953582405 1981752.5966195376, 655362.2988155399 1981585.3096977337, 655131.5245211244 1981425.066927467, 654910.0073318047 1981290.3543036203, 654230.734991204 1980914.3721941516, 653891.8067322812 1980425.8806825394, 653819.1666700866 1980047.7942591675, 653779.2660591782 1979834.0106241736, 653745.3758048335 1979651.051500184, 653770.6342305737 1979619.9726712303, 653762.673120114 1979601.4065326876, 653520.1685437232 1979410.748692266, 653341.9343957864 1979270.5276992263) | line | [10 empty] | 3 | 1 |  |  | 1571 | 1572 | 1 | FALSE | FALSE | 1 | FALSE | FALSE | [6 empty] | 1571 | 658468.7145 | 1983145.515 | 1572 | 653341.9344 | 1979270.5277
VN | 880440450 | LINEVN1489a | 220 | 25.9947 | [5 empty] | 50 | 6 cables - 2 systems | LINESTRING (650748.4816961936 1966970.68278963, 650793.2784966498 1967029.1121663426, 650929.7388234253 1967284.8392519571, 650906.6184822924 1967778.7081723763, 650883.6723867026 1968189.6217362606, 650865.8738495507 1968528.6069935942, 650849.3806304862 1968879.9860139957, 650832.5221506412 1969218.0489551101, 650822.6206732555 1969428.774598686, 650800.0651503361 1969848.356902721, 650779.6117073391 1970295.4453053474, 650762.4889960525 1970668.3117556835, 650738.0931211154 1971087.4045457265, 650718.2878154733 1971449.2392988189, 650699.7839032849 1971821.1659245933, 650674.7798425925 1972260.3850031642, 650655.8484191454 1972628.6233182645, 650634.634221369 1973054.5580148376, 650612.0108052925 1973483.2377664668, 650592.2443241237 1973900.0092865045, 650578.6726180112 1974169.749402289, 650558.9702057329 1974456.8621928804, 650548.0832270092 1974858.5620378398, 650537.3882679164 1975173.6762525446, 650524.9887884889 1975470.439761624, 650512.3296286345 1975826.4091548861, 650499.4963625527 1976365.4124867455, 650486.4893287923 1976702.986304419, 650476.2410280847 1977027.555470761, 650744.5804923861 1977228.5271483168, 651062.3865880019 1977506.3090682083, 651464.5452182746 1977816.9922536758, 651745.0691602199 1978040.3505242344, 651966.8473947261 1978216.0165249908, 652183.4353776393 1978388.1814193286, 652472.0374041577 1978614.480036203, 652759.4423450644 1978845.3891432222, 653010.579252834 1979043.75056113, 653314.0993823912 1979286.8678746466, 653581.9529556327 1979495.1617081075, 653848.0515755534 1979706.323443265, 654102.6332014141 1979905.8674623584, 654313.9524087324 1980079.1688846233, 654798.9699261778 1980452.165777069, 654972.3447507499 1980586.5755406562, 655124.2967927792 1980864.8132199028, 655354.1657213336 1981272.76433924, 655630.4354926936 1981751.0850856057, 655809.8572297523 1982070.0194145176, 656014.9593501638 1982428.3702660906, 656178.8172753429 1982715.0357538408, 656407.3810940733 1983125.494345838, 656294.960290969 1983573.998185405, 656169.5679650268 1984049.0715985282, 656068.8851912663 1984437.10945448, 655946.4629277377 1984906.1424678839, 655809.5213153623 1985475.7395714333, 655706.5586130861 1985932.5433589355) | line |  | Đường Dây 220KV Vũng Áng - Ba Đồn - Đồng Hới | [8 empty] | 6 | 2 |  |  | 1573 | 1574 | 1 | FALSE | FALSE | 2 | FALSE | TRUE |  | 1574 |  |  | 655706.5586 | 1985932.5434 | 1573 | 650748.4817 | 1966970.6828 | 1574 | 655706.5586 | 1985932.5434
VN | 880440450 | LINEVN1489b | 220 | 25.9947 | [5 empty] | 50 | 6 cables - 2 systems | LINESTRING (650748.4816961936 1966970.68278963, 650793.2784966498 1967029.1121663426, 650929.7388234253 1967284.8392519571, 650906.6184822924 1967778.7081723763, 650883.6723867026 1968189.6217362606, 650865.8738495507 1968528.6069935942, 650849.3806304862 1968879.9860139957, 650832.5221506412 1969218.0489551101, 650822.6206732555 1969428.774598686, 650800.0651503361 1969848.356902721, 650779.6117073391 1970295.4453053474, 650762.4889960525 1970668.3117556835, 650738.0931211154 1971087.4045457265, 650718.2878154733 1971449.2392988189, 650699.7839032849 1971821.1659245933, 650674.7798425925 1972260.3850031642, 650655.8484191454 1972628.6233182645, 650634.634221369 1973054.5580148376, 650612.0108052925 1973483.2377664668, 650592.2443241237 1973900.0092865045, 650578.6726180112 1974169.749402289, 650558.9702057329 1974456.8621928804, 650548.0832270092 1974858.5620378398, 650537.3882679164 1975173.6762525446, 650524.9887884889 1975470.439761624, 650512.3296286345 1975826.4091548861, 650499.4963625527 1976365.4124867455, 650486.4893287923 1976702.986304419, 650476.2410280847 1977027.555470761, 650744.5804923861 1977228.5271483168, 651062.3865880019 1977506.3090682083, 651464.5452182746 1977816.9922536758, 651745.0691602199 1978040.3505242344, 651966.8473947261 1978216.0165249908, 652183.4353776393 1978388.1814193286, 652472.0374041577 1978614.480036203, 652759.4423450644 1978845.3891432222, 653010.579252834 1979043.75056113, 653314.0993823912 1979286.8678746466, 653581.9529556327 1979495.1617081075, 653848.0515755534 1979706.323443265, 654102.6332014141 1979905.8674623584, 654313.9524087324 1980079.1688846233, 654798.9699261778 1980452.165777069, 654972.3447507499 1980586.5755406562, 655124.2967927792 1980864.8132199028, 655354.1657213336 1981272.76433924, 655630.4354926936 1981751.0850856057, 655809.8572297523 1982070.0194145176, 656014.9593501638 1982428.3702660906, 656178.8172753429 1982715.0357538408, 656407.3810940733 1983125.494345838, 656294.960290969 1983573.998185405, 656169.5679650268 1984049.0715985282, 656068.8851912663 1984437.10945448, 655946.4629277377 1984906.1424678839, 655809.5213153623 1985475.7395714333, 655706.5586130861 1985932.5433589355) | line |  | Đường Dây 220KV Vũng Áng - Ba Đồn - Đồng Hới | [8 empty] | 6 | 2 |  |  | 1573 | 1574 | 1 | FALSE | FALSE | 2 | FALSE | TRUE |  | 1574 |  |  | 655706.5586 | 1985932.5434 | 1573 | 650748.4817 | 1966970.6828 | 1574 | 655706.5586 | 1985932.5434
VN | 882356456 | LINEVN1490a | 500 | 1.942 | [5 empty] | 50 | 6 cables - 2 systems | LINESTRING (722211.2254031096 1200589.0395041376, 722208.4778118038 1200252.2678227173, 722205.3123710034 1199866.6018723336, 722201.5731076596 1199409.4812818496, 722197.9829891899 1198970.7832886972) | line | [10 empty] | 6 | 2 |  |  | 1575 | 1576 | 1 | FALSE | FALSE | 2 | TRUE | TRUE | 1575 | 1576 | 722211.2254 | 1200589.0395 | 722197.983 | 1198970.7833 | 1575 | 722211.2254 | 1200589.0395 | 1576 | 722197.983 | 1198970.7833
VN | 882356456 | LINEVN1490b | 500 | 1.942 | [5 empty] | 50 | 6 cables - 2 systems | LINESTRING (722211.2254031096 1200589.0395041376, 722208.4778118038 1200252.2678227173, 722205.3123710034 1199866.6018723336, 722201.5731076596 1199409.4812818496, 722197.9829891899 1198970.7832886972) | line | [10 empty] | 6 | 2 |  |  | 1575 | 1576 | 1 | FALSE | FALSE | 2 | TRUE | TRUE | 1575 | 1576 | 722211.2254 | 1200589.0395 | 722197.983 | 1198970.7833 | 1575 | 722211.2254 | 1200589.0395 | 1576 | 722197.983 | 1198970.7833
VN | 882356457 | LINEVN1491a | 500 | 6.0002 | [5 empty] | 50 | 6 cables - 2 systems | LINESTRING (721863.4294595798 1198328.3500004138, 721500.216024877 1198070.9435293188, 721123.9773175411 1197804.3169376007, 720754.3301484348 1197542.3751640595, 720351.0705661285 1197256.6173595614, 719978.1133890842 1196992.341288468, 719621.4484613019 1196739.617723692, 719257.7563261478 1196481.9184123648, 718880.5478153627 1196214.653898076, 718562.3217513887 1195989.1812872419, 718289.0969694392 1195894.867837886, 718031.7935359245 1195806.0599576747, 717747.9804062604 1195708.1087975192, 717655.2585411303 1195711.5866625472) | line | [10 empty] | 6 | 2 |  |  | 1577 | 1578 | 1 | FALSE | FALSE | 2 | TRUE | FALSE | 1577 |  | 721863.4295 | 1198328.35 |  |  | 1577 | 721863.4295 | 1198328.35 | 1578 | 717655.2585 | 1195711.5867
VN | 882356457 | LINEVN1491b | 500 | 6.0002 | [5 empty] | 50 | 6 cables - 2 systems | LINESTRING (721863.4294595798 1198328.3500004138, 721500.216024877 1198070.9435293188, 721123.9773175411 1197804.3169376007, 720754.3301484348 1197542.3751640595, 720351.0705661285 1197256.6173595614, 719978.1133890842 1196992.341288468, 719621.4484613019 1196739.617723692, 719257.7563261478 1196481.9184123648, 718880.5478153627 1196214.653898076, 718562.3217513887 1195989.1812872419, 718289.0969694392 1195894.867837886, 718031.7935359245 1195806.0599576747, 717747.9804062604 1195708.1087975192, 717655.2585411303 1195711.5866625472) | line | [10 empty] | 6 | 2 |  |  | 1577 | 1578 | 1 | FALSE | FALSE | 2 | TRUE | FALSE | 1577 |  | 721863.4295 | 1198328.35 |  |  | 1577 | 721863.4295 | 1198328.35 | 1578 | 717655.2585 | 1195711.5867
VN | 883264292 | LINEVN1492a | 500 | 9.5302 | [5 empty] | 50 | 6 cables - 2 systems | LINESTRING (688745.2725770494 1265619.2986351205, 688977.5896033989 1266114.5423050243, 689195.9779354911 1266580.1130823041, 689411.6439217186 1267039.8954883139, 689647.2555527342 1267542.2033658067, 689818.5639343308 1267907.4373799243, 689948.3230834361 1268311.1186058219, 690112.4146266117 1268821.6295504877, 690284.5105256769 1269357.0484169477, 690430.4690077694 1269811.1446300612, 690580.5665250635 1270278.155353166, 690767.8167857173 1270860.7653949305, 690951.6535074337 1271432.770131591, 691127.8903936816 1271981.1674403274, 691283.7659615937 1272466.1974259894, 691475.3098741883 1273062.2396507508) | line |  | ĐD 500kV PLEIKU - MỸ PHƯỚC - CẦU BÔNG | [8 empty] | 6 | 2 |  |  | 1579 | 1580 | 1 | FALSE | FALSE | 2 | TRUE | TRUE | 1579 | 1580 | 688745.2726 | 1265619.2986 | 691475.3099 | 1273062.2397 | 1579 | 688745.2726 | 1265619.2986 | 1580 | 691475.3099 | 1273062.2397
VN | 883264292 | LINEVN1492b | 500 | 9.5302 | [5 empty] | 50 | 6 cables - 2 systems | LINESTRING (688745.2725770494 1265619.2986351205, 688977.5896033989 1266114.5423050243, 689195.9779354911 1266580.1130823041, 689411.6439217186 1267039.8954883139, 689647.2555527342 1267542.2033658067, 689818.5639343308 1267907.4373799243, 689948.3230834361 1268311.1186058219, 690112.4146266117 1268821.6295504877, 690284.5105256769 1269357.0484169477, 690430.4690077694 1269811.1446300612, 690580.5665250635 1270278.155353166, 690767.8167857173 1270860.7653949305, 690951.6535074337 1271432.770131591, 691127.8903936816 1271981.1674403274, 691283.7659615937 1272466.1974259894, 691475.3098741883 1273062.2396507508) | line |  | ĐD 500kV PLEIKU - MỸ PHƯỚC - CẦU BÔNG | [8 empty] | 6 | 2 |  |  | 1579 | 1580 | 1 | FALSE | FALSE | 2 | TRUE | TRUE | 1579 | 1580 | 688745.2726 | 1265619.2986 | 691475.3099 | 1273062.2397 | 1579 | 688745.2726 | 1265619.2986 | 1580 | 691475.3099 | 1273062.2397
VN | 884168536 | LINEVN1493a | 220 | 3.7281 | [5 empty] | 50 | 6 cables - 2 systems | LINESTRING (650945.0394044715 1991279.442402804, 651052.0192311053 1991472.4785568882, 651200.3630507677 1991752.7551182057, 651346.3371863551 1992012.9503010167, 651327.717767913 1992193.255506057, 651276.5628698262 1992499.3859905114, 651484.1731123716 1992613.3088448504, 651696.715616981 1992735.4065937442, 651898.8083752592 1992842.0094003913, 652095.6566723224 1992941.93350671, 652302.6274993755 1993055.2411137873, 652505.740072602 1993166.0641830612, 652730.6057881078 1993286.8645634241, 652749.028171991 1993410.6505202015) | line |  | Đường dây 220 kV Fomosa | [8 empty] | 6 | 2 |  |  | 1581 | 1582 | 1 | FALSE | FALSE | 2 | TRUE | TRUE | 1581 | 1582 | 650945.0394 | 1991279.4424 | 652749.0282 | 1993410.6505 | 1581 | 650945.0394 | 1991279.4424 | 1582 | 652749.0282 | 1993410.6505
VN | 884168536 | LINEVN1493b | 220 | 3.7281 | [5 empty] | 50 | 6 cables - 2 systems | LINESTRING (650945.0394044715 1991279.442402804, 651052.0192311053 1991472.4785568882, 651200.3630507677 1991752.7551182057, 651346.3371863551 1992012.9503010167, 651327.717767913 1992193.255506057, 651276.5628698262 1992499.3859905114, 651484.1731123716 1992613.3088448504, 651696.715616981 1992735.4065937442, 651898.8083752592 1992842.0094003913, 652095.6566723224 1992941.93350671, 652302.6274993755 1993055.2411137873, 652505.740072602 1993166.0641830612, 652730.6057881078 1993286.8645634241, 652749.028171991 1993410.6505202015) | line |  | Đường dây 220 kV Fomosa | [8 empty] | 6 | 2 |  |  | 1581 | 1582 | 1 | FALSE | FALSE | 2 | TRUE | TRUE | 1581 | 1582 | 650945.0394 | 1991279.4424 | 652749.0282 | 1993410.6505 | 1581 | 650945.0394 | 1991279.4424 | 1582 | 652749.0282 | 1993410.6505
VN | 884168537 | LINEVN1494 | 220 | 0.39369 | [5 empty] | 50 |  | LINESTRING (652571.153944178 1993688.4451665008, 652580.3848859207 1993657.4072478479, 652717.9520404168 1993395.6668702206) | line | [14 empty] | 1583 | 1584 | 1 | FALSE | FALSE | 1 | FALSE | FALSE | [6 empty] | 1583 | 652571.1539 | 1993688.4452 | 1584 | 652717.952 | 1993395.6669
VN | 884168538 | LINEVN1495 | 220 | 0.39357 | [5 empty] | 50 |  | LINESTRING (652749.028171991 1993410.6505202015, 652607.890050103 1993671.3447190358, 652594.6017017587 1993699.9383894275) | line | [14 empty] | 1582 | 1585 | 1 | FALSE | FALSE | 1 | TRUE | FALSE | 1582 |  | 652749.0282 | 1993410.6505 |  |  | 1582 | 652749.0282 | 1993410.6505 | 1585 | 652594.6017 | 1993699.9384
VN | 884244627 | LINEVN1496a | 500 | 1.6823 | [5 empty] | 50 | 6 cables - 2 systems | LINESTRING (656034.1834615418 1985828.1073316582, 656287.4466434959 1985616.3864146404, 656580.9556072194 1985384.8792506803, 656830.674163953 1985085.0518374867, 657138.4179124836 1985087.893261086) | line |  | Đường dây 500kV mạch 3, 4 | [8 empty] | 6 | 2 |  |  | 1586 | 1587 | 1 | FALSE | FALSE | 2 | TRUE | FALSE | 1586 |  | 656034.1835 | 1985828.1073 |  |  | 1586 | 656034.1835 | 1985828.1073 | 1587 | 657138.4179 | 1985087.8933
VN | 884244627 | LINEVN1496b | 500 | 1.6823 | [5 empty] | 50 | 6 cables - 2 systems | LINESTRING (656034.1834615418 1985828.1073316582, 656287.4466434959 1985616.3864146404, 656580.9556072194 1985384.8792506803, 656830.674163953 1985085.0518374867, 657138.4179124836 1985087.893261086) | line |  | Đường dây 500kV mạch 3, 4 | [8 empty] | 6 | 2 |  |  | 1586 | 1587 | 1 | FALSE | FALSE | 2 | TRUE | FALSE | 1586 |  | 656034.1835 | 1985828.1073 |  |  | 1586 | 656034.1835 | 1985828.1073 | 1587 | 657138.4179 | 1985087.8933
VN | 884342529 | LINEVN1497a | 110 | 11.0103 | [5 empty] | 50 | 6 cables - 2 systems | LINESTRING (636606.1837304363 1241948.1427385083, 636487.7273378444 1242084.980365189, 636319.8169414247 1242282.4043220931, 636134.8471455311 1242499.5537198924, 635958.2502123041 1242707.2832365527, 635776.9285369923 1242927.7897387736, 635594.9116558624 1243140.286752724, 635417.1499031858 1243348.8431045355, 635231.3040043068 1243566.8886252926, 635050.6783162275 1243779.968981317, 634862.1112670677 1244002.4064849254, 634671.5739101972 1244221.4854334919, 634488.7023789547 1244430.3449912413, 634347.1697378822 1244594.1330460492, 634175.6014475687 1244779.6167305927, 633991.106136792 1244976.2506162263, 633810.7931026083 1245170.5692005332, 633633.4310425121 1245359.3710091284, 633441.2144770293 1245566.1501561955, 633244.4305444611 1245777.1249665066, 633049.1652995226 1245980.5421661304, 632746.7697766314 1246314.4299223705, 632565.043246555 1246500.453348921, 632375.6727135498 1246692.8384873327, 632185.1352946572 1246888.1284079803, 631619.7142005668 1247461.078170212, 631429.613480606 1247655.9310972511, 631238.085913554 1247845.2602726135, 631057.5621642034 1248027.059620087, 630867.3316535357 1248220.6096494873, 630692.7012623076 1248395.7436830413, 630662.0622782536 1248477.946641345, 630897.5171074226 1248715.267782567) | line | [10 empty] | 6 | 2 |  |  | 1588 | 1589 | 1 | FALSE | FALSE | 2 | TRUE | TRUE | 1588 | 1589 | 636606.1837 | 1241948.1427 | 630897.5171 | 1248715.2678 | 1588 | 636606.1837 | 1241948.1427 | 1589 | 630897.5171 | 1248715.2678
VN | 884342529 | LINEVN1497b | 110 | 11.0103 | [5 empty] | 50 | 6 cables - 2 systems | LINESTRING (636606.1837304363 1241948.1427385083, 636487.7273378444 1242084.980365189, 636319.8169414247 1242282.4043220931, 636134.8471455311 1242499.5537198924, 635958.2502123041 1242707.2832365527, 635776.9285369923 1242927.7897387736, 635594.9116558624 1243140.286752724, 635417.1499031858 1243348.8431045355, 635231.3040043068 1243566.8886252926, 635050.6783162275 1243779.968981317, 634862.1112670677 1244002.4064849254, 634671.5739101972 1244221.4854334919, 634488.7023789547 1244430.3449912413, 634347.1697378822 1244594.1330460492, 634175.6014475687 1244779.6167305927, 633991.106136792 1244976.2506162263, 633810.7931026083 1245170.5692005332, 633633.4310425121 1245359.3710091284, 633441.2144770293 1245566.1501561955, 633244.4305444611 1245777.1249665066, 633049.1652995226 1245980.5421661304, 632746.7697766314 1246314.4299223705, 632565.043246555 1246500.453348921, 632375.6727135498 1246692.8384873327, 632185.1352946572 1246888.1284079803, 631619.7142005668 1247461.078170212, 631429.613480606 1247655.9310972511, 631238.085913554 1247845.2602726135, 631057.5621642034 1248027.059620087, 630867.3316535357 1248220.6096494873, 630692.7012623076 1248395.7436830413, 630662.0622782536 1248477.946641345, 630897.5171074226 1248715.267782567) | line | [10 empty] | 6 | 2 |  |  | 1588 | 1589 | 1 | FALSE | FALSE | 2 | TRUE | TRUE | 1588 | 1589 | 636606.1837 | 1241948.1427 | 630897.5171 | 1248715.2678 | 1588 | 636606.1837 | 1241948.1427 | 1589 | 630897.5171 | 1248715.2678
VN | 886527070 | LINEVN1498 |  | 0.38649 | [6 empty] | multiple vlevels | LINESTRING (674420.8219511586 1909178.7366808965, 674230.6623700266 1908918.7875592206) | line | [10 empty] | 3 | 1 |  |  | 1590 | 1591 | 0 | FALSE | FALSE | 1 | TRUE | TRUE | 1590 | 1591 | 674420.822 | 1909178.7367 | 674230.6624 | 1908918.7876 | 1590 | 674420.822 | 1909178.7367 | 1591 | 674230.6624 | 1908918.7876
VN | 886527072 | LINEVN1499a | 500 | 2.276 | [5 empty] | 50 | 6 cables - 2 systems | LINESTRING (674690.151767204 1907079.3156784517, 674509.9743430009 1907839.1506442833, 674381.6657506347 1908372.9117864454, 674314.888471517 1908653.9973019673, 674230.6623700266 1908918.7875592206) | line |  | Đường dây 500kV mạch 3 | [8 empty] | 6 | 2 |  |  | 1592 | 1591 | 1 | FALSE | FALSE | 2 | TRUE | TRUE | 1592 | 1591 | 674690.1518 | 1907079.3157 | 674230.6624 | 1908918.7876 | 1592 | 674690.1518 | 1907079.3157 | 1591 | 674230.6624 | 1908918.7876
VN | 886527072 | LINEVN1499b | 500 | 2.276 | [5 empty] | 50 | 6 cables - 2 systems | LINESTRING (674690.151767204 1907079.3156784517, 674509.9743430009 1907839.1506442833, 674381.6657506347 1908372.9117864454, 674314.888471517 1908653.9973019673, 674230.6623700266 1908918.7875592206) | line |  | Đường dây 500kV mạch 3 | [8 empty] | 6 | 2 |  |  | 1592 | 1591 | 1 | FALSE | FALSE | 2 | TRUE | TRUE | 1592 | 1591 | 674690.1518 | 1907079.3157 | 674230.6624 | 1908918.7876 | 1592 | 674690.1518 | 1907079.3157 | 1591 | 674230.6624 | 1908918.7876
VN | 886556076 | LINEVN1500a | 220 | 123.3865 | [5 empty] | 50 | 6 cables - 2 systems | LINESTRING (723671.0710473314 1854696.1038502278, 723564.2934545274 1854784.1753357232, 723235.2957429162 1855111.077149731, 722891.1556224436 1855439.871219832, 722757.4570187242 1855261.6584654038, 722477.5353860792 1855309.6666974775, 722087.0487168772 1855366.779059871, 721539.7094515509 1855452.0102353806, 721156.804268266 1855509.9047976327, 720780.452606554 1855566.5128611561, 720554.9697817748 1855608.6158722213, 720018.4350601762 1855682.031335805, 719684.7573785232 1855738.747808683, 719293.9582873511 1855795.2312183192, 719045.9220322452 1855831.8246050016, 718781.4599605938 1855875.0696186475, 718537.159808489 1855908.4529846448, 718156.9403791167 1855973.9546175909, 717693.7951565795 1856041.3320443393, 717481.5473253302 1856069.2457160025, 717186.3379215347 1856363.9649103621, 716837.1314609075 1856711.2991217913, 716649.9435997376 1856899.1182675422, 716398.8277022339 1857151.1056190417, 716192.6477607538 1857358.59167696, 715986.4611781482 1857566.0792168, 715835.910297073 1857716.742673253, 715623.8764368437 1857930.549081465, 715371.6003962213 1858165.9080630657, 715104.4404732898 1858438.398839127, 714911.6468505887 1858627.9327835178, 714671.6431837527 1858871.1494718466, 714807.9882685033 1859154.1360275305, 715002.5767645333 1859556.2018388682, 715141.4492556051 1859846.5343043683, 715309.6199234447 1860203.2504386243, 715540.7511758704 1860681.8533689417, 715727.1156862535 1861074.027365767, 715826.7326584009 1861454.080455484, 715934.4341683697 1861869.7497911013, 716033.3523714349 1862255.7088971161, 716129.2496050685 1862629.1629610183, 716232.712484093 1863029.4944679756, 716050.4762185564 1863337.4430738008, 715868.3131722792 1863639.7702395709, 715693.1384875971 1863933.62453382, 715551.7821308158 1864171.0406587592, 715423.1437278131 1864391.9393789042, 715298.1267832482 1864596.6702450328, 715210.3066264588 1864751.914969793, 715057.4394438637 1865012.1399421857, 714832.5365951714 1865387.867971561, 714569.6035657206 1865833.3330888452, 714335.7989775063 1866222.3564247198, 714146.2515636161 1866545.771210746, 711926.0701074861 1870173.1264281434, 710302.2991720018 1872029.253384142, 710623.169848678 1876381.2358275175, 710465.6023829344 1876820.3865128562, 710322.9193177482 1877199.4718065886, 710089.7711145278 1877881.482532442, 709357.5117125793 1879959.4147938604, 709252.4401004585 1880248.2146015598, 709093.2439545034 1880654.9660137384, 709011.9020681874 1880886.9434720513, 708906.0456442393 1881171.9617524422, 708799.9750354759 1881477.5444160323, 708698.6335190483 1881735.4782656194, 708588.8557261585 1882036.3421451894, 708485.9295059993 1882311.5504785108, 708403.2540480171 1882537.427812025, 708298.8177127608 1882822.4286554432, 708154.3255751415 1883210.3363917635, 708009.70741652 1883611.3158731791, 707776.7497725416 1884241.8149321126, 707675.2476112156 1884517.017387741, 707560.7624131397 1884821.5340740613, 707478.1682132492 1885039.8982413001, 707193.6855786408 1885133.3407157564, 706954.9900296272 1885209.9415238148, 706574.2147792154 1885341.684464115, 706307.2035469363 1885428.769928084, 705994.0274593976 1885524.2674317802, 705630.736528221 1885648.727993485, 705466.116103447 1885699.9103842336, 705180.2445017231 1885793.818411495, 704857.9839506891 1885907.0076247673, 704539.5577322433 1886011.8268558125, 704045.525900112 1886188.2902356659, 703671.9089599571 1886313.1348271219, 703352.0137127395 1886425.903822086, 702959.9870684658 1886559.4572582848, 702631.1548876768 1886673.5438654586, 702573.4834664473 1886850.0919527304, 702461.8009448361 1887213.4957814678, 702314.8582308078 1887673.2746974782, 702189.6434666447 1888075.7748685423, 702090.2653901756 1888383.6792633135, 701936.1169377466 1888861.11030238, 701809.9850016367 1889261.720965495, 701682.8341743149 1889671.1881011173, 701609.8739994484 1889918.3398524036, 701258.1466839969 1890026.3306261476, 700940.3871148658 1890131.5899673437, 700607.158417152 1890241.8178967962, 700277.5265711879 1890352.5946725032, 700018.0361272313 1890441.5612996276, 699757.5755517031 1890525.4189697022, 699287.7268191312 1890675.2272092942, 698897.6636839284 1890804.4372218922, 698549.4804855125 1890922.720904235, 698116.2320823037 1891064.2155275564, 697578.3143893424 1891237.9370939238, 697231.7392463046 1891350.1136248568, 696797.9811378656 1891493.676629838, 696437.9954599852 1891612.3902635223, 696194.0316702088 1891694.3871388654, 695988.7798961583 1891760.9139320522, 695723.6975319895 1891846.8115230124, 695517.9824188222 1892018.089004225, 695289.0550111717 1892196.310576081, 695034.6863990568 1892402.386113917, 694737.3011941197 1892645.8690956265, 694277.2913627959 1893017.6160290816, 693987.087970716 1893044.0161189379, 693481.8305883076 1892924.323556651, 693064.3169203023 1892821.3002885277, 692582.1296180312 1892706.959380322, 692325.4288422241 1892780.7120247923, 692084.1748112051 1892852.0431034793, 691702.7054318475 1892963.982328052, 691228.970018974 1893104.1960581294, 690886.6740860362 1893207.3135667853, 690475.8330028725 1893328.7099207002, 689959.3115392847 1893482.8572194006, 688079.4827695247 1894044.4915852798, 686891.1055761448 1895470.3581120686, 685713.2593952519 1896887.197032394, 684150.5794271332 1900381.237432192, 682019.5837764222 1902185.2970983367, 678172.0425375912 1905449.2769918814, 677985.7666367642 1905608.6959964877, 677735.1425987801 1905823.9931831483, 677429.721417717 1906086.9966335865, 677091.3185244543 1906380.6753949693, 676802.9795257489 1906629.3355111934, 676552.0384444142 1906854.7577689008, 676269.9728999214 1907098.9183027, 676019.4926732775 1907315.3632353423, 676006.9691180515 1907326.0245227055, 675713.3840415818 1907575.6929237454, 675290.0631688371 1907940.0772465032, 675004.3061524809 1908184.2098830573, 674639.0627733807 1908501.1014525, 674143.7138085547 1908928.1651790887, 673974.1770899526 1909076.1141073597, 673833.0078335404 1909462.0083571954, 673710.9846302052 1909793.7690694157, 673575.8271225326 1910176.4504526837, 673477.5803690734 1910443.6251938199, 673402.4916746389 1910843.1508162608, 673318.7213675838 1911237.2687285626, 673256.8639478798 1911581.4592782345, 673194.2198015744 1911891.8547741063, 673120.9213810053 1912269.195037235, 673057.1593386946 1912586.4319694042, 672977.6895038707 1913003.8172261606, 672912.4662521398 1913332.076159277, 672849.9239782689 1913632.601020903, 672779.7741850237 1913794.2223523918, 672620.3896833274 1914139.4723146348, 672470.9088152545 1914475.7424732293, 672262.8925334578 1914931.456633521, 672180.6846451319 1915112.0799414136, 671946.9683907882 1915620.5037247632, 671890.337435077 1916015.351000771, 671867.8002077119 1916172.2837828218, 671794.1949996519 1916684.7665798585, 671727.8722996028 1917132.8880535602, 671673.7973861021 1917473.4057121873, 671618.3662276631 1917891.9807312372, 671540.3826747027 1918406.5964730813, 671492.0528187933 1918731.7902115886, 671437.2340835364 1919161.504385663, 671357.7780179433 1919685.139087239, 671274.3038319456 1920268.6696511817, 671199.9974455136 1920764.4251668004, 671140.9840186443 1921193.3631209757, 670975.7245231508 1921495.231312491, 670796.2383532259 1921821.3735307658, 670647.9546377317 1922107.338340683, 670460.5539406303 1922458.5059230337, 670281.7731661776 1922786.0296333474, 670063.0966845005 1923188.5007962696, 669829.3351333372 1923634.7626860926, 669636.3159193243 1923990.0390441807, 669461.207127988 1924317.2665117048, 669275.4367682214 1924662.2246142032, 669119.487315753 1924950.9114537868, 668856.0144905907 1925425.200082575, 668775.3778863437 1925588.1043365889, 668885.1885346356 1925727.43391083, 668936.9173356926 1925867.3218803904, 669067.592897169 1926273.6021159957, 669134.2748521357 1926480.2844287897, 669485.7637793847 1926688.4881290174, 669712.2668477151 1926822.1454574438, 669969.7182636303 1926972.034568266) | line | [10 empty] | 6 | 2 |  |  | 1593 | 464 | 1 | FALSE | FALSE | 2 | TRUE | TRUE | 1593 | 464 | 723671.071 | 1854696.1039 | 669969.7183 | 1926972.0346 | 1593 | 723671.071 | 1854696.1039 | 464 | 669969.7183 | 1926972.0346
VN | 886556076 | LINEVN1500b | 220 | 123.3865 | [5 empty] | 50 | 6 cables - 2 systems | LINESTRING (723671.0710473314 1854696.1038502278, 723564.2934545274 1854784.1753357232, 723235.2957429162 1855111.077149731, 722891.1556224436 1855439.871219832, 722757.4570187242 1855261.6584654038, 722477.5353860792 1855309.6666974775, 722087.0487168772 1855366.779059871, 721539.7094515509 1855452.0102353806, 721156.804268266 1855509.9047976327, 720780.452606554 1855566.5128611561, 720554.9697817748 1855608.6158722213, 720018.4350601762 1855682.031335805, 719684.7573785232 1855738.747808683, 719293.9582873511 1855795.2312183192, 719045.9220322452 1855831.8246050016, 718781.4599605938 1855875.0696186475, 718537.159808489 1855908.4529846448, 718156.9403791167 1855973.9546175909, 717693.7951565795 1856041.3320443393, 717481.5473253302 1856069.2457160025, 717186.3379215347 1856363.9649103621, 716837.1314609075 1856711.2991217913, 716649.9435997376 1856899.1182675422, 716398.8277022339 1857151.1056190417, 716192.6477607538 1857358.59167696, 715986.4611781482 1857566.0792168, 715835.910297073 1857716.742673253, 715623.8764368437 1857930.549081465, 715371.6003962213 1858165.9080630657, 715104.4404732898 1858438.398839127, 714911.6468505887 1858627.9327835178, 714671.6431837527 1858871.1494718466, 714807.9882685033 1859154.1360275305, 715002.5767645333 1859556.2018388682, 715141.4492556051 1859846.5343043683, 715309.6199234447 1860203.2504386243, 715540.7511758704 1860681.8533689417, 715727.1156862535 1861074.027365767, 715826.7326584009 1861454.080455484, 715934.4341683697 1861869.7497911013, 716033.3523714349 1862255.7088971161, 716129.2496050685 1862629.1629610183, 716232.712484093 1863029.4944679756, 716050.4762185564 1863337.4430738008, 715868.3131722792 1863639.7702395709, 715693.1384875971 1863933.62453382, 715551.7821308158 1864171.0406587592, 715423.1437278131 1864391.9393789042, 715298.1267832482 1864596.6702450328, 715210.3066264588 1864751.914969793, 715057.4394438637 1865012.1399421857, 714832.5365951714 1865387.867971561, 714569.6035657206 1865833.3330888452, 714335.7989775063 1866222.3564247198, 714146.2515636161 1866545.771210746, 711926.0701074861 1870173.1264281434, 710302.2991720018 1872029.253384142, 710623.169848678 1876381.2358275175, 710465.6023829344 1876820.3865128562, 710322.9193177482 1877199.4718065886, 710089.7711145278 1877881.482532442, 709357.5117125793 1879959.4147938604, 709252.4401004585 1880248.2146015598, 709093.2439545034 1880654.9660137384, 709011.9020681874 1880886.9434720513, 708906.0456442393 1881171.9617524422, 708799.9750354759 1881477.5444160323, 708698.6335190483 1881735.4782656194, 708588.8557261585 1882036.3421451894, 708485.9295059993 1882311.5504785108, 708403.2540480171 1882537.427812025, 708298.8177127608 1882822.4286554432, 708154.3255751415 1883210.3363917635, 708009.70741652 1883611.3158731791, 707776.7497725416 1884241.8149321126, 707675.2476112156 1884517.017387741, 707560.7624131397 1884821.5340740613, 707478.1682132492 1885039.8982413001, 707193.6855786408 1885133.3407157564, 706954.9900296272 1885209.9415238148, 706574.2147792154 1885341.684464115, 706307.2035469363 1885428.769928084, 705994.0274593976 1885524.2674317802, 705630.736528221 1885648.727993485, 705466.116103447 1885699.9103842336, 705180.2445017231 1885793.818411495, 704857.9839506891 1885907.0076247673, 704539.5577322433 1886011.8268558125, 704045.525900112 1886188.2902356659, 703671.9089599571 1886313.1348271219, 703352.0137127395 1886425.903822086, 702959.9870684658 1886559.4572582848, 702631.1548876768 1886673.5438654586, 702573.4834664473 1886850.0919527304, 702461.8009448361 1887213.4957814678, 702314.8582308078 1887673.2746974782, 702189.6434666447 1888075.7748685423, 702090.2653901756 1888383.6792633135, 701936.1169377466 1888861.11030238, 701809.9850016367 1889261.720965495, 701682.8341743149 1889671.1881011173, 701609.8739994484 1889918.3398524036, 701258.1466839969 1890026.3306261476, 700940.3871148658 1890131.5899673437, 700607.158417152 1890241.8178967962, 700277.5265711879 1890352.5946725032, 700018.0361272313 1890441.5612996276, 699757.5755517031 1890525.4189697022, 699287.7268191312 1890675.2272092942, 698897.6636839284 1890804.4372218922, 698549.4804855125 1890922.720904235, 698116.2320823037 1891064.2155275564, 697578.3143893424 1891237.9370939238, 697231.7392463046 1891350.1136248568, 696797.9811378656 1891493.676629838, 696437.9954599852 1891612.3902635223, 696194.0316702088 1891694.3871388654, 695988.7798961583 1891760.9139320522, 695723.6975319895 1891846.8115230124, 695517.9824188222 1892018.089004225, 695289.0550111717 1892196.310576081, 695034.6863990568 1892402.386113917, 694737.3011941197 1892645.8690956265, 694277.2913627959 1893017.6160290816, 693987.087970716 1893044.0161189379, 693481.8305883076 1892924.323556651, 693064.3169203023 1892821.3002885277, 692582.1296180312 1892706.959380322, 692325.4288422241 1892780.7120247923, 692084.1748112051 1892852.0431034793, 691702.7054318475 1892963.982328052, 691228.970018974 1893104.1960581294, 690886.6740860362 1893207.3135667853, 690475.8330028725 1893328.7099207002, 689959.3115392847 1893482.8572194006, 688079.4827695247 1894044.4915852798, 686891.1055761448 1895470.3581120686, 685713.2593952519 1896887.197032394, 684150.5794271332 1900381.237432192, 682019.5837764222 1902185.2970983367, 678172.0425375912 1905449.2769918814, 677985.7666367642 1905608.6959964877, 677735.1425987801 1905823.9931831483, 677429.721417717 1906086.9966335865, 677091.3185244543 1906380.6753949693, 676802.9795257489 1906629.3355111934, 676552.0384444142 1906854.7577689008, 676269.9728999214 1907098.9183027, 676019.4926732775 1907315.3632353423, 676006.9691180515 1907326.0245227055, 675713.3840415818 1907575.6929237454, 675290.0631688371 1907940.0772465032, 675004.3061524809 1908184.2098830573, 674639.0627733807 1908501.1014525, 674143.7138085547 1908928.1651790887, 673974.1770899526 1909076.1141073597, 673833.0078335404 1909462.0083571954, 673710.9846302052 1909793.7690694157, 673575.8271225326 1910176.4504526837, 673477.5803690734 1910443.6251938199, 673402.4916746389 1910843.1508162608, 673318.7213675838 1911237.2687285626, 673256.8639478798 1911581.4592782345, 673194.2198015744 1911891.8547741063, 673120.9213810053 1912269.195037235, 673057.1593386946 1912586.4319694042, 672977.6895038707 1913003.8172261606, 672912.4662521398 1913332.076159277, 672849.9239782689 1913632.601020903, 672779.7741850237 1913794.2223523918, 672620.3896833274 1914139.4723146348, 672470.9088152545 1914475.7424732293, 672262.8925334578 1914931.456633521, 672180.6846451319 1915112.0799414136, 671946.9683907882 1915620.5037247632, 671890.337435077 1916015.351000771, 671867.8002077119 1916172.2837828218, 671794.1949996519 1916684.7665798585, 671727.8722996028 1917132.8880535602, 671673.7973861021 1917473.4057121873, 671618.3662276631 1917891.9807312372, 671540.3826747027 1918406.5964730813, 671492.0528187933 1918731.7902115886, 671437.2340835364 1919161.504385663, 671357.7780179433 1919685.139087239, 671274.3038319456 1920268.6696511817, 671199.9974455136 1920764.4251668004, 671140.9840186443 1921193.3631209757, 670975.7245231508 1921495.231312491, 670796.2383532259 1921821.3735307658, 670647.9546377317 1922107.338340683, 670460.5539406303 1922458.5059230337, 670281.7731661776 1922786.0296333474, 670063.0966845005 1923188.5007962696, 669829.3351333372 1923634.7626860926, 669636.3159193243 1923990.0390441807, 669461.207127988 1924317.2665117048, 669275.4367682214 1924662.2246142032, 669119.487315753 1924950.9114537868, 668856.0144905907 1925425.200082575, 668775.3778863437 1925588.1043365889, 668885.1885346356 1925727.43391083, 668936.9173356926 1925867.3218803904, 669067.592897169 1926273.6021159957, 669134.2748521357 1926480.2844287897, 669485.7637793847 1926688.4881290174, 669712.2668477151 1926822.1454574438, 669969.7182636303 1926972.034568266) | line | [10 empty] | 6 | 2 |  |  | 1593 | 464 | 1 | FALSE | FALSE | 2 | TRUE | TRUE | 1593 | 464 | 723671.071 | 1854696.1039 | 669969.7183 | 1926972.0346 | 1593 | 723671.071 | 1854696.1039 | 464 | 669969.7183 | 1926972.0346
VN | 886556077 | LINEVN1501a | 500 | 20.4873 | [5 empty] | 50 | 6 cables - 2 systems | LINESTRING (652112.3395596562 1938759.4572118893, 652389.6071305437 1938467.2992021511, 652726.1439730519 1938119.8169867317, 652957.4726877254 1937893.8836989524, 653475.4605393783 1937346.2531952222, 653973.0711184859 1936833.0175593896, 654257.7831793524 1936537.9610026632, 654583.0145011061 1936201.1754290636, 654882.2534975461 1935890.3788709654, 655136.7599059216 1935627.0951145238, 655418.8736922012 1935333.2276164868, 655750.4239917092 1935019.325955112, 656092.0916484168 1934692.027740922, 656406.6028315265 1934391.106785928, 656757.8118060154 1934057.738807137, 657110.5889069194 1933719.496695199, 657407.9805465938 1933437.4466684612, 657736.5716194413 1933122.84147353, 658069.6878082677 1932805.3766327351, 658317.1724672894 1932596.0114206378, 658675.9165113757 1932291.7589243103, 659041.7016546747 1931979.5216093853, 659365.7725993281 1931738.1437742736, 659734.0938209221 1931422.1413145994, 660473.1921783065 1930776.8154274586, 660797.160845068 1930496.7447640663, 661203.4595479745 1930154.007915811, 661635.0345902877 1929841.6589396491, 661938.4016736957 1929629.9663092694, 662179.6650552701 1929463.3881020604, 662632.0807122216 1929155.0425172239, 663121.0272083789 1928819.608624264, 663402.5962750125 1928634.2213463155, 663757.5901372463 1928387.9966757, 664031.7507850059 1928200.6649215277, 664286.484054492 1928022.7965157083, 664622.0847413877 1927793.0288561909, 664941.2284301147 1927573.480156693) | line |  | Đường dây 500kV mạch 3, 4 | [8 empty] | 6 | 2 |  |  | 1594 | 1595 | 1 | FALSE | FALSE | 2 | TRUE | TRUE | 1594 | 1595 | 652112.3396 | 1938759.4572 | 664941.2284 | 1927573.4802 | 1594 | 652112.3396 | 1938759.4572 | 1595 | 664941.2284 | 1927573.4802
VN | 886556077 | LINEVN1501b | 500 | 20.4873 | [5 empty] | 50 | 6 cables - 2 systems | LINESTRING (652112.3395596562 1938759.4572118893, 652389.6071305437 1938467.2992021511, 652726.1439730519 1938119.8169867317, 652957.4726877254 1937893.8836989524, 653475.4605393783 1937346.2531952222, 653973.0711184859 1936833.0175593896, 654257.7831793524 1936537.9610026632, 654583.0145011061 1936201.1754290636, 654882.2534975461 1935890.3788709654, 655136.7599059216 1935627.0951145238, 655418.8736922012 1935333.2276164868, 655750.4239917092 1935019.325955112, 656092.0916484168 1934692.027740922, 656406.6028315265 1934391.106785928, 656757.8118060154 1934057.738807137, 657110.5889069194 1933719.496695199, 657407.9805465938 1933437.4466684612, 657736.5716194413 1933122.84147353, 658069.6878082677 1932805.3766327351, 658317.1724672894 1932596.0114206378, 658675.9165113757 1932291.7589243103, 659041.7016546747 1931979.5216093853, 659365.7725993281 1931738.1437742736, 659734.0938209221 1931422.1413145994, 660473.1921783065 1930776.8154274586, 660797.160845068 1930496.7447640663, 661203.4595479745 1930154.007915811, 661635.0345902877 1929841.6589396491, 661938.4016736957 1929629.9663092694, 662179.6650552701 1929463.3881020604, 662632.0807122216 1929155.0425172239, 663121.0272083789 1928819.608624264, 663402.5962750125 1928634.2213463155, 663757.5901372463 1928387.9966757, 664031.7507850059 1928200.6649215277, 664286.484054492 1928022.7965157083, 664622.0847413877 1927793.0288561909, 664941.2284301147 1927573.480156693) | line |  | Đường dây 500kV mạch 3, 4 | [8 empty] | 6 | 2 |  |  | 1594 | 1595 | 1 | FALSE | FALSE | 2 | TRUE | TRUE | 1594 | 1595 | 652112.3396 | 1938759.4572 | 664941.2284 | 1927573.4802 | 1594 | 652112.3396 | 1938759.4572 | 1595 | 664941.2284 | 1927573.4802
VN | 888698317 | LINEVN1502a | 500 | 5.8758 | [5 empty] | 50 | 6 cables - 2 systems | LINESTRING (638646.1068746836 1968810.2939050172, 639036.7834079175 1969051.6590891865, 639612.085423947 1969397.8557092554, 640225.8522059601 1969839.4134524502, 640672.3523476825 1970460.7745815055, 640846.621999524 1970698.8318351721, 641567.884227511 1971690.1731911488, 641782.4584387846 1971980.58502099, 641994.147518659 1972274.8412611529) | line |  | Đường dây 500kV mạch 3, 4 | [8 empty] | 6 | 2 |  |  | 1596 | 1597 | 1 | FALSE | FALSE | 2 | TRUE | TRUE | 1596 | 1597 | 638646.1069 | 1968810.2939 | 641994.1475 | 1972274.8413 | 1596 | 638646.1069 | 1968810.2939 | 1597 | 641994.1475 | 1972274.8413
VN | 888698317 | LINEVN1502b | 500 | 5.8758 | [5 empty] | 50 | 6 cables - 2 systems | LINESTRING (638646.1068746836 1968810.2939050172, 639036.7834079175 1969051.6590891865, 639612.085423947 1969397.8557092554, 640225.8522059601 1969839.4134524502, 640672.3523476825 1970460.7745815055, 640846.621999524 1970698.8318351721, 641567.884227511 1971690.1731911488, 641782.4584387846 1971980.58502099, 641994.147518659 1972274.8412611529) | line |  | Đường dây 500kV mạch 3, 4 | [8 empty] | 6 | 2 |  |  | 1596 | 1597 | 1 | FALSE | FALSE | 2 | TRUE | TRUE | 1596 | 1597 | 638646.1069 | 1968810.2939 | 641994.1475 | 1972274.8413 | 1596 | 638646.1069 | 1968810.2939 | 1597 | 641994.1475 | 1972274.8413
VN | 897364261 | LINEVN1503a | 110 | 2.9958 | [5 empty] | 50 | 6 cables - 2 systems | LINESTRING (678852.4891440001 1910351.1549329725, 678830.0353594965 1910333.605141372, 678698.0192253519 1910222.6861074422, 678554.1546046428 1910104.5816793109, 678401.8935280475 1909901.4507774136, 678274.8690587512 1909728.2570121733, 678157.8148866779 1909671.636796232, 677981.9456399555 1909487.385258576, 677842.761386523 1909352.1063338865, 677714.5579647942 1909220.7751395178, 677639.400906563 1908878.7469015387, 677548.2806685122 1908770.083477086, 677394.446706217 1908582.9301202814, 677345.1768629365 1908523.957371845, 677341.1954386391 1908456.7322238884) | line | [10 empty] | 6 | 2 |  |  | 1598 | 1599 | 1 | FALSE | FALSE | 2 | TRUE | TRUE | 1598 | 1599 | 678852.4891 | 1910351.1549 | 677341.1954 | 1908456.7322 | 1598 | 678852.4891 | 1910351.1549 | 1599 | 677341.1954 | 1908456.7322
VN | 897364261 | LINEVN1503b | 110 | 2.9958 | [5 empty] | 50 | 6 cables - 2 systems | LINESTRING (678852.4891440001 1910351.1549329725, 678830.0353594965 1910333.605141372, 678698.0192253519 1910222.6861074422, 678554.1546046428 1910104.5816793109, 678401.8935280475 1909901.4507774136, 678274.8690587512 1909728.2570121733, 678157.8148866779 1909671.636796232, 677981.9456399555 1909487.385258576, 677842.761386523 1909352.1063338865, 677714.5579647942 1909220.7751395178, 677639.400906563 1908878.7469015387, 677548.2806685122 1908770.083477086, 677394.446706217 1908582.9301202814, 677345.1768629365 1908523.957371845, 677341.1954386391 1908456.7322238884) | line | [10 empty] | 6 | 2 |  |  | 1598 | 1599 | 1 | FALSE | FALSE | 2 | TRUE | TRUE | 1598 | 1599 | 678852.4891 | 1910351.1549 | 677341.1954 | 1908456.7322 | 1598 | 678852.4891 | 1910351.1549 | 1599 | 677341.1954 | 1908456.7322
VN | 916317596 | LINEVN1504a | 110 | 25.9153 | [5 empty] | 50 | 6 cables - 2 systems | LINESTRING (723069.69216917 1868262.3433152558, 723058.0077720117 1868345.9512608363, 723022.7478826953 1868657.4022690838, 722982.0419527579 1868972.9134199668, 722940.4898681045 1869290.8841700791, 722902.7600213313 1869600.2278727896, 722865.4730278945 1869913.0743585976, 722829.1060519449 1870220.6171236343, 722788.3018798082 1870529.5850608628, 722749.4877105007 1870845.8913021437, 722712.3357026161 1871148.2229681555, 722670.8825465059 1871492.3639475654, 722629.1338260479 1871800.181734012, 722586.4080528922 1872169.9469402723, 722560.2298255678 1872379.3312659161, 722532.2234710241 1872589.3050216788, 722506.8039807484 1872816.5862542172, 722465.2383291214 1873132.47596202, 722424.5235618989 1873449.5702678445, 722386.2498124244 1873771.6387323334, 722343.1541699454 1874118.3859850378, 722297.3763075505 1874466.9423610307, 722260.6482480795 1874782.0754566337, 722230.0404915437 1875060.6988772696, 722119.4005336084 1875297.0269071767, 721965.6684417885 1875625.5854534006, 721863.8988110585 1875850.772508453, 721760.3835564674 1876069.9636221263, 721667.4667105625 1876272.4412929444, 721530.0444068763 1876483.6354306326, 721388.5652435747 1876695.883103782, 721225.4198464457 1876949.4026624386, 721080.9664155918 1877167.4318700507, 720888.1060339193 1877459.2390978402, 720759.667939138 1877652.3107529767, 720614.076593848 1877875.05687303, 720463.9314813002 1878112.6886776008, 720290.5045976908 1878369.3701133474, 720139.3690669734 1878597.517324713, 720013.4803810768 1878793.5191873407, 719923.3020601034 1879077.2820841265, 719826.7024480026 1879380.2720147653, 719764.1884127556 1879577.2965144848, 719704.2849611375 1879769.2675838268, 719640.8463424915 1879984.4810995434, 719569.043650205 1880228.3768129323, 719477.6864205875 1880520.851016422, 719386.7310152848 1880810.7614410557, 719299.7736219604 1881097.4595897337, 719213.3713953417 1881381.1749037995, 719139.6733509739 1881622.7266355518, 719022.8807796943 1882001.4106692863, 718948.9745079089 1882245.882881857, 718764.5989017296 1882545.6723832649, 718577.8123694044 1882837.1796734217, 718412.0813414627 1883099.651774544, 718290.1790465845 1883296.011262976, 718155.2189536614 1883510.9863834719, 718036.4016348692 1883703.0177268106, 717882.7701451082 1883943.1479489177, 717716.208468119 1884211.2605128924, 717542.9967124386 1884489.399921294, 717377.5124614264 1884756.0754058606, 717237.6928216214 1884987.364546515, 717100.2140765031 1885191.5582173795, 716840.2823052601 1885604.709021131, 716712.8009149211 1885809.7724494345, 716592.887808218 1885992.8314353952, 716481.4709668539 1886170.0460675007, 716329.7445131537 1886409.4288562518, 716186.9230908386 1886637.547643008, 716038.7342926302 1886874.2233865072, 715869.6342134341 1887149.0385181687, 715782.298344414 1887295.9649617877, 715616.2207086952 1887602.3056301, 715502.5849697662 1887807.1080643565, 715385.9859788145 1888014.4814922707) | line | [10 empty] | 6 | 2 |  |  | 1600 | 1601 | 1 | FALSE | FALSE | 2 | TRUE | TRUE | 1600 | 1601 | 723069.6922 | 1868262.3433 | 715385.986 | 1888014.4815 | 1600 | 723069.6922 | 1868262.3433 | 1601 | 715385.986 | 1888014.4815
VN | 916317596 | LINEVN1504b | 110 | 25.9153 | [5 empty] | 50 | 6 cables - 2 systems | LINESTRING (723069.69216917 1868262.3433152558, 723058.0077720117 1868345.9512608363, 723022.7478826953 1868657.4022690838, 722982.0419527579 1868972.9134199668, 722940.4898681045 1869290.8841700791, 722902.7600213313 1869600.2278727896, 722865.4730278945 1869913.0743585976, 722829.1060519449 1870220.6171236343, 722788.3018798082 1870529.5850608628, 722749.4877105007 1870845.8913021437, 722712.3357026161 1871148.2229681555, 722670.8825465059 1871492.3639475654, 722629.1338260479 1871800.181734012, 722586.4080528922 1872169.9469402723, 722560.2298255678 1872379.3312659161, 722532.2234710241 1872589.3050216788, 722506.8039807484 1872816.5862542172, 722465.2383291214 1873132.47596202, 722424.5235618989 1873449.5702678445, 722386.2498124244 1873771.6387323334, 722343.1541699454 1874118.3859850378, 722297.3763075505 1874466.9423610307, 722260.6482480795 1874782.0754566337, 722230.0404915437 1875060.6988772696, 722119.4005336084 1875297.0269071767, 721965.6684417885 1875625.5854534006, 721863.8988110585 1875850.772508453, 721760.3835564674 1876069.9636221263, 721667.4667105625 1876272.4412929444, 721530.0444068763 1876483.6354306326, 721388.5652435747 1876695.883103782, 721225.4198464457 1876949.4026624386, 721080.9664155918 1877167.4318700507, 720888.1060339193 1877459.2390978402, 720759.667939138 1877652.3107529767, 720614.076593848 1877875.05687303, 720463.9314813002 1878112.6886776008, 720290.5045976908 1878369.3701133474, 720139.3690669734 1878597.517324713, 720013.4803810768 1878793.5191873407, 719923.3020601034 1879077.2820841265, 719826.7024480026 1879380.2720147653, 719764.1884127556 1879577.2965144848, 719704.2849611375 1879769.2675838268, 719640.8463424915 1879984.4810995434, 719569.043650205 1880228.3768129323, 719477.6864205875 1880520.851016422, 719386.7310152848 1880810.7614410557, 719299.7736219604 1881097.4595897337, 719213.3713953417 1881381.1749037995, 719139.6733509739 1881622.7266355518, 719022.8807796943 1882001.4106692863, 718948.9745079089 1882245.882881857, 718764.5989017296 1882545.6723832649, 718577.8123694044 1882837.1796734217, 718412.0813414627 1883099.651774544, 718290.1790465845 1883296.011262976, 718155.2189536614 1883510.9863834719, 718036.4016348692 1883703.0177268106, 717882.7701451082 1883943.1479489177, 717716.208468119 1884211.2605128924, 717542.9967124386 1884489.399921294, 717377.5124614264 1884756.0754058606, 717237.6928216214 1884987.364546515, 717100.2140765031 1885191.5582173795, 716840.2823052601 1885604.709021131, 716712.8009149211 1885809.7724494345, 716592.887808218 1885992.8314353952, 716481.4709668539 1886170.0460675007, 716329.7445131537 1886409.4288562518, 716186.9230908386 1886637.547643008, 716038.7342926302 1886874.2233865072, 715869.6342134341 1887149.0385181687, 715782.298344414 1887295.9649617877, 715616.2207086952 1887602.3056301, 715502.5849697662 1887807.1080643565, 715385.9859788145 1888014.4814922707) | line | [10 empty] | 6 | 2 |  |  | 1600 | 1601 | 1 | FALSE | FALSE | 2 | TRUE | TRUE | 1600 | 1601 | 723069.6922 | 1868262.3433 | 715385.986 | 1888014.4815 | 1600 | 723069.6922 | 1868262.3433 | 1601 | 715385.986 | 1888014.4815
VN | 916881270 | LINEVN1505a | 110 | 6.8925 | [5 empty] | 50 | 6 cables - 2 systems | LINESTRING (599834.2851713562 2324786.644377057, 599663.5819038298 2324859.3591789207, 599471.5568413167 2324945.507207315, 599258.4571180805 2325036.9218352307, 599096.7780565917 2325106.4862614307, 598848.6156977126 2325212.2521413504, 598643.9126313168 2325299.717470758, 598448.2332733478 2325229.4083444388, 598251.7293863912 2325155.91997307, 598034.0727703641 2325218.2340737428, 597826.5110671016 2325276.6810431904, 597655.7388662661 2325324.776321394, 597459.23267452 2325378.7546327524, 597254.4135723725 2325503.714936674, 597043.1060433564 2325628.0641121, 596874.9102268487 2325728.9914182196, 596632.914129711 2325875.868463746, 596355.965430219 2326040.3443749375, 596165.0623455053 2326155.4585593063, 595957.4117263111 2326290.091779849, 595736.5198872501 2326413.095237254, 595520.6372756655 2326542.0189351398, 595351.9801136372 2326643.356758712, 595172.2114179021 2326751.019102098, 594966.2421492992 2326874.2729662745, 594856.8721401778 2326939.7162005575, 594775.2577699131 2327090.680872193) | line | [10 empty] | 6 | 2 |  |  | 1602 | 1603 | 1 | FALSE | FALSE | 2 | TRUE | FALSE | 1602 |  | 599834.2852 | 2324786.6444 |  |  | 1602 | 599834.2852 | 2324786.6444 | 1603 | 594775.2578 | 2327090.6809
VN | 916881270 | LINEVN1505b | 110 | 6.8925 | [5 empty] | 50 | 6 cables - 2 systems | LINESTRING (599834.2851713562 2324786.644377057, 599663.5819038298 2324859.3591789207, 599471.5568413167 2324945.507207315, 599258.4571180805 2325036.9218352307, 599096.7780565917 2325106.4862614307, 598848.6156977126 2325212.2521413504, 598643.9126313168 2325299.717470758, 598448.2332733478 2325229.4083444388, 598251.7293863912 2325155.91997307, 598034.0727703641 2325218.2340737428, 597826.5110671016 2325276.6810431904, 597655.7388662661 2325324.776321394, 597459.23267452 2325378.7546327524, 597254.4135723725 2325503.714936674, 597043.1060433564 2325628.0641121, 596874.9102268487 2325728.9914182196, 596632.914129711 2325875.868463746, 596355.965430219 2326040.3443749375, 596165.0623455053 2326155.4585593063, 595957.4117263111 2326290.091779849, 595736.5198872501 2326413.095237254, 595520.6372756655 2326542.0189351398, 595351.9801136372 2326643.356758712, 595172.2114179021 2326751.019102098, 594966.2421492992 2326874.2729662745, 594856.8721401778 2326939.7162005575, 594775.2577699131 2327090.680872193) | line | [10 empty] | 6 | 2 |  |  | 1602 | 1603 | 1 | FALSE | FALSE | 2 | TRUE | FALSE | 1602 |  | 599834.2852 | 2324786.6444 |  |  | 1602 | 599834.2852 | 2324786.6444 | 1603 | 594775.2578 | 2327090.6809
VN | 925999760 | LINEVN1506a | 220 | 28.6868 | [5 empty] | 50 | 6 cables - 2 systems | LINESTRING (839453.8696652905 1213926.8863366777, 839421.1578913785 1213940.2575982427, 839475.7567389276 1213996.52022477, 839638.6729964537 1213964.3729658576, 839921.5234492074 1213914.2311424331, 840291.0131701331 1214113.7088314462, 840671.5138629138 1214184.7094268592, 840949.0823301144 1214233.7184633075, 841309.1725258117 1214305.0360373422, 841590.7241644047 1214591.9753739738, 841888.4974999782 1214898.8980483126, 842092.3363691047 1215108.6279684443, 842437.7675495399 1215305.8494157959, 842817.5870673393 1215525.9253060147, 843133.1065629742 1215704.4065882005, 843427.6796166203 1215873.6144713298, 843654.0664604907 1216163.7025565312, 843893.8021318577 1216475.2836245336, 844085.7936492458 1216721.3414397724, 844353.6282058755 1217066.3229033758, 844774.9005394366 1217024.6801458437, 845332.0453524748 1216927.9729254132, 845746.8397331163 1216847.5698338593, 846251.2872615373 1216753.1672790437, 846614.9280822151 1216680.8940742183, 847000.2992630568 1216608.8652453625, 847403.5889356972 1216534.405510212, 847749.7338662066 1216467.0744868296, 847979.0217216038 1216597.9435734486, 848217.3564192897 1216734.0160348802, 848476.9791637058 1216881.7012647747, 848800.5599919574 1217066.9355908036, 849130.0441776362 1217254.4297446897, 849458.8396427021 1217438.4989960764, 849808.388351562 1217635.9061424062, 850134.3768795537 1217820.9733257224, 850397.9218160997 1217971.9877239938, 850594.242154256 1218123.8141206147, 850797.0406084647 1218274.3937098403, 851053.619780327 1218471.4884831265, 851351.4093792384 1218698.4643738493, 851689.198048701 1218957.945762569, 852012.6178642109 1219202.9914755553, 852288.418971196 1219413.264349824, 852564.9292827933 1219625.4531028273, 852906.3777975487 1219883.8183201544, 853197.2799533389 1220108.1197240513, 853522.5559701736 1220354.6469424306, 853838.9226305888 1220598.0369105616, 854119.9750848485 1220809.3969346303, 854373.407319512 1221009.8292069621, 854501.6385158894 1221173.0348709144, 854625.0962167309 1221330.3642328924, 854773.742417926 1221518.578990173, 855109.0124504981 1221950.666897576, 855324.1282854399 1222219.3486104284, 855554.9575045644 1222513.5657466885, 855804.8780040392 1222831.4619177058, 856017.5251428817 1223103.6799651652, 856233.9401957546 1223379.1534128794, 856466.1850166742 1223676.3767512646, 856696.4165886778 1223969.2063507307, 856895.6520829437 1224224.8856854814, 857127.1519728485 1224522.0207194255, 857346.3978925858 1224797.89280857, 857523.3332442744 1225026.0673306836, 857696.4069291325 1225245.0197862645, 857883.4756936828 1225484.3843477261, 858098.3264318844 1225759.7631190973, 858211.6918520251 1225894.3567908362) | line | [10 empty] | 6 | 2 |  |  | 1604 | 791 | 1 | FALSE | FALSE | 2 | FALSE | TRUE |  | 791 |  |  | 858211.6919 | 1225894.3568 | 1604 | 839453.8697 | 1213926.8863 | 791 | 858211.6919 | 1225894.3568
VN | 925999760 | LINEVN1506b | 220 | 28.6868 | [5 empty] | 50 | 6 cables - 2 systems | LINESTRING (839453.8696652905 1213926.8863366777, 839421.1578913785 1213940.2575982427, 839475.7567389276 1213996.52022477, 839638.6729964537 1213964.3729658576, 839921.5234492074 1213914.2311424331, 840291.0131701331 1214113.7088314462, 840671.5138629138 1214184.7094268592, 840949.0823301144 1214233.7184633075, 841309.1725258117 1214305.0360373422, 841590.7241644047 1214591.9753739738, 841888.4974999782 1214898.8980483126, 842092.3363691047 1215108.6279684443, 842437.7675495399 1215305.8494157959, 842817.5870673393 1215525.9253060147, 843133.1065629742 1215704.4065882005, 843427.6796166203 1215873.6144713298, 843654.0664604907 1216163.7025565312, 843893.8021318577 1216475.2836245336, 844085.7936492458 1216721.3414397724, 844353.6282058755 1217066.3229033758, 844774.9005394366 1217024.6801458437, 845332.0453524748 1216927.9729254132, 845746.8397331163 1216847.5698338593, 846251.2872615373 1216753.1672790437, 846614.9280822151 1216680.8940742183, 847000.2992630568 1216608.8652453625, 847403.5889356972 1216534.405510212, 847749.7338662066 1216467.0744868296, 847979.0217216038 1216597.9435734486, 848217.3564192897 1216734.0160348802, 848476.9791637058 1216881.7012647747, 848800.5599919574 1217066.9355908036, 849130.0441776362 1217254.4297446897, 849458.8396427021 1217438.4989960764, 849808.388351562 1217635.9061424062, 850134.3768795537 1217820.9733257224, 850397.9218160997 1217971.9877239938, 850594.242154256 1218123.8141206147, 850797.0406084647 1218274.3937098403, 851053.619780327 1218471.4884831265, 851351.4093792384 1218698.4643738493, 851689.198048701 1218957.945762569, 852012.6178642109 1219202.9914755553, 852288.418971196 1219413.264349824, 852564.9292827933 1219625.4531028273, 852906.3777975487 1219883.8183201544, 853197.2799533389 1220108.1197240513, 853522.5559701736 1220354.6469424306, 853838.9226305888 1220598.0369105616, 854119.9750848485 1220809.3969346303, 854373.407319512 1221009.8292069621, 854501.6385158894 1221173.0348709144, 854625.0962167309 1221330.3642328924, 854773.742417926 1221518.578990173, 855109.0124504981 1221950.666897576, 855324.1282854399 1222219.3486104284, 855554.9575045644 1222513.5657466885, 855804.8780040392 1222831.4619177058, 856017.5251428817 1223103.6799651652, 856233.9401957546 1223379.1534128794, 856466.1850166742 1223676.3767512646, 856696.4165886778 1223969.2063507307, 856895.6520829437 1224224.8856854814, 857127.1519728485 1224522.0207194255, 857346.3978925858 1224797.89280857, 857523.3332442744 1225026.0673306836, 857696.4069291325 1225245.0197862645, 857883.4756936828 1225484.3843477261, 858098.3264318844 1225759.7631190973, 858211.6918520251 1225894.3567908362) | line | [10 empty] | 6 | 2 |  |  | 1604 | 791 | 1 | FALSE | FALSE | 2 | FALSE | TRUE |  | 791 |  |  | 858211.6919 | 1225894.3568 | 1604 | 839453.8697 | 1213926.8863 | 791 | 858211.6919 | 1225894.3568
VN | 931979268 | LINEVN1507a | 220 | 4.1401 | [5 empty] | 50 | 6 cables - 2 systems | LINESTRING (939188.3023596836 1295015.695393272, 939167.4274028228 1295040.7271655265, 938871.8887184423 1295174.5233418609, 938622.6805642578 1295183.7870951234, 938298.3623652806 1295198.3907884455, 938003.9918118349 1295209.9208701346, 937687.9070707567 1295223.483939739, 937409.9701604461 1295233.5016677442, 937341.6144540985 1295650.918037268, 937271.8142373062 1296067.7260279271, 937205.2049994415 1296497.526124355, 937155.5959847844 1296843.4223733933) | line | [10 empty] | 6 |  |  |  | 1605 | 1606 | 1 | FALSE | FALSE | 2 | FALSE | FALSE | [6 empty] | 1605 | 939188.3024 | 1295015.6954 | 1606 | 937155.596 | 1296843.4224
VN | 931979268 | LINEVN1507b | 220 | 4.1401 | [5 empty] | 50 | 6 cables - 2 systems | LINESTRING (939188.3023596836 1295015.695393272, 939167.4274028228 1295040.7271655265, 938871.8887184423 1295174.5233418609, 938622.6805642578 1295183.7870951234, 938298.3623652806 1295198.3907884455, 938003.9918118349 1295209.9208701346, 937687.9070707567 1295223.483939739, 937409.9701604461 1295233.5016677442, 937341.6144540985 1295650.918037268, 937271.8142373062 1296067.7260279271, 937205.2049994415 1296497.526124355, 937155.5959847844 1296843.4223733933) | line | [10 empty] | 6 |  |  |  | 1605 | 1606 | 1 | FALSE | FALSE | 2 | FALSE | FALSE | [6 empty] | 1605 | 939188.3024 | 1295015.6954 | 1606 | 937155.596 | 1296843.4224
VN | 939497098 | LINEVN1508a | 500 | 21.6603 | [5 empty] | 50 | 6 cables - 2 systems | LINESTRING (421784.01871671464 2332551.298797006, 421625.53531763 2333111.599182599, 421518.00357733836 2333497.73136077, 421327.02904843126 2334204.005096343, 421259.7576236838 2334511.495483715, 421174.8010734706 2334812.341137368, 420804.5919346602 2335318.9863315406, 420427.5037011026 2335820.029194506, 420260.4388935416 2336051.0364780393, 420027.6593024465 2336369.361891017, 419779.42460713047 2336704.534854375, 419217.68920355604 2337472.549099885, 419014.4005777507 2337738.160020926, 418706.3714526875 2338078.9245571475, 418207.5119515656 2338635.381141085, 418071.68119557033 2338785.3919794024, 417805.37314421986 2339080.963262998, 417567.5165635507 2339352.0794095392, 417291.90795094677 2339656.948628599, 416882.0749899844 2340109.002997059, 416561.3923577845 2340475.8536702907, 416312.71417258703 2340683.134675998, 416026.1054330426 2340929.13178874, 415658.32535589556 2341231.490554831, 415464.22441433347 2341391.7631963515, 415066.3506425008 2341724.984005362, 414941.2814425358 2341930.001022985, 414727.3838737676 2342289.9642138854, 414582.4593211486 2342532.100894513, 414339.5944095492 2342942.0293806163, 414066.78164716956 2343393.448969383, 413718.6800058722 2343986.5605910122, 413459.54551515356 2344290.7286539623, 413192.7974542504 2344598.0185824237, 413045.89106181404 2344775.0863996856, 412618.210068996 2345273.6651350115, 412431.5594785524 2345485.2414026875, 412210.4088565069 2345742.7293418883, 412025.22095347114 2345957.988848311, 411833.84991002537 2346215.411634142, 411491.0588851711 2347041.4368868154) | line | [10 empty] | 6 |  |  |  | 1419 | 594 | 1 | FALSE | FALSE | 2 | TRUE | TRUE | 1419 | 594 | 421784.0187 | 2332551.2988 | 411491.0589 | 2347041.4369 | 1419 | 421784.0187 | 2332551.2988 | 594 | 411491.0589 | 2347041.4369
VN | 939497098 | LINEVN1508b | 500 | 21.6603 | [5 empty] | 50 | 6 cables - 2 systems | LINESTRING (421784.01871671464 2332551.298797006, 421625.53531763 2333111.599182599, 421518.00357733836 2333497.73136077, 421327.02904843126 2334204.005096343, 421259.7576236838 2334511.495483715, 421174.8010734706 2334812.341137368, 420804.5919346602 2335318.9863315406, 420427.5037011026 2335820.029194506, 420260.4388935416 2336051.0364780393, 420027.6593024465 2336369.361891017, 419779.42460713047 2336704.534854375, 419217.68920355604 2337472.549099885, 419014.4005777507 2337738.160020926, 418706.3714526875 2338078.9245571475, 418207.5119515656 2338635.381141085, 418071.68119557033 2338785.3919794024, 417805.37314421986 2339080.963262998, 417567.5165635507 2339352.0794095392, 417291.90795094677 2339656.948628599, 416882.0749899844 2340109.002997059, 416561.3923577845 2340475.8536702907, 416312.71417258703 2340683.134675998, 416026.1054330426 2340929.13178874, 415658.32535589556 2341231.490554831, 415464.22441433347 2341391.7631963515, 415066.3506425008 2341724.984005362, 414941.2814425358 2341930.001022985, 414727.3838737676 2342289.9642138854, 414582.4593211486 2342532.100894513, 414339.5944095492 2342942.0293806163, 414066.78164716956 2343393.448969383, 413718.6800058722 2343986.5605910122, 413459.54551515356 2344290.7286539623, 413192.7974542504 2344598.0185824237, 413045.89106181404 2344775.0863996856, 412618.210068996 2345273.6651350115, 412431.5594785524 2345485.2414026875, 412210.4088565069 2345742.7293418883, 412025.22095347114 2345957.988848311, 411833.84991002537 2346215.411634142, 411491.0588851711 2347041.4368868154) | line | [10 empty] | 6 |  |  |  | 1419 | 594 | 1 | FALSE | FALSE | 2 | TRUE | TRUE | 1419 | 594 | 421784.0187 | 2332551.2988 | 411491.0589 | 2347041.4369 | 1419 | 421784.0187 | 2332551.2988 | 594 | 411491.0589 | 2347041.4369
VN | 968241330 | LINEVN1509 |  | 0.79834 | [6 empty] | multiple vlevels | LINESTRING (560156.3682891486 1144654.2448227757, 559744.1437571429 1144795.3218046464, 559526.72367835 1144869.0548506817) | line | [14 empty] | 1607 | 1608 | 0 | FALSE | FALSE | 1 | FALSE | FALSE | [6 empty] | 1607 | 560156.3683 | 1144654.2448 | 1608 | 559526.7237 | 1144869.0549
VN | 968433553 | LINEVN1510a | 110 | 10.6834 | [5 empty] | 50 | 6 cables - 2 systems | LINESTRING (515921.1781950327 1181064.647809966, 515905.9038941713 1181081.236959502, 515793.6146615814 1180963.4508991155, 515610.369268851 1180780.9276816042, 515467.675877275 1180639.279097701, 515340.0990617646 1180512.6310872755, 515220.66504529933 1180394.0698008942, 515099.91844275704 1180274.192604526, 515216.15030801855 1180098.219682712, 515402.95381312014 1179876.8134660812, 515600.9878645291 1179639.3036278568, 515444.3516588647 1179484.5022885604, 515311.14043651655 1179352.6441874958, 515179.4794201542 1179224.657224143, 515050.2903040419 1179093.874513693, 514932.3154397167 1178975.9231960147, 514788.321278266 1178833.6690628775, 514654.2193490168 1178701.1719774946, 514525.309663242 1178572.4812239928, 514394.3653922863 1178442.319559552, 514235.61952556466 1178284.5378211266, 514014.96240173694 1178065.1999382945, 513888.3107776283 1177939.011492929, 513760.42243659194 1177812.5797891181, 513632.2822848831 1177684.4236224522, 513504.7961597973 1177559.3420187626, 513377.01517671114 1177430.7557853872, 513244.4445035984 1177297.7565114123, 513100.8299326256 1177155.3220420936, 512973.5491100532 1177026.4611669532, 512716.63258811744 1176769.978391454, 512464.3257549333 1176518.8950605902, 512338.64654079033 1176393.829742917, 512209.7303889395 1176264.6948384491, 512083.3717117759 1176138.1154771398, 511956.00619265484 1176010.541137943, 511828.2897764024 1175882.7902647655, 511700.22251435026 1175754.6970094328, 511574.16612963064 1175628.5951666601, 511454.996837951 1175510.4902018833, 511332.30561689613 1175389.8746020524, 511211.9324007796 1175269.0280346058, 511091.2518067963 1175148.9889565522, 510961.7801304411 1175017.260449482, 510807.73751638044 1174862.1616175298, 510693.19963996357 1174746.9246126683) | line | [10 empty] | 6 | 2 |  |  | 1609 | 1610 | 1 | FALSE | FALSE | 2 | FALSE | TRUE |  | 1610 |  |  | 510693.1996 | 1174746.9246 | 1609 | 515921.1782 | 1181064.6478 | 1610 | 510693.1996 | 1174746.9246
VN | 968433553 | LINEVN1510b | 110 | 10.6834 | [5 empty] | 50 | 6 cables - 2 systems | LINESTRING (515921.1781950327 1181064.647809966, 515905.9038941713 1181081.236959502, 515793.6146615814 1180963.4508991155, 515610.369268851 1180780.9276816042, 515467.675877275 1180639.279097701, 515340.0990617646 1180512.6310872755, 515220.66504529933 1180394.0698008942, 515099.91844275704 1180274.192604526, 515216.15030801855 1180098.219682712, 515402.95381312014 1179876.8134660812, 515600.9878645291 1179639.3036278568, 515444.3516588647 1179484.5022885604, 515311.14043651655 1179352.6441874958, 515179.4794201542 1179224.657224143, 515050.2903040419 1179093.874513693, 514932.3154397167 1178975.9231960147, 514788.321278266 1178833.6690628775, 514654.2193490168 1178701.1719774946, 514525.309663242 1178572.4812239928, 514394.3653922863 1178442.319559552, 514235.61952556466 1178284.5378211266, 514014.96240173694 1178065.1999382945, 513888.3107776283 1177939.011492929, 513760.42243659194 1177812.5797891181, 513632.2822848831 1177684.4236224522, 513504.7961597973 1177559.3420187626, 513377.01517671114 1177430.7557853872, 513244.4445035984 1177297.7565114123, 513100.8299326256 1177155.3220420936, 512973.5491100532 1177026.4611669532, 512716.63258811744 1176769.978391454, 512464.3257549333 1176518.8950605902, 512338.64654079033 1176393.829742917, 512209.7303889395 1176264.6948384491, 512083.3717117759 1176138.1154771398, 511956.00619265484 1176010.541137943, 511828.2897764024 1175882.7902647655, 511700.22251435026 1175754.6970094328, 511574.16612963064 1175628.5951666601, 511454.996837951 1175510.4902018833, 511332.30561689613 1175389.8746020524, 511211.9324007796 1175269.0280346058, 511091.2518067963 1175148.9889565522, 510961.7801304411 1175017.260449482, 510807.73751638044 1174862.1616175298, 510693.19963996357 1174746.9246126683) | line | [10 empty] | 6 | 2 |  |  | 1609 | 1610 | 1 | FALSE | FALSE | 2 | FALSE | TRUE |  | 1610 |  |  | 510693.1996 | 1174746.9246 | 1609 | 515921.1782 | 1181064.6478 | 1610 | 510693.1996 | 1174746.9246
VN | 969705784 | LINEVN1511 |  | 17.3273 | [6 empty] | multiple vlevels | LINESTRING (928146.3681089929 1546213.0553858625, 928295.0125896027 1545902.7097913953, 928494.0170839252 1545533.4731886033, 928692.7115529509 1545148.0677937216, 928878.6385777631 1544797.3593690044, 929047.1058158732 1544465.9705944264, 929235.6784507646 1544113.5658067167, 929420.4686506349 1543762.2507392808, 929511.7562524911 1543496.5211076585, 929617.831584858 1543179.9531278901, 929702.5511325435 1542925.0776321883, 929814.5429465715 1542601.967498708, 929898.2368585668 1542339.2697739035, 930053.4570314172 1541897.9594663256, 930370.8922095408 1541779.1585816198, 930587.7642754265 1541698.7984956016, 930835.0073109095 1541608.5495222139, 931234.3013647435 1541458.8003189832, 931509.0536927527 1541357.188365336, 931801.9300389388 1541248.9538240489, 932100.4029813574 1541135.904536339, 932388.597481641 1541030.2019090801, 932707.2198976167 1540911.4323394855, 932984.9136576278 1540808.4408708338, 933311.4079035037 1540843.947863274, 933662.5335332807 1540882.4796884833, 934030.8083860104 1540920.7403945231, 934407.1274904797 1540964.3200010543, 934778.0283922885 1541002.3369731682, 935074.3405624342 1541035.927421381, 935300.5044399314 1540854.434210487, 935551.9534497748 1540655.4644862234, 935839.9466813941 1540425.938149878, 936142.2627915607 1540174.7260059288, 936412.6144652821 1539957.8871686286, 936556.985110648 1539581.887562173, 936703.4607750985 1539218.6069780178, 936961.3542001188 1539189.208340791, 937244.3132538584 1539155.3147638363, 937221.7326568372 1538962.3806943232, 937244.9212308845 1538760.1117860149, 937237.5113102334 1538563.532555528, 937202.4730487452 1538385.2442704644, 937312.8086117766 1538183.87689381, 937408.2709846748 1537779.583542071) | line | [14 empty] | 1611 | 1612 | 0 | FALSE | FALSE | 1 | FALSE | FALSE | [6 empty] | 1611 | 928146.3681 | 1546213.0554 | 1612 | 937408.271 | 1537779.5835
VN | 969705785 | LINEVN1512 | 220 | 62.1159 | [5 empty] | 50 |  | LINESTRING (931813.2337953254 1575132.545670024, 931842.2209703452 1574829.4296205223, 931884.7819875069 1574513.0537658287, 931925.0215453403 1574197.0703173561, 932162.2409136763 1573965.6238364852, 932365.6984061233 1573774.376181762, 932404.7882994195 1573407.1947014676, 932451.6798230952 1572965.4766396177, 932491.3550394566 1572606.3540067177, 932597.099459925 1572210.0267555264, 932693.5556443317 1571846.9779006995, 932822.5296052425 1571381.843985413, 933005.1726914879 1570697.3328948622, 933110.5687554306 1570287.704628585, 933189.6121170863 1570010.5343719306, 933199.3969524871 1569626.3610949104, 933204.1647835567 1569272.2140216485, 933217.5527764182 1568813.4097489074, 933227.2959774307 1568389.123295615, 933236.8251750888 1568027.6963460832, 933244.2780239701 1567627.0081818495, 933255.570555557 1567162.5139268164, 933265.5452874077 1566681.9765362036, 933270.0967995424 1566458.5747609118, 933193.0821713454 1565999.3207734276, 933165.3573519537 1565800.5119869788, 933074.7328012733 1565257.886102379, 932964.4976141849 1564585.354112929, 932913.6468899562 1564274.9057501515, 932853.2962307017 1563891.4548841831, 932792.5231861167 1563524.2953001324, 932643.6336325344 1563244.0168857668, 932490.2359980133 1562955.0157454612, 932296.8659998087 1562585.1555278266, 932071.6079378447 1562160.807212041, 931649.7831592739 1561356.7364824354, 931511.441654729 1561093.935995731, 931259.8896991151 1560618.5124367597, 931103.259227085 1560321.370210543, 930966.2301391398 1560066.5253588692, 930843.3074705338 1559826.4779653305, 930754.7864457387 1559654.654134927, 930817.35836942 1559354.0049094353, 930884.728292818 1559018.6804040126, 930946.6413378994 1558735.2481635737, 931020.5364059089 1558378.315193593, 931091.1803359617 1558038.278263681, 931168.1473339429 1557676.4078635739, 931225.3000065966 1557404.490739686, 931278.7774743831 1557152.1233958937, 931349.4824041475 1556808.6054323057, 931410.0447734634 1556523.3196887458, 931491.706639617 1556141.3167558804, 931567.6945516914 1555777.3883834134, 931618.591084715 1555523.5130219024, 931710.1876892685 1555095.0693235723, 931798.6390984438 1554706.6723663376, 931885.7055609773 1554451.2360341123, 931988.4609446733 1554165.565874765, 932113.5217527892 1553813.7533062855, 932233.7415417465 1553469.8741362807, 932331.154427882 1553195.6984574953, 932434.2355988836 1552912.250370409, 932551.6671932748 1552579.2658652922, 932659.4502598782 1552284.2781657567, 932753.8832088881 1552014.4416281625, 932874.6739182966 1551676.4578166737, 932974.2598377325 1551398.4818517666, 933106.9189277086 1551027.9372857264, 933209.6788592373 1550738.5288029767, 933318.2251364104 1550437.3996743711, 933423.4834775873 1550129.784275274, 933542.3220530302 1549799.670856451, 933609.9186434486 1549298.4395231057, 933574.6882826514 1548913.762131217, 933545.2272793599 1548578.2309460687, 933499.8639657334 1548127.2945610152, 933463.3687856944 1547731.754410716, 933722.3405726403 1547084.2335019715, 933973.1804488618 1546453.8695779904, 933889.0669677616 1546087.3679301476, 933771.8691919879 1545624.196384817, 933669.7031367118 1545216.2602072977, 933553.274355625 1544749.7793059763, 933492.3164385301 1544498.665760855, 933437.0503834679 1544150.817233349, 933387.1437567128 1543846.4865451464, 933338.3547804656 1543536.1108000912, 933221.8570890038 1543231.667135784, 933105.8463973312 1542928.3085029253, 932990.3711031757 1542623.8072787637, 932870.1609783098 1542319.227729015, 932755.87759125 1542016.179573778, 932919.8235354754 1541705.0206439283, 933118.1305985306 1541332.421333671, 933319.9745403947 1540946.8546846602, 933503.6526788487 1540596.492766775, 933676.0164933258 1540267.3708615217, 933863.2054669799 1539912.2120064122, 934048.0710348357 1539560.838890345, 934139.4130995262 1539295.0760016656, 934245.5529890815 1538978.4522274015, 934330.3243488627 1538723.531995393, 934442.3828044743 1538400.3665430918, 934526.129290052 1538137.6235679938, 934681.4409526358 1537696.2360871613, 934998.9600530136 1537577.4501662825, 935215.8892838866 1537497.1043912119, 935463.2081181186 1537406.8735206234, 935862.607873695 1537257.1376972592, 936137.4217245474 1537155.546612727, 936430.3753616707 1537047.3241478477, 936728.9272318084 1536934.298530521, 937017.1978819935 1536828.596354118, 937335.9042998694 1536709.852854803, 937613.6714181119 1536606.8716087558, 937940.2312110061 1536642.4350664755, 938291.4273186238 1536681.0267883062, 938659.7767711098 1536719.3274965456, 939036.1711686971 1536762.9705891893, 939407.1469276901 1536801.050051835, 939703.5186531134 1536834.6817122952, 939929.7550736871 1536653.1769743932, 940181.2843060037 1536454.198266919, 940469.3695370008 1536224.6663752426, 940771.7836846639 1535973.4384601405, 941042.2327424842 1535756.592445568, 941186.6728403093 1535380.5277081379, 941333.2275926471 1535017.1830427737, 941591.1913743801 1534987.8065144236, 941874.2155582786 1534953.9601516747, 941851.6444445625 1534760.9805295249, 941874.8643845082 1534558.6719141002, 941867.4785043101 1534362.0491665085, 941832.455993528 1534183.7145467207, 941942.8415714891 1533982.3191122056, 942147.827910142 1533618.3759040604, 942388.8452170765 1533187.1806352446, 942768.824627263 1532515.340047689, 942892.8621132277 1532348.816517172, 943203.4739948915 1531927.6052353906, 943444.7883438767 1531599.6215344593, 943458.8896024779 1531386.731609421, 943492.823964867 1531368.5075622532) | line | [10 empty] | 3 | 1 |  |  | 1613 | 1614 | 1 | FALSE | FALSE | 1 | TRUE | FALSE | 1613 |  | 931813.2338 | 1575132.5457 |  |  | 1613 | 931813.2338 | 1575132.5457 | 1614 | 943492.824 | 1531368.5076
VN | 972472767 | LINEVN1513 | 220 | 0.076283 | [7 empty] | LINESTRING (668465.975520919 1931358.6658243677, 668463.8373927814 1931295.1329839267) | line |  | Đồng Hới - Vũng Áng | [12 empty] | 462 | 1615 | 1 | FALSE | FALSE | 1 | TRUE | FALSE | 462 |  | 668465.9755 | 1931358.6658 |  |  | 462 | 668465.9755 | 1931358.6658 | 1615 | 668463.8374 | 1931295.133
VN | 972472768 | LINEVN1514 |  | 0.063063 | [6 empty] | multiple vlevels | LINESTRING (668465.975520919 1931358.6658243677, 668444.4820836437 1931310.709800679) | line | [14 empty] | 462 | 1616 | 0 | FALSE | FALSE | 1 | TRUE | FALSE | 462 |  | 668465.9755 | 1931358.6658 |  |  | 462 | 668465.9755 | 1931358.6658 | 1616 | 668444.4821 | 1931310.7098
VN | 972472769 | LINEVN1515 | 110 | 1.9726 | [7 empty] | LINESTRING (668442.964775958 1931178.84174313, 668463.640513487 1931159.0481907479, 668513.7042814633 1931134.5518423968, 668605.4213861983 1931049.5651599555, 668734.1717218972 1930983.314016585, 668789.2449538977 1930942.8345445276, 668875.8110164915 1930810.814331208, 668969.1578023606 1930658.0886617284, 669080.7193363553 1930579.7545764404, 669229.2250995417 1930493.982166618, 669377.4920434258 1930370.823372084, 669561.2021111002 1930233.1869032488, 669686.7474758923 1930143.4737011057) | line |  | Đường dây 110kV | [12 empty] | 1617 | 1618 | 1 | FALSE | FALSE | 1 | FALSE | FALSE | [6 empty] | 1617 | 668442.9648 | 1931178.8417 | 1618 | 669686.7475 | 1930143.4737
VN | 972472771 | LINEVN1516 | 500 | 2.8371 | [7 empty] | LINESTRING (548877.2924951054 2137944.784639698, 549193.8224046649 2136760.949957582, 549492.0706749457 2135661.844475828) | line | [14 empty] | 590 | 1619 | 1 | FALSE | FALSE | 1 | TRUE | TRUE | 590 | 1619 | 548877.2925 | 2137944.7846 | 549492.0707 | 2135661.8445 | 590 | 548877.2925 | 2137944.7846 | 1619 | 549492.0707 | 2135661.8445
VN | 977116361 | LINEVN1517 | 220 | 0.090432 | [7 empty] | LINESTRING (668292.4693067458 1931251.9859888637, 668367.7894386263 1931249.523652392) | line | [14 empty] | 1620 | 1621 | 1 | FALSE | FALSE | 1 | TRUE | FALSE | 1620 |  | 668292.4693 | 1931251.986 |  |  | 1620 | 668292.4693 | 1931251.986 | 1621 | 668367.7894 | 1931249.5237
VN | 977116362 | LINEVN1518 |  | 1.5797 | [6 empty] | multiple vlevels | LINESTRING (668292.4693067458 1931251.9859888637, 668083.2233790124 1931380.3787071672, 667750.6862794228 1931573.6358589074, 667707.532509584 1931733.753674113, 667647.2633999797 1931939.3380234, 667698.2868907277 1932084.7189193624, 667741.8606370247 1932230.4921097) | line |  | Đường dây 110kV | [12 empty] | 1620 | 1622 | 0 | FALSE | FALSE | 1 | TRUE | TRUE | 1620 | 1622 | 668292.4693 | 1931251.986 | 667741.8606 | 1932230.4921 | 1620 | 668292.4693 | 1931251.986 | 1622 | 667741.8606 | 1932230.4921
VN | 977116363 | LINEVN1519 |  | 5.1895 | [6 empty] | multiple vlevels | LINESTRING (667741.8606370247 1932230.4921097, 667675.1405498513 1932345.492909241, 667564.9551152952 1932531.5290595866, 667397.1662017147 1932817.3033136441, 667349.4998328877 1932988.0862932017, 667308.8884461146 1933132.9196292334, 667254.9160651871 1933237.933425301, 667221.3339469995 1933415.2519132528, 667163.5225637332 1933626.468498459, 667153.1891986203 1933850.2068526482, 667144.0983860411 1934046.9403822015, 667134.7556159004 1934193.1609959914, 667111.1393863666 1934397.2228636406, 667103.7338330916 1934550.653205835, 667095.642055677 1934666.2943460753, 667083.0119478453 1934972.6861491692, 667046.4592924886 1935346.7336920006, 667036.0444664053 1935486.504421069, 667034.5667364112 1935648.7048097588, 667015.018482846 1935911.976991672, 667007.5399490246 1936075.5444672639, 666977.6530655404 1936417.994952458) | line | [14 empty] | 1622 | 1623 | 0 | FALSE | FALSE | 1 | TRUE | FALSE | 1622 |  | 667741.8606 | 1932230.4921 |  |  | 1622 | 667741.8606 | 1932230.4921 | 1623 | 666977.6531 | 1936417.995
VN | 977116364 | LINEVN1520 |  | 5.8568 | [6 empty] | multiple vlevels | LINESTRING (667741.8606370247 1932230.4921097, 667607.9695824352 1932317.3686005631, 667461.7363393797 1932595.8504653345, 667329.0164615077 1932851.2478111396, 667226.0920293636 1933051.2900464947, 667122.3406013862 1933230.7961296234, 667058.6858486786 1933416.5875584432, 667004.2906750891 1933622.0223402993, 667014.3914138539 1933925.7792254505, 667034.337327771 1934086.5956813332, 667061.4340296837 1934271.4096582823, 667072.0175604087 1934423.8153531621, 667058.4325234639 1934699.2994739292, 667050.50041483 1934800.7758746746, 667024.7548534473 1935167.6635790893, 667008.8750764129 1935402.1136762402, 667027.2320550124 1935662.4229480752, 666970.7362793393 1936426.1497175414, 666933.6403080376 1936636.087863065, 666889.8717035558 1936883.8541415536) | line | [14 empty] | 1622 | 1624 | 0 | FALSE | FALSE | 1 | TRUE | FALSE | 1622 |  | 667741.8606 | 1932230.4921 |  |  | 1622 | 667741.8606 | 1932230.4921 | 1624 | 666889.8717 | 1936883.8541
VN | 977116365 | LINEVN1521a | 110 | 22.2895 | [5 empty] | 50 | 6 cables - 2 systems | LINESTRING (672804.6038165689 1915758.1731336832, 672775.2879359468 1916013.2155148843, 672701.0840585092 1916680.59055329, 672639.4442791634 1917199.8471268252, 672612.0319164528 1917417.3210981288, 672586.6406796863 1917610.7517769388, 672561.0632733456 1917765.865773399, 672507.836459209 1918131.4683529537, 672467.4413074352 1918388.7083951747, 672423.6282361242 1918641.7140230078, 672393.7915940748 1918852.0624653427, 672351.6468810585 1919102.7470595941, 672277.6022430662 1919457.2064393829, 672329.7334232102 1919671.2685730231, 672267.8268581966 1919950.2958481188, 672246.141704197 1920169.7331670523, 672202.5268455154 1920450.1213626105, 672097.8583452738 1920645.9155847863, 671982.242014052 1920862.2473647573, 671887.2996106823 1921040.6379973874, 671756.8269508225 1921283.8497373364, 671624.04602081 1921535.2324587994, 671516.3445166419 1921735.2863195324, 671399.6879321942 1921952.840166704, 671269.5047207832 1922197.0415533527, 671175.6033935221 1922375.5871690789, 671048.2422584776 1922612.077221051, 670947.116336594 1922800.999393515, 670871.2519070753 1922944.2598808508, 670707.7503259971 1923252.5296088876, 670535.6329395659 1923575.0602451195, 670420.8365990771 1923789.7893768789, 670343.1521459015 1923936.7657053918, 670227.2178106813 1924150.7999216071, 670137.9945472644 1924322.1389983175, 670031.7640071559 1924518.547490511, 669885.6865855522 1924792.9356513221, 669765.8809024782 1925022.5000093924, 669649.1084953896 1925241.5651972156, 669551.8161597764 1925425.9977827906, 669501.4206965388 1925522.9253411249, 669433.1270228011 1925647.3609362193, 669300.4887900981 1925898.191209366, 669174.019939451 1926130.6685979064, 669059.2421052429 1926345.1156309643, 668953.1563918769 1926543.0677154614, 668838.3032720471 1926755.5893180254, 668708.6478279941 1927000.6921736696, 668575.9668209171 1927248.4266533048, 668524.1428343527 1927361.0595611704, 668474.4907209587 1927484.7335348192, 668410.0736339416 1927558.2170207251, 668151.2935716711 1927590.4590492651, 667920.8441556616 1927615.534521917, 667809.2107159807 1927631.9210705948, 667720.6579541063 1927784.038736196, 667594.2744109312 1927996.7693571306, 667444.3053758492 1928247.2997150193, 667296.5789869612 1928499.4098496886, 667187.1071301004 1928719.6856469868, 667068.3831381671 1928965.9599729436, 666974.1640713149 1929121.1764686543, 666632.2402317957 1929696.7028499944, 666467.3797550683 1929973.1572800253, 666505.6026931677 1930172.1154272286, 666594.8931360205 1930224.1449029173, 666794.657056796 1930347.1935595155, 667066.5780922221 1930507.4489765943, 667267.1495693874 1930624.666002777, 667365.887667685 1930768.369413981, 667481.7021726895 1930927.8192788777, 667711.5040069822 1930962.2896754385, 667985.9906977979 1931009.8270625507, 668236.6557492465 1931234.7115475785, 668299.3101576705 1931232.7636103416, 668373.152090191 1931180.641261598) | line | [10 empty] | 6 | 2 |  |  | 1625 | 1626 | 1 | FALSE | FALSE | 2 | TRUE | FALSE | 1625 |  | 672804.6038 | 1915758.1731 |  |  | 1625 | 672804.6038 | 1915758.1731 | 1626 | 668373.1521 | 1931180.6413
VN | 977116365 | LINEVN1521b | 110 | 22.2895 | [5 empty] | 50 | 6 cables - 2 systems | LINESTRING (672804.6038165689 1915758.1731336832, 672775.2879359468 1916013.2155148843, 672701.0840585092 1916680.59055329, 672639.4442791634 1917199.8471268252, 672612.0319164528 1917417.3210981288, 672586.6406796863 1917610.7517769388, 672561.0632733456 1917765.865773399, 672507.836459209 1918131.4683529537, 672467.4413074352 1918388.7083951747, 672423.6282361242 1918641.7140230078, 672393.7915940748 1918852.0624653427, 672351.6468810585 1919102.7470595941, 672277.6022430662 1919457.2064393829, 672329.7334232102 1919671.2685730231, 672267.8268581966 1919950.2958481188, 672246.141704197 1920169.7331670523, 672202.5268455154 1920450.1213626105, 672097.8583452738 1920645.9155847863, 671982.242014052 1920862.2473647573, 671887.2996106823 1921040.6379973874, 671756.8269508225 1921283.8497373364, 671624.04602081 1921535.2324587994, 671516.3445166419 1921735.2863195324, 671399.6879321942 1921952.840166704, 671269.5047207832 1922197.0415533527, 671175.6033935221 1922375.5871690789, 671048.2422584776 1922612.077221051, 670947.116336594 1922800.999393515, 670871.2519070753 1922944.2598808508, 670707.7503259971 1923252.5296088876, 670535.6329395659 1923575.0602451195, 670420.8365990771 1923789.7893768789, 670343.1521459015 1923936.7657053918, 670227.2178106813 1924150.7999216071, 670137.9945472644 1924322.1389983175, 670031.7640071559 1924518.547490511, 669885.6865855522 1924792.9356513221, 669765.8809024782 1925022.5000093924, 669649.1084953896 1925241.5651972156, 669551.8161597764 1925425.9977827906, 669501.4206965388 1925522.9253411249, 669433.1270228011 1925647.3609362193, 669300.4887900981 1925898.191209366, 669174.019939451 1926130.6685979064, 669059.2421052429 1926345.1156309643, 668953.1563918769 1926543.0677154614, 668838.3032720471 1926755.5893180254, 668708.6478279941 1927000.6921736696, 668575.9668209171 1927248.4266533048, 668524.1428343527 1927361.0595611704, 668474.4907209587 1927484.7335348192, 668410.0736339416 1927558.2170207251, 668151.2935716711 1927590.4590492651, 667920.8441556616 1927615.534521917, 667809.2107159807 1927631.9210705948, 667720.6579541063 1927784.038736196, 667594.2744109312 1927996.7693571306, 667444.3053758492 1928247.2997150193, 667296.5789869612 1928499.4098496886, 667187.1071301004 1928719.6856469868, 667068.3831381671 1928965.9599729436, 666974.1640713149 1929121.1764686543, 666632.2402317957 1929696.7028499944, 666467.3797550683 1929973.1572800253, 666505.6026931677 1930172.1154272286, 666594.8931360205 1930224.1449029173, 666794.657056796 1930347.1935595155, 667066.5780922221 1930507.4489765943, 667267.1495693874 1930624.666002777, 667365.887667685 1930768.369413981, 667481.7021726895 1930927.8192788777, 667711.5040069822 1930962.2896754385, 667985.9906977979 1931009.8270625507, 668236.6557492465 1931234.7115475785, 668299.3101576705 1931232.7636103416, 668373.152090191 1931180.641261598) | line | [10 empty] | 6 | 2 |  |  | 1625 | 1626 | 1 | FALSE | FALSE | 2 | TRUE | FALSE | 1625 |  | 672804.6038 | 1915758.1731 |  |  | 1625 | 672804.6038 | 1915758.1731 | 1626 | 668373.1521 | 1931180.6413
VN | 977116366 | LINEVN1522a | 110 | 54.5495 | [5 empty] | 50 | 6 cables - 2 systems | LINESTRING (678852.4891440001 1910351.1549329725, 678993.8386440026 1910162.4902433306, 679168.4939511373 1909924.080537645, 679334.8105570832 1909700.91665003, 679509.9855767547 1909463.5319291211, 679687.221184472 1909225.6572826006, 679853.9848164528 1909000.0545840808, 680004.8371343801 1908793.3054495195, 680209.1046755984 1908536.2144219996, 680403.7554189423 1908269.1459903056, 680552.2018294593 1908055.406159113, 680679.1194084623 1907878.6982774364, 680859.0525365564 1907647.8609295092, 680998.442360693 1907449.095824204, 681172.58204524 1907218.751848858, 681347.7101393825 1906986.503016936, 681520.9530309135 1906751.3832077885, 681684.4939836675 1906531.3857693328, 681862.5888407013 1906289.6593514201, 682049.6653039892 1906055.0416441818, 682239.014110816 1905796.1185281686, 682415.1478525961 1905573.038576043, 682576.6149750424 1905355.0756880946, 682735.1596450597 1905152.759732149, 682900.4845032804 1904919.150048618, 683042.2963143692 1904721.2913086633, 683162.367319598 1904570.244559178, 683292.9354814708 1904386.1106744166, 683499.4823786934 1904211.8742255212, 683694.8474377521 1904043.0625385458, 683847.2160258449 1903911.664836409, 684012.6147049749 1903775.78035151, 684218.3146613133 1903594.1601529627, 684441.6159423671 1903414.536601788, 684624.8790636336 1903252.9950614013, 684848.0140864727 1903064.2759656517, 685052.1723893591 1902887.751162584, 685259.6917222575 1902711.6788595922, 685490.5778258558 1902516.4499366977, 685679.428939007 1902354.0368457718, 685881.2687944871 1902190.8237511155, 686049.6320883416 1902038.3668443742, 686200.1110236555 1901913.419225821, 686418.920662624 1901927.3731483812, 686616.5000415005 1901929.161631104, 686806.6234556339 1901935.499743556, 687048.6811893751 1901943.2296437828, 687245.3020435486 1901948.7010998535, 687563.3422180355 1901965.4286825634, 687842.5541435551 1901967.9722066997, 688091.0339519117 1901983.144259117, 688288.5890433136 1901987.7156067356, 688527.8795523342 1901994.5079776547, 688820.9131778611 1902007.340670674, 689093.6012651192 1902012.6084312147, 689380.146349964 1902025.3785145753, 689627.7772103918 1902032.2603844714, 689873.1386987718 1902083.3967927794, 690117.6866668895 1902123.4495445197, 690367.8377792436 1902158.0340642128, 690562.3391984777 1902092.5267022995, 690741.0666022922 1902026.8639469566, 690876.5161166419 1901980.9014700262, 691100.9104944167 1901903.3347503324, 691310.1561217129 1901825.9063562152, 691633.4543691408 1901709.1301561748, 691814.5738489577 1901642.1811277408, 691971.3030533809 1901587.4581250101, 692184.7570178149 1901598.0253813867, 692478.3620097352 1901612.1988874099, 692720.7017841063 1901623.7609783064, 692981.112155273 1901635.83826446, 693272.5477177545 1901651.0764949974, 693517.9831479054 1901660.4191380693, 694035.353526366 1901688.3834405323, 694161.449178983 1901693.6220780448, 694410.4607301732 1901705.1010466733, 694660.461344141 1901716.625597007, 694938.6951287522 1901730.6671397025, 695191.4073562707 1901742.3455895963, 695482.2730832597 1901756.027176132, 695755.3058396521 1901768.8240480027, 696007.2980088874 1901781.2916095508, 696213.0334622144 1901790.2668956388, 696493.7571671715 1901805.4269760207, 696732.6282786961 1901817.13640857, 696972.9461304746 1901827.7556115312, 697186.2993536808 1901837.8428858786, 697370.9490470932 1901693.4836557228, 697570.4108103799 1901538.0553480587, 697752.7000820944 1901395.2259559112, 697966.4764321938 1901227.740639598, 698255.735796448 1901001.2789494179, 698524.5149309051 1900790.8611044786, 698699.5538939756 1900654.3444327249, 698864.9766149716 1900524.4770624049, 699262.6399072432 1900228.0454757595, 699427.775250907 1900096.729121619, 699697.2799694557 1899891.9207708547, 699902.5746778236 1899734.4979948334, 700146.2090883268 1899545.3274646387, 700348.5003169641 1899391.1224003835, 700532.9245661898 1899250.5369886318, 700661.2048026628 1899148.9555363876, 700855.4714648918 1898999.0044842083, 701083.6420142686 1898822.8866564918, 701238.4942480694 1898703.1265490677, 701478.9213481495 1898516.9818202339, 701614.306630763 1898418.8727637676, 701822.882325442 1898264.176676186, 701940.1908032394 1898177.0389997165, 702181.973781322 1897998.2751411186, 702318.3933110884 1897897.4129056502, 702553.5561471996 1897725.9707522572, 702705.8056169945 1897611.861580525, 702808.718733117 1897536.0762312398, 703158.6351857483 1897278.4448095418, 703357.6011518327 1897131.603634372, 703704.7899157221 1896874.6726244502, 703858.9159787111 1896760.4451958712, 704029.6992210078 1896635.380688104, 704188.4499932635 1896515.5337060809, 704398.4899464134 1896361.0067831115, 704681.6425937631 1896146.6362539793, 705023.8684602077 1895890.283499266, 705242.5822230768 1895726.341556432, 705431.5637670162 1895581.6871771743, 705675.457300011 1895399.2705187413, 705828.8865495042 1895284.6167856413, 705997.7702868283 1895152.9498950003, 706225.8096328308 1894986.1208962372, 706534.1207057311 1894756.680746912, 706767.3851764759 1894653.6665949868, 706936.8508507814 1894578.8404696414, 707301.9960718334 1894419.0606988077, 707588.9485541201 1894297.5761255985, 707779.0835949187 1894217.085873056, 708112.5081071764 1894075.9287121326, 708440.5839636221 1893928.424200969, 708706.1055962535 1893813.135760974, 708967.7548938269 1893700.0804785523, 709211.6321783887 1893595.427190624, 709440.7614090983 1893493.7488103372, 709652.6628136397 1893403.3880960566, 709864.3047083566 1893310.4807864255, 710163.7237538912 1893148.087895038, 710389.0170488954 1892955.6453379698, 710594.8749805897 1892779.179341146, 710875.3085592978 1892541.4086243422, 711099.8922643344 1892348.8876306869, 711352.1191031714 1892135.0211497005, 711573.8310649979 1891945.2312824659, 711834.344734694 1891724.5690596784, 712073.4882328579 1891520.5715764607, 712290.954231118 1891335.0615229236, 712547.2363723128 1891117.473715827, 712812.2408982293 1890892.8050385076, 713045.1088589083 1890696.4011655475, 713298.9239196473 1890484.252753958, 713536.8200707017 1890280.1675533226, 713764.603615745 1890086.7619718586, 714003.7681696372 1889884.4652794674, 714225.2386466407 1889696.0241973042, 714478.7531734088 1889480.331079977, 714655.1519034102 1889329.2412099927, 714797.3455888965 1889075.2839865303, 714975.9046592296 1888751.091621123, 715086.1657970531 1888547.3815074216, 715318.0706034706 1888139.438351611, 715385.9859788145 1888014.4814922707) | line | [10 empty] | 6 | 2 |  |  | 1598 | 1601 | 1 | FALSE | FALSE | 2 | TRUE | TRUE | 1598 | 1601 | 678852.4891 | 1910351.1549 | 715385.986 | 1888014.4815 | 1598 | 678852.4891 | 1910351.1549 | 1601 | 715385.986 | 1888014.4815
VN | 977116366 | LINEVN1522b | 110 | 54.5495 | [5 empty] | 50 | 6 cables - 2 systems | LINESTRING (678852.4891440001 1910351.1549329725, 678993.8386440026 1910162.4902433306, 679168.4939511373 1909924.080537645, 679334.8105570832 1909700.91665003, 679509.9855767547 1909463.5319291211, 679687.221184472 1909225.6572826006, 679853.9848164528 1909000.0545840808, 680004.8371343801 1908793.3054495195, 680209.1046755984 1908536.2144219996, 680403.7554189423 1908269.1459903056, 680552.2018294593 1908055.406159113, 680679.1194084623 1907878.6982774364, 680859.0525365564 1907647.8609295092, 680998.442360693 1907449.095824204, 681172.58204524 1907218.751848858, 681347.7101393825 1906986.503016936, 681520.9530309135 1906751.3832077885, 681684.4939836675 1906531.3857693328, 681862.5888407013 1906289.6593514201, 682049.6653039892 1906055.0416441818, 682239.014110816 1905796.1185281686, 682415.1478525961 1905573.038576043, 682576.6149750424 1905355.0756880946, 682735.1596450597 1905152.759732149, 682900.4845032804 1904919.150048618, 683042.2963143692 1904721.2913086633, 683162.367319598 1904570.244559178, 683292.9354814708 1904386.1106744166, 683499.4823786934 1904211.8742255212, 683694.8474377521 1904043.0625385458, 683847.2160258449 1903911.664836409, 684012.6147049749 1903775.78035151, 684218.3146613133 1903594.1601529627, 684441.6159423671 1903414.536601788, 684624.8790636336 1903252.9950614013, 684848.0140864727 1903064.2759656517, 685052.1723893591 1902887.751162584, 685259.6917222575 1902711.6788595922, 685490.5778258558 1902516.4499366977, 685679.428939007 1902354.0368457718, 685881.2687944871 1902190.8237511155, 686049.6320883416 1902038.3668443742, 686200.1110236555 1901913.419225821, 686418.920662624 1901927.3731483812, 686616.5000415005 1901929.161631104, 686806.6234556339 1901935.499743556, 687048.6811893751 1901943.2296437828, 687245.3020435486 1901948.7010998535, 687563.3422180355 1901965.4286825634, 687842.5541435551 1901967.9722066997, 688091.0339519117 1901983.144259117, 688288.5890433136 1901987.7156067356, 688527.8795523342 1901994.5079776547, 688820.9131778611 1902007.340670674, 689093.6012651192 1902012.6084312147, 689380.146349964 1902025.3785145753, 689627.7772103918 1902032.2603844714, 689873.1386987718 1902083.3967927794, 690117.6866668895 1902123.4495445197, 690367.8377792436 1902158.0340642128, 690562.3391984777 1902092.5267022995, 690741.0666022922 1902026.8639469566, 690876.5161166419 1901980.9014700262, 691100.9104944167 1901903.3347503324, 691310.1561217129 1901825.9063562152, 691633.4543691408 1901709.1301561748, 691814.5738489577 1901642.1811277408, 691971.3030533809 1901587.4581250101, 692184.7570178149 1901598.0253813867, 692478.3620097352 1901612.1988874099, 692720.7017841063 1901623.7609783064, 692981.112155273 1901635.83826446, 693272.5477177545 1901651.0764949974, 693517.9831479054 1901660.4191380693, 694035.353526366 1901688.3834405323, 694161.449178983 1901693.6220780448, 694410.4607301732 1901705.1010466733, 694660.461344141 1901716.625597007, 694938.6951287522 1901730.6671397025, 695191.4073562707 1901742.3455895963, 695482.2730832597 1901756.027176132, 695755.3058396521 1901768.8240480027, 696007.2980088874 1901781.2916095508, 696213.0334622144 1901790.2668956388, 696493.7571671715 1901805.4269760207, 696732.6282786961 1901817.13640857, 696972.9461304746 1901827.7556115312, 697186.2993536808 1901837.8428858786, 697370.9490470932 1901693.4836557228, 697570.4108103799 1901538.0553480587, 697752.7000820944 1901395.2259559112, 697966.4764321938 1901227.740639598, 698255.735796448 1901001.2789494179, 698524.5149309051 1900790.8611044786, 698699.5538939756 1900654.3444327249, 698864.9766149716 1900524.4770624049, 699262.6399072432 1900228.0454757595, 699427.775250907 1900096.729121619, 699697.2799694557 1899891.9207708547, 699902.5746778236 1899734.4979948334, 700146.2090883268 1899545.3274646387, 700348.5003169641 1899391.1224003835, 700532.9245661898 1899250.5369886318, 700661.2048026628 1899148.9555363876, 700855.4714648918 1898999.0044842083, 701083.6420142686 1898822.8866564918, 701238.4942480694 1898703.1265490677, 701478.9213481495 1898516.9818202339, 701614.306630763 1898418.8727637676, 701822.882325442 1898264.176676186, 701940.1908032394 1898177.0389997165, 702181.973781322 1897998.2751411186, 702318.3933110884 1897897.4129056502, 702553.5561471996 1897725.9707522572, 702705.8056169945 1897611.861580525, 702808.718733117 1897536.0762312398, 703158.6351857483 1897278.4448095418, 703357.6011518327 1897131.603634372, 703704.7899157221 1896874.6726244502, 703858.9159787111 1896760.4451958712, 704029.6992210078 1896635.380688104, 704188.4499932635 1896515.5337060809, 704398.4899464134 1896361.0067831115, 704681.6425937631 1896146.6362539793, 705023.8684602077 1895890.283499266, 705242.5822230768 1895726.341556432, 705431.5637670162 1895581.6871771743, 705675.457300011 1895399.2705187413, 705828.8865495042 1895284.6167856413, 705997.7702868283 1895152.9498950003, 706225.8096328308 1894986.1208962372, 706534.1207057311 1894756.680746912, 706767.3851764759 1894653.6665949868, 706936.8508507814 1894578.8404696414, 707301.9960718334 1894419.0606988077, 707588.9485541201 1894297.5761255985, 707779.0835949187 1894217.085873056, 708112.5081071764 1894075.9287121326, 708440.5839636221 1893928.424200969, 708706.1055962535 1893813.135760974, 708967.7548938269 1893700.0804785523, 709211.6321783887 1893595.427190624, 709440.7614090983 1893493.7488103372, 709652.6628136397 1893403.3880960566, 709864.3047083566 1893310.4807864255, 710163.7237538912 1893148.087895038, 710389.0170488954 1892955.6453379698, 710594.8749805897 1892779.179341146, 710875.3085592978 1892541.4086243422, 711099.8922643344 1892348.8876306869, 711352.1191031714 1892135.0211497005, 711573.8310649979 1891945.2312824659, 711834.344734694 1891724.5690596784, 712073.4882328579 1891520.5715764607, 712290.954231118 1891335.0615229236, 712547.2363723128 1891117.473715827, 712812.2408982293 1890892.8050385076, 713045.1088589083 1890696.4011655475, 713298.9239196473 1890484.252753958, 713536.8200707017 1890280.1675533226, 713764.603615745 1890086.7619718586, 714003.7681696372 1889884.4652794674, 714225.2386466407 1889696.0241973042, 714478.7531734088 1889480.331079977, 714655.1519034102 1889329.2412099927, 714797.3455888965 1889075.2839865303, 714975.9046592296 1888751.091621123, 715086.1657970531 1888547.3815074216, 715318.0706034706 1888139.438351611, 715385.9859788145 1888014.4814922707) | line | [10 empty] | 6 | 2 |  |  | 1598 | 1601 | 1 | FALSE | FALSE | 2 | TRUE | TRUE | 1598 | 1601 | 678852.4891 | 1910351.1549 | 715385.986 | 1888014.4815 | 1598 | 678852.4891 | 1910351.1549 | 1601 | 715385.986 | 1888014.4815
VN | 982380617 | LINEVN1523 |  | 5.6794 | [6 empty] | multiple vlevels | LINESTRING (655459.7951816015 1950325.835815111, 655403.2980982088 1950387.7596801885, 655222.4209847572 1950524.440038496, 655059.5044297349 1950646.8848799067, 654991.3225570971 1950856.2511921378, 654945.6156807634 1950987.3718181169, 654888.8118821946 1951158.125607861, 654832.196756949 1951321.0456536242, 654793.7537111939 1951433.7520868024, 654728.0337229786 1951634.0853437404, 654680.1416281176 1951765.5325793244, 654568.7153733914 1952088.1006376229, 654495.1179822881 1952292.2802359366, 654478.4828107981 1952370.5050243253, 654508.7963897487 1952510.8335626188, 654549.1563695067 1952725.5423264813, 654579.8487287466 1952875.7456349442, 654633.9790486409 1953178.3320638963, 654676.1479643327 1953391.9265959533, 654705.7218100358 1953539.6538141314, 654743.3775151429 1953723.344417171, 654770.1738232307 1953880.2469391504, 654944.1014050476 1954723.636019775) | line | [14 empty] | 1627 | 1628 | 0 | FALSE | FALSE | 1 | FALSE | FALSE | [6 empty] | 1627 | 655459.7952 | 1950325.8358 | 1628 | 654944.1014 | 1954723.636
VN | 982380618 | LINEVN1524 |  | 5.5043 | [6 empty] | multiple vlevels | LINESTRING (653414.0786695146 1959626.1005119365, 653452.1148173969 1959794.1551871384, 653496.348270556 1960001.6667293266, 653590.2425295862 1960416.6326413166, 653622.1601273936 1960582.7152740355, 653698.3824536344 1960712.3420423027, 653678.8355548523 1960958.794395335, 653664.0082420004 1961154.3312908094, 653640.4507350437 1961398.3070280594, 653623.2868391052 1961634.242183606, 653605.5064522754 1961860.7436470783, 653583.35891623 1962128.2806611296, 653565.0765804609 1962331.89202506, 653552.2757891251 1962498.5158812972, 653457.9931885754 1962634.2220249828, 653367.5798720665 1962766.1402373274, 653232.9262386479 1962946.2024120106, 653160.26722205 1963072.6581001729, 653051.0397356004 1963350.2387315987, 652868.2082142117 1963611.650402285, 652720.7646021242 1963931.446840385) | line | [14 empty] | 1629 | 1630 | 0 | FALSE | FALSE | 1 | FALSE | FALSE | [6 empty] | 1629 | 653414.0787 | 1959626.1005 | 1630 | 652720.7646 | 1963931.4468
VN | 982380619 | LINEVN1525 |  | 4.6068 | [6 empty] | multiple vlevels | LINESTRING (653423.3296205366 1959936.2313445937, 653470.0490695834 1961305.2172812147, 653410.3558451907 1961413.4898329114, 653411.3821991922 1961620.5476148678, 653474.1974941903 1961849.196623274, 653458.407017343 1961999.274573693, 653447.1330937474 1962160.5427129688, 653503.2720838556 1962319.3861998573, 653511.3913060039 1962489.2588534392, 653408.5777492193 1962650.4086290465, 653309.1068260819 1962799.0789790805, 653185.4991943277 1962992.1635878244, 653102.5645794554 1963118.6621749925, 652950.7117735894 1963386.18791073, 652855.466761829 1963552.9978692099) | line | [14 empty] | 1569 | 1631 | 0 | FALSE | FALSE | 1 | TRUE | FALSE | 1569 |  | 653423.3296 | 1959936.2313 |  |  | 1569 | 653423.3296 | 1959936.2313 | 1631 | 652855.4668 | 1963552.9979
VN | 983228477 | LINEVN1526 | 500 | 0.27074 | [5 empty] | 50 |  | LINESTRING (646547.3544868532 2000893.9854742913, 646680.961193968 2000873.4194832786, 646747.1979829953 2000934.9959724545) | line | [10 empty] | 3 |  |  |  | 1632 | 1633 | 1 | FALSE | FALSE | 1 | TRUE | FALSE | 1632 |  | 646547.3545 | 2000893.9855 |  |  | 1632 | 646547.3545 | 2000893.9855 | 1633 | 646747.198 | 2000934.996
VN | 983228480 | LINEVN1527a | 220 | 10.9877 | [5 empty] | 50 | 12 cables - 4 systems | LINESTRING (640338.6417992736 1994364.3355296191, 640405.6582306139 1994413.088443753, 640466.8610751561 1994451.6407497243, 640517.4959890975 1994756.0487796294, 640569.8217107292 1995060.6131524576, 640665.0472397349 1995600.220878281, 640727.2452250142 1995944.4205331563, 640758.973775197 1996122.312933185, 641020.0825676931 1996374.9526547561, 641294.9570210397 1996637.843998818, 641583.6197800459 1996916.4990137194, 641889.9139461854 1997210.669633939, 641999.9251999559 1997456.352688573, 642124.5713707742 1997729.9426540714, 642259.9375630732 1998031.046227658, 642400.916319991 1998341.3663736542, 642508.7510107908 1998581.7256195354, 642677.7156697585 1998946.003987069, 642952.8776125784 1999112.3127076072, 643189.479220337 1999252.1036310305, 643535.5760628798 1999347.0623519672, 643884.6154263148 1999440.189910295, 644501.363924089 1999603.717873299, 644511.4468297728 1999823.148800515, 644510.4761817316 2000084.4856970715, 644668.5654071459 2000208.343623931, 644971.0508637996 2000423.5361474478, 645482.767014155 2000804.5140211678, 645542.7025036428 2000852.9137769898, 645608.8041821433 2000937.3051146911) | line | [10 empty] | 12 | 4 |  |  | 589 | 1634 | 1 | FALSE | FALSE | 4 | TRUE | TRUE | 589 | 1634 | 640338.6418 | 1994364.3355 | 645608.8042 | 2000937.3051 | 589 | 640338.6418 | 1994364.3355 | 1634 | 645608.8042 | 2000937.3051
VN | 983228480 | LINEVN1527b | 220 | 10.9877 | [5 empty] | 50 | 12 cables - 4 systems | LINESTRING (640338.6417992736 1994364.3355296191, 640405.6582306139 1994413.088443753, 640466.8610751561 1994451.6407497243, 640517.4959890975 1994756.0487796294, 640569.8217107292 1995060.6131524576, 640665.0472397349 1995600.220878281, 640727.2452250142 1995944.4205331563, 640758.973775197 1996122.312933185, 641020.0825676931 1996374.9526547561, 641294.9570210397 1996637.843998818, 641583.6197800459 1996916.4990137194, 641889.9139461854 1997210.669633939, 641999.9251999559 1997456.352688573, 642124.5713707742 1997729.9426540714, 642259.9375630732 1998031.046227658, 642400.916319991 1998341.3663736542, 642508.7510107908 1998581.7256195354, 642677.7156697585 1998946.003987069, 642952.8776125784 1999112.3127076072, 643189.479220337 1999252.1036310305, 643535.5760628798 1999347.0623519672, 643884.6154263148 1999440.189910295, 644501.363924089 1999603.717873299, 644511.4468297728 1999823.148800515, 644510.4761817316 2000084.4856970715, 644668.5654071459 2000208.343623931, 644971.0508637996 2000423.5361474478, 645482.767014155 2000804.5140211678, 645542.7025036428 2000852.9137769898, 645608.8041821433 2000937.3051146911) | line | [10 empty] | 12 | 4 |  |  | 589 | 1634 | 1 | FALSE | FALSE | 4 | TRUE | TRUE | 589 | 1634 | 640338.6418 | 1994364.3355 | 645608.8042 | 2000937.3051 | 589 | 640338.6418 | 1994364.3355 | 1634 | 645608.8042 | 2000937.3051
VN | 983228480 | LINEVN1527c | 220 | 10.9877 | [5 empty] | 50 | 12 cables - 4 systems | LINESTRING (640338.6417992736 1994364.3355296191, 640405.6582306139 1994413.088443753, 640466.8610751561 1994451.6407497243, 640517.4959890975 1994756.0487796294, 640569.8217107292 1995060.6131524576, 640665.0472397349 1995600.220878281, 640727.2452250142 1995944.4205331563, 640758.973775197 1996122.312933185, 641020.0825676931 1996374.9526547561, 641294.9570210397 1996637.843998818, 641583.6197800459 1996916.4990137194, 641889.9139461854 1997210.669633939, 641999.9251999559 1997456.352688573, 642124.5713707742 1997729.9426540714, 642259.9375630732 1998031.046227658, 642400.916319991 1998341.3663736542, 642508.7510107908 1998581.7256195354, 642677.7156697585 1998946.003987069, 642952.8776125784 1999112.3127076072, 643189.479220337 1999252.1036310305, 643535.5760628798 1999347.0623519672, 643884.6154263148 1999440.189910295, 644501.363924089 1999603.717873299, 644511.4468297728 1999823.148800515, 644510.4761817316 2000084.4856970715, 644668.5654071459 2000208.343623931, 644971.0508637996 2000423.5361474478, 645482.767014155 2000804.5140211678, 645542.7025036428 2000852.9137769898, 645608.8041821433 2000937.3051146911) | line | [10 empty] | 12 | 4 |  |  | 589 | 1634 | 1 | FALSE | FALSE | 4 | TRUE | TRUE | 589 | 1634 | 640338.6418 | 1994364.3355 | 645608.8042 | 2000937.3051 | 589 | 640338.6418 | 1994364.3355 | 1634 | 645608.8042 | 2000937.3051
VN | 983228480 | LINEVN1527d | 220 | 10.9877 | [5 empty] | 50 | 12 cables - 4 systems | LINESTRING (640338.6417992736 1994364.3355296191, 640405.6582306139 1994413.088443753, 640466.8610751561 1994451.6407497243, 640517.4959890975 1994756.0487796294, 640569.8217107292 1995060.6131524576, 640665.0472397349 1995600.220878281, 640727.2452250142 1995944.4205331563, 640758.973775197 1996122.312933185, 641020.0825676931 1996374.9526547561, 641294.9570210397 1996637.843998818, 641583.6197800459 1996916.4990137194, 641889.9139461854 1997210.669633939, 641999.9251999559 1997456.352688573, 642124.5713707742 1997729.9426540714, 642259.9375630732 1998031.046227658, 642400.916319991 1998341.3663736542, 642508.7510107908 1998581.7256195354, 642677.7156697585 1998946.003987069, 642952.8776125784 1999112.3127076072, 643189.479220337 1999252.1036310305, 643535.5760628798 1999347.0623519672, 643884.6154263148 1999440.189910295, 644501.363924089 1999603.717873299, 644511.4468297728 1999823.148800515, 644510.4761817316 2000084.4856970715, 644668.5654071459 2000208.343623931, 644971.0508637996 2000423.5361474478, 645482.767014155 2000804.5140211678, 645542.7025036428 2000852.9137769898, 645608.8041821433 2000937.3051146911) | line | [10 empty] | 12 | 4 |  |  | 589 | 1634 | 1 | FALSE | FALSE | 4 | TRUE | TRUE | 589 | 1634 | 640338.6418 | 1994364.3355 | 645608.8042 | 2000937.3051 | 589 | 640338.6418 | 1994364.3355 | 1634 | 645608.8042 | 2000937.3051
VN | 983612196 | LINEVN1528a | 500 | 3.6738 | [5 empty] | 50 | 6 cables - 2 systems | LINESTRING (640741.1870148489 1994141.6744965888, 640766.5335814573 1994341.952628974, 640796.3101835139 1994774.1643924718, 640856.3869921739 1995220.6491043065, 640868.2987748086 1995564.6755953196, 640924.9492687627 1995973.1335525075, 641112.0333297238 1996216.3992261607, 641417.2823798433 1996517.093771181, 641763.6536361589 1996855.010399702) | line | [10 empty] | 6 | 2 |  |  | 1635 | 1636 | 1 | FALSE | FALSE | 2 | TRUE | TRUE | 1635 | 1636 | 640741.187 | 1994141.6745 | 641763.6536 | 1996855.0104 | 1635 | 640741.187 | 1994141.6745 | 1636 | 641763.6536 | 1996855.0104
VN | 983612196 | LINEVN1528b | 500 | 3.6738 | [5 empty] | 50 | 6 cables - 2 systems | LINESTRING (640741.1870148489 1994141.6744965888, 640766.5335814573 1994341.952628974, 640796.3101835139 1994774.1643924718, 640856.3869921739 1995220.6491043065, 640868.2987748086 1995564.6755953196, 640924.9492687627 1995973.1335525075, 641112.0333297238 1996216.3992261607, 641417.2823798433 1996517.093771181, 641763.6536361589 1996855.010399702) | line | [10 empty] | 6 | 2 |  |  | 1635 | 1636 | 1 | FALSE | FALSE | 2 | TRUE | TRUE | 1635 | 1636 | 640741.187 | 1994141.6745 | 641763.6536 | 1996855.0104 | 1635 | 640741.187 | 1994141.6745 | 1636 | 641763.6536 | 1996855.0104
VN | 986282749 | LINEVN1529a | 110 | 7.4836 | [5 empty] | 50 | 6 cables - 2 systems | LINESTRING (573349.3849527371 2144641.959028001, 573386.3151884881 2144665.480158343, 573459.8073657015 2144712.642890555, 573630.8784334785 2144863.946892942, 573845.3590763076 2145047.9196304074, 573928.946365807 2145121.6952539487, 574236.7049250244 2145385.353661833, 574280.7986349624 2145423.0375239, 574467.940614749 2145500.7599001294, 574668.2719657986 2145585.4771176972, 574905.0298847166 2145687.156733598, 575168.2993602 2145798.62140541, 575433.4660106981 2145907.61912766, 575654.5731044991 2146001.209665217, 575840.9637933811 2146080.1055283686, 575899.4097240018 2146224.575701207, 575952.5995178386 2146425.350821647, 576002.0086621526 2146626.0107111256, 576054.6362988957 2146825.046551147, 576355.4096405009 2146881.289900641, 576586.5397508537 2146922.3262159047, 576728.3493386635 2146810.0186879225, 576938.0216902911 2146642.902050918, 577118.2354125956 2146668.0478960564, 577380.4269511094 2146706.1281552245, 577636.4641981698 2146739.4495176626, 577795.2207661538 2146987.970112124, 577954.445845972 2147231.5034858254, 578053.9674960452 2147368.124540717, 578113.3248991442 2147449.6068111206) | line | [10 empty] | 6 | 2 |  |  | 1637 | 1638 | 1 | FALSE | FALSE | 2 | TRUE | TRUE | 1637 | 1638 | 573349.385 | 2144641.959 | 578113.3249 | 2147449.6068 | 1637 | 573349.385 | 2144641.959 | 1638 | 578113.3249 | 2147449.6068
VN | 986282749 | LINEVN1529b | 110 | 7.4836 | [5 empty] | 50 | 6 cables - 2 systems | LINESTRING (573349.3849527371 2144641.959028001, 573386.3151884881 2144665.480158343, 573459.8073657015 2144712.642890555, 573630.8784334785 2144863.946892942, 573845.3590763076 2145047.9196304074, 573928.946365807 2145121.6952539487, 574236.7049250244 2145385.353661833, 574280.7986349624 2145423.0375239, 574467.940614749 2145500.7599001294, 574668.2719657986 2145585.4771176972, 574905.0298847166 2145687.156733598, 575168.2993602 2145798.62140541, 575433.4660106981 2145907.61912766, 575654.5731044991 2146001.209665217, 575840.9637933811 2146080.1055283686, 575899.4097240018 2146224.575701207, 575952.5995178386 2146425.350821647, 576002.0086621526 2146626.0107111256, 576054.6362988957 2146825.046551147, 576355.4096405009 2146881.289900641, 576586.5397508537 2146922.3262159047, 576728.3493386635 2146810.0186879225, 576938.0216902911 2146642.902050918, 577118.2354125956 2146668.0478960564, 577380.4269511094 2146706.1281552245, 577636.4641981698 2146739.4495176626, 577795.2207661538 2146987.970112124, 577954.445845972 2147231.5034858254, 578053.9674960452 2147368.124540717, 578113.3248991442 2147449.6068111206) | line | [10 empty] | 6 | 2 |  |  | 1637 | 1638 | 1 | FALSE | FALSE | 2 | TRUE | TRUE | 1637 | 1638 | 573349.385 | 2144641.959 | 578113.3249 | 2147449.6068 | 1637 | 573349.385 | 2144641.959 | 1638 | 578113.3249 | 2147449.6068
VN | 988172783 | LINEVN1530 | 220 | 21.3445 | [7 empty] | LINESTRING (683406.3354023194 1902014.3027287482, 683500.0437773048 1902314.353992778, 683577.3564570273 1902676.4386394774, 683653.9006530093 1902999.0715627377, 683749.634943134 1903404.785159618, 683872.8258379 1903850.2348995165, 683966.748288623 1904117.1995223586, 684067.1865661222 1904447.3871963783, 684151.0147495322 1904737.4501245343, 684220.8616076808 1905037.2499297804, 684240.0718120877 1905331.6603197905, 684257.4886551162 1905605.3136668524, 684275.7047406676 1905977.1903438647, 684302.5627963671 1906348.2814297567, 684338.1201434883 1906836.6372578642, 684360.179598849 1907176.695885518, 684371.0557081157 1907617.9474367371, 684390.7285752051 1908029.240011521, 684408.1008465581 1908372.057370347, 684431.2970917185 1908659.5325014947, 684461.2269119557 1909138.354577481, 684480.3436838391 1909548.0715214012, 684498.4276846211 1909949.4674401688, 684552.6769602015 1910802.073372913, 684578.2130378154 1911209.004737129, 684602.5148601735 1911605.1893933516, 684784.6148943328 1912987.201430523, 684826.7063016755 1913322.0214697851, 684869.6347028064 1913711.1045222485, 685210.4224332835 1913897.1276186472, 685532.2924228058 1914072.349200187, 685009.6251968886 1914465.2677998703, 684778.3830356079 1914703.3419631044, 684516.938499528 1914943.0162744983, 684293.2789979097 1915144.284912458, 684058.8912551145 1915332.0225629287, 683829.6046380451 1915528.7290871802, 683409.4341907719 1916057.0897955352, 683368.7356704099 1916723.4772436954, 683134.3804718764 1917067.05930791, 682927.9485589194 1917391.5135206273, 682703.4913660127 1917730.5836239697, 682442.3649418128 1918037.9615667367) | line |  | Đường dây 220kV từ trạm điện gió B&T | [12 empty] | 1639 | 1640 | 1 | FALSE | FALSE | 1 | TRUE | FALSE | 1639 |  | 683406.3354 | 1902014.3027 |  |  | 1639 | 683406.3354 | 1902014.3027 | 1640 | 682442.3649 | 1918037.9616
VN | 988172784 | LINEVN1531 | 110 | 7.3815 | [7 empty] | LINESTRING (690619.8019769548 1912164.100964308, 690537.0670545568 1912129.5510554428, 690363.5537482554 1912221.0996402593, 690173.7411901898 1912334.4465468612, 689717.5775374006 1912037.3743248298, 689489.0820249076 1911699.05239662, 689104.2998366106 1911787.9838663863, 688720.2868649577 1911893.1330670847, 688500.4240429099 1911957.7395697343, 688165.9083931847 1912052.1197882714, 687912.4435580277 1912218.1838763661, 687644.9394279249 1912397.90187257, 687399.4987250254 1912576.9614306241, 687167.9466381127 1912749.2771507942, 686942.7691770557 1912935.388764074, 686683.9991116846 1913139.9454570096, 686470.9752024447 1913325.784853131, 686233.028583267 1913522.6444861721, 685991.9190632993 1913707.7124028434, 685815.7167262875 1913845.4252520257, 685532.2924228058 1914072.349200187) | line | [14 empty] | 1641 | 1642 | 1 | FALSE | FALSE | 1 | FALSE | FALSE | [6 empty] | 1641 | 690619.802 | 1912164.101 | 1642 | 685532.2924 | 1914072.3492
VN | 995778733 | LINEVN1532 | 110 | 6.1714 | [5 empty] | 50 |  | LINESTRING (700643.379259726 1211101.1878652256, 700662.6959447884 1211074.2460672972, 700690.7823242962 1210989.4885559, 700785.3919147085 1211003.0304109117, 700839.8180967168 1211010.8183690747, 700932.7243249741 1211083.1819483498, 701041.1126496373 1211169.3913227161, 701161.0553494521 1211210.845412593, 701347.726936417 1211259.2679596362, 701506.5577608232 1211310.7738103443, 701711.1563730666 1211377.1193517193, 701883.4147366903 1211306.653581867, 702014.9773237662 1211155.501374589, 702123.3439343265 1211031.0013388556, 702190.4442224976 1210911.6469746348, 702289.9516137434 1210734.6330251892, 702357.725153677 1210562.7677393479, 702430.2188315908 1210378.950433252, 702505.6006214982 1210187.7941256766, 702591.1275330591 1210011.0044192336, 702677.4968007656 1209832.472044628, 702741.6612077693 1209684.480532966, 702898.0312757308 1209571.9702986255, 703093.254033081 1209431.4784063578, 703278.9247398936 1209297.8760318628, 703458.7219564809 1209168.5085134981, 703590.3611397835 1208996.7504064187, 703711.431876654 1208838.8002505517, 703799.818964191 1208713.7819564303, 703888.2287465662 1208588.7307441721, 703982.6923738628 1208545.6820803452, 704042.2925648765 1208389.1672734553) | line | [10 empty] | 3 | 1 |  |  | 1643 | 1644 | 1 | FALSE | FALSE | 1 | FALSE | TRUE |  | 1644 |  |  | 704042.2926 | 1208389.1673 | 1643 | 700643.3793 | 1211101.1879 | 1644 | 704042.2926 | 1208389.1673
VN | 999757235 | LINEVN1533 | 220 | 4.6968 | [5 empty] | 50 |  | LINESTRING (695796.6684335175 1196281.5322816728, 695854.7252785313 1196023.3347162353, 695931.22012451 1195804.5609708836, 695936.1324029824 1195608.6091033833, 695943.4761501803 1195315.1126165406, 695950.6435648351 1195029.2481511366, 695957.6148744813 1194750.6615934249, 695965.1964779093 1194448.1507824156, 695973.4378365097 1194118.8619306183, 695978.7055678893 1193908.7082193624, 695985.8335620838 1193623.717600766, 695991.7145070013 1193389.1086803614, 695995.8063304257 1193237.6891770617, 695962.9282514111 1193092.0489225013, 695857.8383138228 1192903.7279146889, 695747.4556988 1192787.9232331498, 695610.8624087211 1192644.61981057, 695487.710406585 1192613.6780895926) | line | [10 empty] | 3 |  |  |  | 1645 | 40 | 1 | FALSE | FALSE | 1 | FALSE | TRUE |  | 40 |  |  | 695487.7104 | 1192613.6781 | 1645 | 695796.6684 | 1196281.5323 | 40 | 695487.7104 | 1192613.6781
VN | 1001296654 | LINEVN1534 | 220 | 14.511 | [7 empty] | LINESTRING (692592.7918558315 1215866.3633772298, 692522.7837082101 1215460.6076340831, 692455.50055698 1215070.6211032206, 692412.7510298111 1214822.8407133066, 692475.1735439666 1214653.0240992147, 692602.5299074047 1214306.6466208105, 692581.962717137 1213985.1884677338, 692555.3065853876 1213568.4927095948, 692534.3076657469 1213240.1294880507, 692588.2484993689 1213029.5316701296, 692654.1705086713 1212772.1773287724, 692739.5136810635 1212438.949830227, 692808.2451961405 1212170.638158591, 692914.7337709765 1211984.39764659, 693058.6641728152 1211732.6556306346, 693238.3589177486 1211418.3893353203, 693392.421741266 1211148.9524607935, 693392.992202931 1210908.3392828973, 693393.5826078965 1210658.6883429755, 693394.2066139844 1210397.6655765167, 693592.3356483724 1210197.8923092515, 693867.3032258551 1209920.6372808325, 694193.1181870623 1209912.9408390883, 694500.2029768645 1209813.3194303901, 694778.3303965571 1209723.0985490188, 694840.6594599839 1209533.304146803, 694894.4840878404 1209369.3897815484, 695088.3246398363 1209045.1789622256, 695198.1205110596 1208861.5505541724, 695440.2216248407 1208687.0241722513, 695650.6939560593 1208535.3105308425, 695918.2724636516 1208381.1157276845, 696068.9899886174 1208224.2043471271, 696207.773227834 1208079.723118629, 696450.9899086256 1208146.0721401565, 696664.3610489244 1208094.7175941821, 696769.2793178738 1208232.7163631278, 697051.5075857866 1208025.0410461293, 697233.4822441074 1207810.717777676, 697594.2845326811 1207735.8561467517, 697900.6921814389 1207614.5415578946, 698081.9397300535 1207457.222705293, 698193.5931761283 1207171.6814633585) | line | [10 empty] | 3 |  |  |  | 1646 | 1647 | 1 | FALSE | FALSE | 1 | TRUE | FALSE | 1646 |  | 692592.7919 | 1215866.3634 |  |  | 1646 | 692592.7919 | 1215866.3634 | 1647 | 698193.5932 | 1207171.6815
VN | 1001296655 | LINEVN1535a | 220 | 20.539 | [5 empty] | 50 | 6 cables - 2 systems | LINESTRING (684450.9246081223 1201421.5534940383, 684645.8148140253 1201669.4025119483, 684884.7167137391 1201973.2386059482, 685133.3201245435 1202289.4209438963, 685352.2730221747 1202631.7785514214, 685582.5910761238 1202991.9119735204, 685741.6611496501 1203240.6541012311, 685862.306113757 1203429.2930919183, 685945.7302943332 1203559.737693725, 686150.1202205237 1203879.3559952588, 686323.4766454365 1204150.4391610334, 686516.03472396 1204451.5542570557, 686721.0957091353 1204772.2215902868, 686903.6430572291 1205057.697497105, 687120.8769592475 1205397.4196272322, 687229.4263486777 1205753.8298730366, 687270.5890716149 1205888.9964638972, 687279.8735168745 1205919.4693796681, 687411.1297083045 1206350.4675123668, 687546.0845514823 1206793.6006621865, 687665.5480532127 1207185.8947233239, 687783.6236353603 1207573.6353955732, 687927.3231513007 1208045.5165707641, 688045.2839020437 1208432.8825983356, 688156.9957414626 1208799.7381608859, 688270.292428278 1209171.8470228766, 688383.9618314872 1209545.1314701953, 688499.1194586768 1209923.3257973166, 688616.5163077865 1210308.8901128054, 688737.6758726478 1210706.8111248522, 688861.3424928251 1211112.9666384736, 688993.963857426 1211548.5554837403, 689082.3148948564 1211838.7455518867, 689177.380049393 1212150.9772550971, 689292.1502055876 1212527.980931192, 689412.5386232662 1212923.4141623576, 689448.6695049008 1213042.0864453088, 689581.3253033888 1213477.8246637196, 689690.5597315102 1213836.6466234026, 689978.7760316688 1214128.8585318632, 690295.2288850476 1214449.7003405658, 690606.8835193955 1214765.6952872244, 690952.3469646109 1215115.9624133364, 691243.4093537824 1215411.0819709548, 691517.179481338 1215688.6699878743, 691840.7189514432 1216016.7415274424, 692146.5587713965 1216331.4278745898) | line | [10 empty] | 6 | 2 |  |  | 1648 | 1649 | 1 | FALSE | FALSE | 2 | TRUE | TRUE | 1648 | 1649 | 684450.9246 | 1201421.5535 | 692146.5588 | 1216331.4279 | 1648 | 684450.9246 | 1201421.5535 | 1649 | 692146.5588 | 1216331.4279
VN | 1001296655 | LINEVN1535b | 220 | 20.539 | [5 empty] | 50 | 6 cables - 2 systems | LINESTRING (684450.9246081223 1201421.5534940383, 684645.8148140253 1201669.4025119483, 684884.7167137391 1201973.2386059482, 685133.3201245435 1202289.4209438963, 685352.2730221747 1202631.7785514214, 685582.5910761238 1202991.9119735204, 685741.6611496501 1203240.6541012311, 685862.306113757 1203429.2930919183, 685945.7302943332 1203559.737693725, 686150.1202205237 1203879.3559952588, 686323.4766454365 1204150.4391610334, 686516.03472396 1204451.5542570557, 686721.0957091353 1204772.2215902868, 686903.6430572291 1205057.697497105, 687120.8769592475 1205397.4196272322, 687229.4263486777 1205753.8298730366, 687270.5890716149 1205888.9964638972, 687279.8735168745 1205919.4693796681, 687411.1297083045 1206350.4675123668, 687546.0845514823 1206793.6006621865, 687665.5480532127 1207185.8947233239, 687783.6236353603 1207573.6353955732, 687927.3231513007 1208045.5165707641, 688045.2839020437 1208432.8825983356, 688156.9957414626 1208799.7381608859, 688270.292428278 1209171.8470228766, 688383.9618314872 1209545.1314701953, 688499.1194586768 1209923.3257973166, 688616.5163077865 1210308.8901128054, 688737.6758726478 1210706.8111248522, 688861.3424928251 1211112.9666384736, 688993.963857426 1211548.5554837403, 689082.3148948564 1211838.7455518867, 689177.380049393 1212150.9772550971, 689292.1502055876 1212527.980931192, 689412.5386232662 1212923.4141623576, 689448.6695049008 1213042.0864453088, 689581.3253033888 1213477.8246637196, 689690.5597315102 1213836.6466234026, 689978.7760316688 1214128.8585318632, 690295.2288850476 1214449.7003405658, 690606.8835193955 1214765.6952872244, 690952.3469646109 1215115.9624133364, 691243.4093537824 1215411.0819709548, 691517.179481338 1215688.6699878743, 691840.7189514432 1216016.7415274424, 692146.5587713965 1216331.4278745898) | line | [10 empty] | 6 | 2 |  |  | 1648 | 1649 | 1 | FALSE | FALSE | 2 | TRUE | TRUE | 1648 | 1649 | 684450.9246 | 1201421.5535 | 692146.5588 | 1216331.4279 | 1648 | 684450.9246 | 1201421.5535 | 1649 | 692146.5588 | 1216331.4279
VN | 1001361445 | LINEVN1536 | 500 | 0.90597 | [5 empty] | 50 |  | LINESTRING (715712.5665795443 1216361.687417319, 715617.9149489722 1216278.519302742, 715125.4889068058 1216164.2633047495, 715039.4167629789 1216156.087317948, 715018.9109984487 1216155.9529320537, 715002.4058270705 1216155.8447736267) | line | [10 empty] | 3 |  |  |  | 1650 | 1651 | 1 | FALSE | FALSE | 1 | TRUE | FALSE | 1650 |  | 715712.5666 | 1216361.6874 |  |  | 1650 | 715712.5666 | 1216361.6874 | 1651 | 715002.4058 | 1216155.8448
VN | 1001375710 | LINEVN1537 | 220 | 0.3618 | [7 empty] | LINESTRING (698081.9397300535 1207457.222705293, 698219.3576787282 1207188.8612168077) | line | [10 empty] | 3 |  |  |  | 1652 | 1653 | 1 | FALSE | FALSE | 1 | FALSE | FALSE | [6 empty] | 1652 | 698081.9397 | 1207457.2227 | 1653 | 698219.3577 | 1207188.8612
VN | 1006452417 | LINEVN1538 | 220 | 0.45476 | [5 empty] | 50 |  | LINESTRING (715113.979516122 1216055.7312331395, 714949.1658257165 1215979.8501708342, 714878.8682545346 1215981.4697425957, 714790.5644342403 1215983.5137174267, 714751.686460996 1215982.9162992365) | line | [10 empty] | 3 | 1 |  |  | 1654 | 1655 | 1 | FALSE | FALSE | 1 | FALSE | FALSE | [6 empty] | 1654 | 715113.9795 | 1216055.7312 | 1655 | 714751.6865 | 1215982.9163
VN | 1006452418 | LINEVN1539 | 110 | 1.9733 | [5 empty] | 50 |  | LINESTRING (714751.8412439784 1215964.2751607546, 714786.1217896313 1215964.1786685316, 714922.6648602702 1215963.76713672, 715039.1052789099 1215963.4235813613, 715025.9132287973 1215787.9678985656, 714947.7618216461 1215585.0031477564, 714890.719537745 1215436.8532284733, 714806.8298201287 1215303.66285898, 714714.0463258356 1215156.3196789592, 714582.9666409456 1214977.5827268616, 714411.420693846 1214793.2829689193) | line | [10 empty] | 3 | 1 |  |  | 1656 | 1657 | 1 | FALSE | FALSE | 1 | FALSE | TRUE |  | 1657 |  |  | 714411.4207 | 1214793.283 | 1656 | 714751.8412 | 1215964.2752 | 1657 | 714411.4207 | 1214793.283
VN | 1006452424 | LINEVN1540 | 110 | 9.1874 | [5 empty] | 50 |  | LINESTRING (714411.420693846 1214793.2829689193, 714294.8510297136 1214910.0504485967, 714189.5055241268 1215015.5733875863, 714037.9163320829 1214952.4301413763, 713909.7779658098 1215049.8837741725, 713785.6831115002 1215144.2663110304, 713637.3053081294 1215222.6703643478, 713509.1232921351 1215288.538561667, 713358.1616942461 1215366.108143622, 713216.4356679997 1215438.9477796368, 713071.4859596218 1215513.4265163967, 712935.8704035131 1215583.1205204637, 712808.9418077008 1215648.3574054206, 712689.625344984 1215709.672233769, 712523.973947804 1215708.3447915611, 712345.5886409922 1215706.924739636, 712209.8541239947 1215705.8477590778, 711995.9014284718 1215704.1443594256, 711840.2191155998 1215702.9068872829, 711701.0418908749 1215701.7987304272, 711481.2091119397 1215700.0607644382, 711296.1462533888 1215698.592334967, 711171.3538095031 1215697.601156676, 710990.5322676427 1215696.1617391233, 710822.7070254863 1215694.8399808763, 710689.46568115 1215693.7853072176, 710542.8565957021 1215692.6232991153, 710375.8843710258 1215691.2982359184, 710220.9683644252 1215690.084426103, 710048.5859032547 1215688.7153160942, 709871.6455953037 1215687.3179692395, 709717.9979023696 1215686.1146450792, 709540.8392730013 1215684.7176882522, 709419.480056345 1215683.7550942954, 709267.4941255674 1215682.5644833113, 709127.1709713679 1215681.45994461, 709019.8653064849 1215626.1572091838, 708894.3535842757 1215561.46803651, 708760.6046094198 1215492.5451496334, 708638.2515600641 1215429.4924549551, 708542.7657830113 1215380.2850775663, 708437.3106059071 1215325.936725697, 708349.4292129737 1215280.650413518, 708263.7702722333 1215236.5069220695, 708181.4669249726 1215194.0887006365, 708096.4395256193 1215150.2705626637, 708075.9308454187 1214976.3711667934, 708057.9527762862 1214823.972568292, 708037.2467647261 1214648.3240714457, 708020.2948735429 1214504.671995302, 707999.7852646175 1214330.695410417, 707988.449814568 1214251.2121996866) | line | [10 empty] | 3 | 1 |  |  | 1657 | 1658 | 1 | FALSE | FALSE | 1 | TRUE | FALSE | 1657 |  | 714411.4207 | 1214793.283 |  |  | 1657 | 714411.4207 | 1214793.283 | 1658 | 707988.4498 | 1214251.2122
VN | 1006529488 | LINEVN1541 |  | 3.2637 | [6 empty] | multiple vlevels | LINESTRING (636091.8242717838 1964031.278597578, 636112.0939002599 1964028.7170197447, 636367.2491036254 1964028.7809107837, 636572.0434005399 1964034.4229528103, 636589.0683947001 1964169.4361446647, 636613.7786559046 1964341.7729380613, 636666.2564600011 1964610.0116771036, 636737.8228756199 1964970.0650717067, 636844.9211414269 1965489.5835476087, 636951.0963041348 1965540.1009136895, 637403.1368828043 1965771.1152938919, 637522.6672468258 1965829.441346156) | line |  | Đường dây 110kV Văn Hóa | [12 empty] | 1659 | 1660 | 0 | FALSE | FALSE | 1 | FALSE | FALSE | [6 empty] | 1659 | 636091.8243 | 1964031.2786 | 1660 | 637522.6672 | 1965829.4413
VN | 1009408845 | LINEVN1542 |  | 13.7005 | [6 empty] | multiple vlevels | LINESTRING (485053.85903415136 2536695.8216861873, 484876.81445383857 2536779.0116324173, 484660.10037837725 2537311.882332996, 484570.116547532 2537513.756933809, 484519.07696139184 2537619.9035415645, 484310.55053286674 2538066.33742292, 484192.5672985086 2538306.512507089, 483926.45158772916 2538882.044125145, 483354.6510749417 2538993.1213765074, 482989.77995448693 2539240.677119925, 482806.2570166243 2539368.832245492, 482538.2521344297 2539667.6867219512, 482229.055250587 2540005.395002998, 482142.9265588144 2540175.5428941958, 482011.2641355967 2540437.050913413, 481875.19554775086 2540678.871996438, 481515.82532301464 2541321.169594359, 480724.8534260383 2541943.75432611, 480459.3025430287 2541950.119129865, 480226.7478194309 2541959.168425816, 479907.1148647629 2542228.5603349293, 479786.76521609956 2542270.8209294803, 479269.08327042795 2542440.985729717, 478876.15453390725 2542569.4579279153, 478479.9480412072 2542701.7643303294, 478142.18558053195 2542762.9375854754, 478014.39659959107 2542785.806447516, 477354.83348349255 2542904.5929728434, 476975.5665986698 2542954.9179197615, 476620.34418891475 2542918.8354297597) | line | [14 empty] | 1661 | 1662 | 0 | FALSE | FALSE | 1 | TRUE | FALSE | 1661 |  | 485053.859 | 2536695.8217 |  |  | 1661 | 485053.859 | 2536695.8217 | 1662 | 476620.3442 | 2542918.8354
VN | 1009757708 | LINEVN1543a | 220 | 0.47366 | [5 empty] | 50 | 6 cables - 2 systems | LINESTRING (386009.0803655507 2395674.7307526222, 386027.7718336199 2395297.358988139, 386040.46308992425 2395286.231955558) | line | [10 empty] | 6 | 2 |  |  | 1663 | 1664 | 1 | FALSE | FALSE | 2 | FALSE | FALSE | [6 empty] | 1663 | 386009.0804 | 2395674.7308 | 1664 | 386040.4631 | 2395286.232
VN | 1009757708 | LINEVN1543b | 220 | 0.47366 | [5 empty] | 50 | 6 cables - 2 systems | LINESTRING (386009.0803655507 2395674.7307526222, 386027.7718336199 2395297.358988139, 386040.46308992425 2395286.231955558) | line | [10 empty] | 6 | 2 |  |  | 1663 | 1664 | 1 | FALSE | FALSE | 2 | FALSE | FALSE | [6 empty] | 1663 | 386009.0804 | 2395674.7308 | 1664 | 386040.4631 | 2395286.232
VN | 1009757709 | LINEVN1544a | 220 | 31.3075 | [5 empty] | 50 | 6 cables - 2 systems | LINESTRING (379177.96367639216 2416899.7224787944, 379237.0000193941 2416570.739668236, 379374.81949773605 2415917.873266098, 380037.4560957524 2415560.617032796, 379798.854103575 2414728.3420941136, 379699.71055758937 2414375.71529261, 379540.2044115983 2413741.265683912, 379275.00669831515 2412772.3872254696, 379119.14468081377 2411890.2740233284, 378960.1375784034 2410960.726256693, 378899.45056730387 2410564.7137868525, 378814.2270252669 2410079.0053544436, 378732.8781189285 2409592.1387031, 378880.3969450628 2409370.424850363, 379248.2226705243 2408794.6556282905, 379399.4276071039 2408544.246824715, 379648.36714893667 2408159.624693166, 380104.2256220067 2407442.664036063, 380548.8802587018 2406902.1234162864, 380751.68524676893 2406655.5954593434, 381123.2019911258 2406203.5857921345, 381370.60450819304 2405900.7185038845, 381779.7330948972 2405409.955286824, 381921.31366552005 2404784.6233019824, 382015.667595927 2404356.695894281, 382170.80459978594 2403669.029882293, 382139.69210689515 2402476.5416745474, 382132.8721149699 2402285.018189546, 382131.4458979987 2401977.4481002274, 382115.4352891932 2401518.265416205, 382106.9502594154 2401138.4577381457, 382102.9892515588 2400976.9585483912, 381706.406255657 2399877.877406019, 381469.4038751628 2399199.2627773206, 381437.2911125089 2399097.4088838324, 381736.55578552245 2398284.569219365, 381894.4601700672 2397868.6982569885, 382223.9334168288 2396966.4551585913, 382846.20555479365 2396664.9946634797, 383435.8726826309 2396379.2283331086, 383734.30693765596 2396234.5342775276, 384122.58644106414 2396039.259411266, 384450.0522806305 2395876.2921630344, 384595.95539119455 2395863.6523696124, 385033.5693578978 2395810.8411563737, 385550.4835802026 2395744.7791103823, 385963.246717607 2395200.95275452, 385984.6059392523 2395199.4284255784) | line | [10 empty] | 6 | 2 |  |  | 1665 | 1666 | 1 | FALSE | FALSE | 2 | TRUE | FALSE | 1665 |  | 379177.9637 | 2416899.7225 |  |  | 1665 | 379177.9637 | 2416899.7225 | 1666 | 385984.6059 | 2395199.4284
VN | 1009757709 | LINEVN1544b | 220 | 31.3075 | [5 empty] | 50 | 6 cables - 2 systems | LINESTRING (379177.96367639216 2416899.7224787944, 379237.0000193941 2416570.739668236, 379374.81949773605 2415917.873266098, 380037.4560957524 2415560.617032796, 379798.854103575 2414728.3420941136, 379699.71055758937 2414375.71529261, 379540.2044115983 2413741.265683912, 379275.00669831515 2412772.3872254696, 379119.14468081377 2411890.2740233284, 378960.1375784034 2410960.726256693, 378899.45056730387 2410564.7137868525, 378814.2270252669 2410079.0053544436, 378732.8781189285 2409592.1387031, 378880.3969450628 2409370.424850363, 379248.2226705243 2408794.6556282905, 379399.4276071039 2408544.246824715, 379648.36714893667 2408159.624693166, 380104.2256220067 2407442.664036063, 380548.8802587018 2406902.1234162864, 380751.68524676893 2406655.5954593434, 381123.2019911258 2406203.5857921345, 381370.60450819304 2405900.7185038845, 381779.7330948972 2405409.955286824, 381921.31366552005 2404784.6233019824, 382015.667595927 2404356.695894281, 382170.80459978594 2403669.029882293, 382139.69210689515 2402476.5416745474, 382132.8721149699 2402285.018189546, 382131.4458979987 2401977.4481002274, 382115.4352891932 2401518.265416205, 382106.9502594154 2401138.4577381457, 382102.9892515588 2400976.9585483912, 381706.406255657 2399877.877406019, 381469.4038751628 2399199.2627773206, 381437.2911125089 2399097.4088838324, 381736.55578552245 2398284.569219365, 381894.4601700672 2397868.6982569885, 382223.9334168288 2396966.4551585913, 382846.20555479365 2396664.9946634797, 383435.8726826309 2396379.2283331086, 383734.30693765596 2396234.5342775276, 384122.58644106414 2396039.259411266, 384450.0522806305 2395876.2921630344, 384595.95539119455 2395863.6523696124, 385033.5693578978 2395810.8411563737, 385550.4835802026 2395744.7791103823, 385963.246717607 2395200.95275452, 385984.6059392523 2395199.4284255784) | line | [10 empty] | 6 | 2 |  |  | 1665 | 1666 | 1 | FALSE | FALSE | 2 | TRUE | FALSE | 1665 |  | 379177.9637 | 2416899.7225 |  |  | 1665 | 379177.9637 | 2416899.7225 | 1666 | 385984.6059 | 2395199.4284
VN | 1010248490 | LINEVN1545a | 500 | 6.6995 | [5 empty] | 50 | 6 cables - 2 systems | LINESTRING (617865.7879283042 1073519.0188677364, 617440.4373913644 1073390.9278207798, 617128.3614145156 1073294.2157252973, 616728.0609893345 1073174.3287431959, 616299.8428540088 1073048.9960802826, 615874.1418606858 1072921.3764086815, 615433.8062934121 1072789.105414693, 615043.0134121391 1072671.3239697292, 614660.3722657555 1072556.4138638566, 614215.9867312055 1072422.3211904373, 613774.6918045565 1072292.036477175, 613358.2360997669 1072164.4756392257, 612937.6593648446 1072038.3669387295, 612519.286841982 1071911.816560322) | line |  | Đường dây 500kV Long Phú - Ô Môn | [8 empty] | 6 | 2 |  |  | 1667 | 1668 | 1 | FALSE | FALSE | 2 | TRUE | TRUE | 1667 | 1668 | 617865.7879 | 1073519.0189 | 612519.2868 | 1071911.8166 | 1667 | 617865.7879 | 1073519.0189 | 1668 | 612519.2868 | 1071911.8166
VN | 1010248490 | LINEVN1545b | 500 | 6.6995 | [5 empty] | 50 | 6 cables - 2 systems | LINESTRING (617865.7879283042 1073519.0188677364, 617440.4373913644 1073390.9278207798, 617128.3614145156 1073294.2157252973, 616728.0609893345 1073174.3287431959, 616299.8428540088 1073048.9960802826, 615874.1418606858 1072921.3764086815, 615433.8062934121 1072789.105414693, 615043.0134121391 1072671.3239697292, 614660.3722657555 1072556.4138638566, 614215.9867312055 1072422.3211904373, 613774.6918045565 1072292.036477175, 613358.2360997669 1072164.4756392257, 612937.6593648446 1072038.3669387295, 612519.286841982 1071911.816560322) | line |  | Đường dây 500kV Long Phú - Ô Môn | [8 empty] | 6 | 2 |  |  | 1667 | 1668 | 1 | FALSE | FALSE | 2 | TRUE | TRUE | 1667 | 1668 | 617865.7879 | 1073519.0189 | 612519.2868 | 1071911.8166 | 1667 | 617865.7879 | 1073519.0189 | 1668 | 612519.2868 | 1071911.8166
VN | 1010248493 | LINEVN1546a | 220 | 27.5709 | [5 empty] | 50 | 6 cables - 2 systems | LINESTRING (618430.9064096753 1073488.609450579, 618234.7565419857 1073377.1951305664, 617902.2094077751 1073179.959454114, 617878.7457331155 1073015.7385498693, 617819.5872987504 1072644.7398092134, 617763.1613982829 1072248.703378016, 617715.866994382 1071941.5700389955, 617659.3772707285 1071564.8303405389, 617599.3918327448 1071175.7833191105, 617613.450502177 1070822.643065754, 617623.4775065789 1070439.666487408, 617637.0077446422 1070069.5615507888, 617644.9881524873 1069778.9579250806, 617657.5703965378 1069333.4007614704, 617674.1234758708 1068936.976175935, 617684.1880360955 1068541.703402502, 617699.5667542237 1068145.2641767852, 617705.8551011009 1067830.6704699257, 617717.7036403492 1067516.9789169256, 617588.4701537436 1067197.2713087848, 617440.9759453158 1066835.2543820941, 617291.7199178187 1066470.6674458461, 617144.4394639534 1066108.431972995, 616986.4786978697 1065725.098605315, 616838.2488033746 1065355.54175538, 616687.227289035 1064986.3310741188, 616534.7387942399 1064614.9273655913, 616381.8075777097 1064243.6560103449, 616230.9182785742 1063874.5925413074, 616116.8342957321 1063597.3145109538, 615966.9871724002 1063226.4867410583, 615820.407977998 1062866.053475239, 615677.8893067816 1062522.4417675717, 615602.9085285991 1062352.4493904903, 615490.7770117521 1062107.9231586275, 615339.1637831418 1061779.0480342214, 615193.2886201845 1061449.749086843, 615012.729181092 1061052.6484425785, 614849.1285980919 1060692.877127516, 614682.2322306464 1060325.8539682513, 614514.1528885644 1059960.5091920448, 614348.7199478907 1059597.1419165395, 614181.598289842 1059228.5071128907, 614034.0594689058 1058904.9603723548, 613862.3797021327 1058531.5591392838, 613701.5345274691 1058178.2064955377, 613551.2090301131 1057851.2927426817, 613421.5832943891 1057563.774856329, 613162.7023195791 1057332.5314807773, 612874.3167477831 1057071.4344904877, 612575.3555672592 1056799.9364551676, 612278.2217393863 1056532.6044478132, 611982.4791929391 1056264.7707147216, 611711.1073837751 1056020.2219802027, 611424.6041808901 1055761.7425011804, 611142.622423257 1055505.9327689838, 610809.3875341937 1055205.6008719127, 610490.6548656122 1054917.6662875249, 610194.1536586778 1054649.2501052916, 609949.2241070315 1054427.085875913, 609645.4739765937 1054157.5923225768, 609091.2211829282 1053656.1862353815) | line | [10 empty] | 6 | 2 |  |  | 1669 | 1670 | 1 | FALSE | FALSE | 2 | FALSE | TRUE |  | 1670 |  |  | 609091.2212 | 1053656.1862 | 1669 | 618430.9064 | 1073488.6095 | 1670 | 609091.2212 | 1053656.1862
VN | 1010248493 | LINEVN1546b | 220 | 27.5709 | [5 empty] | 50 | 6 cables - 2 systems | LINESTRING (618430.9064096753 1073488.609450579, 618234.7565419857 1073377.1951305664, 617902.2094077751 1073179.959454114, 617878.7457331155 1073015.7385498693, 617819.5872987504 1072644.7398092134, 617763.1613982829 1072248.703378016, 617715.866994382 1071941.5700389955, 617659.3772707285 1071564.8303405389, 617599.3918327448 1071175.7833191105, 617613.450502177 1070822.643065754, 617623.4775065789 1070439.666487408, 617637.0077446422 1070069.5615507888, 617644.9881524873 1069778.9579250806, 617657.5703965378 1069333.4007614704, 617674.1234758708 1068936.976175935, 617684.1880360955 1068541.703402502, 617699.5667542237 1068145.2641767852, 617705.8551011009 1067830.6704699257, 617717.7036403492 1067516.9789169256, 617588.4701537436 1067197.2713087848, 617440.9759453158 1066835.2543820941, 617291.7199178187 1066470.6674458461, 617144.4394639534 1066108.431972995, 616986.4786978697 1065725.098605315, 616838.2488033746 1065355.54175538, 616687.227289035 1064986.3310741188, 616534.7387942399 1064614.9273655913, 616381.8075777097 1064243.6560103449, 616230.9182785742 1063874.5925413074, 616116.8342957321 1063597.3145109538, 615966.9871724002 1063226.4867410583, 615820.407977998 1062866.053475239, 615677.8893067816 1062522.4417675717, 615602.9085285991 1062352.4493904903, 615490.7770117521 1062107.9231586275, 615339.1637831418 1061779.0480342214, 615193.2886201845 1061449.749086843, 615012.729181092 1061052.6484425785, 614849.1285980919 1060692.877127516, 614682.2322306464 1060325.8539682513, 614514.1528885644 1059960.5091920448, 614348.7199478907 1059597.1419165395, 614181.598289842 1059228.5071128907, 614034.0594689058 1058904.9603723548, 613862.3797021327 1058531.5591392838, 613701.5345274691 1058178.2064955377, 613551.2090301131 1057851.2927426817, 613421.5832943891 1057563.774856329, 613162.7023195791 1057332.5314807773, 612874.3167477831 1057071.4344904877, 612575.3555672592 1056799.9364551676, 612278.2217393863 1056532.6044478132, 611982.4791929391 1056264.7707147216, 611711.1073837751 1056020.2219802027, 611424.6041808901 1055761.7425011804, 611142.622423257 1055505.9327689838, 610809.3875341937 1055205.6008719127, 610490.6548656122 1054917.6662875249, 610194.1536586778 1054649.2501052916, 609949.2241070315 1054427.085875913, 609645.4739765937 1054157.5923225768, 609091.2211829282 1053656.1862353815) | line | [10 empty] | 6 | 2 |  |  | 1669 | 1670 | 1 | FALSE | FALSE | 2 | FALSE | TRUE |  | 1670 |  |  | 609091.2212 | 1053656.1862 | 1669 | 618430.9064 | 1073488.6095 | 1670 | 609091.2212 | 1053656.1862
VN | 1010248494 | LINEVN1547 | 220 | 33.1969 | [5 empty] | 50 |  | LINESTRING (618393.848745205 1073511.9238806407, 618216.5000753216 1073401.564622383, 617987.3555981128 1073405.57129359, 617812.8472873427 1073472.0866640052, 617766.7876258795 1073521.6472982783, 617649.2480070681 1073655.7536973772, 617428.9403706234 1073902.3842632808, 617216.0120537267 1074123.3400383927, 616990.3115882567 1074363.2323324338, 616784.8759316135 1074589.4551286893, 616453.3681489412 1074959.3819454813, 616187.6440775262 1075224.5200644005, 615952.3186954864 1075459.3226599398, 615443.4819229478 1075956.0266982794, 615190.2464005793 1076206.6458563674, 614971.1574689152 1076427.548501114, 614668.1327058305 1076725.2232722102, 614389.381399397 1076996.955256745, 614126.8963306105 1077252.8374945587, 613800.4844928453 1077579.8272480892, 613483.6517126191 1077886.3360092982, 613162.703538291 1078205.949190223, 612863.0187201102 1078500.6382673052, 612568.1334752261 1078791.3187717898, 612330.5940163682 1079022.4729286903, 612097.2838835905 1079285.2005512028, 611804.4483605605 1079609.5083504878, 611504.5940564745 1079942.3335854316, 611218.9202401474 1080259.4236479208, 610953.993155555 1080550.9121662884, 610681.0961323228 1080853.3478176934, 610420.45382001 1081145.2944971803, 610144.6040661418 1081451.3735865962, 609875.1154119493 1081751.7783884627, 609584.8216984628 1082071.540740303, 609321.1064414104 1082362.4560723207, 609021.2175893256 1082695.9274719881, 608790.8572612902 1082952.1561477536, 608513.555918021 1083261.1488680465, 608234.2077755781 1083570.280997981, 607954.5557393035 1083883.6490900237, 607687.6169476965 1084179.2196573098, 607381.4315501236 1084515.591519919, 606899.2225447588 1085045.8071611547, 606622.9964502091 1085350.2695886851, 606353.8621165213 1085646.2727998928, 606097.9450414687 1085927.840980323, 605795.6284219017 1086259.8335597022, 605500.3903479486 1086584.3291199529, 605204.1995955341 1086910.1286858555, 604897.3274231494 1087249.2685842852, 604619.6537813841 1087557.5207508476, 604460.3614400355 1087717.2066964179, 604221.9396784549 1087957.1804567124, 603928.4448680801 1088248.7942973652, 603626.0932023388 1088552.371706199, 603338.4278627423 1088841.152977793, 603056.6558358882 1089126.0050331661, 602773.8707958895 1089409.9824741806, 602455.4739557497 1089725.1224961756, 602170.0306957708 1090014.0502304023, 601884.1614086156 1090300.0593775932, 601334.5468461703 1090850.6592340486, 601013.8007389158 1091175.7993126023, 600773.0046637438 1091414.3033210381, 600572.3060347162 1091614.7807287737, 599176.993976789 1093050.67267117) | line | [14 empty] | 1671 | 1672 | 1 | FALSE | FALSE | 1 | FALSE | FALSE | [6 empty] | 1671 | 618393.8487 | 1073511.9239 | 1672 | 599176.994 | 1093050.6727
VN | 1015150499 | LINEVN1548a | 110 | 0.52814 | [5 empty] | 50 | 6 cables - 2 systems | LINESTRING (710960.8480740369 1201341.5022798087, 711012.8357512009 1201188.3406911595, 711076.2859159575 1200998.7984501524, 711107.2110056934 1201021.3979893066, 711129.0669915219 1201027.3007917155, 711146.0102819463 1201031.8779948018) | line | [10 empty] | 6 |  |  |  | 1673 | 1674 | 1 | FALSE | FALSE | 2 | TRUE | FALSE | 1673 |  | 710960.8481 | 1201341.5023 |  |  | 1673 | 710960.8481 | 1201341.5023 | 1674 | 711146.0103 | 1201031.878
VN | 1015150499 | LINEVN1548b | 110 | 0.52814 | [5 empty] | 50 | 6 cables - 2 systems | LINESTRING (710960.8480740369 1201341.5022798087, 711012.8357512009 1201188.3406911595, 711076.2859159575 1200998.7984501524, 711107.2110056934 1201021.3979893066, 711129.0669915219 1201027.3007917155, 711146.0102819463 1201031.8779948018) | line | [10 empty] | 6 |  |  |  | 1673 | 1674 | 1 | FALSE | FALSE | 2 | TRUE | FALSE | 1673 |  | 710960.8481 | 1201341.5023 |  |  | 1673 | 710960.8481 | 1201341.5023 | 1674 | 711146.0103 | 1201031.878
VN | 1022928449 | LINEVN1549 |  | 17.7096 | [6 empty] | multiple vlevels | LINESTRING (648494.8602737368 1965904.0454760683, 648410.3308103498 1965819.3521042704, 648216.6334802007 1965727.581722815, 648046.6574924099 1965646.6249565952, 647856.3208905524 1965560.195366527, 647645.193134162 1965457.6774682575, 647418.5469698571 1965350.0006231843, 647227.7738728636 1965258.8156295132, 647006.738855818 1965153.1552253668, 646804.7632607867 1965057.9410711916, 646664.8533298437 1964991.9817162913, 646416.0344571165 1965022.9508344107, 646177.5008625686 1965052.5820292693, 645913.2207884552 1965085.5353205798, 645593.7592715836 1965119.084219589, 645362.676810326 1965145.1828829688, 644997.2645294856 1965190.3795483583, 644844.4486135521 1965224.6794156583, 644626.9088410445 1965272.686049403, 644401.9756548363 1965321.3053094896, 644091.5670454557 1965388.486030552, 643788.8853788131 1965462.2232928171, 643669.8192104311 1965488.2324983028, 643343.1227427515 1965560.9507728075, 642982.8815360772 1965644.1011424605, 642764.5423336712 1965691.2363734208, 642441.7134757705 1965760.9312986147, 642174.7563756832 1965822.5868948062, 641950.8428828898 1965871.483671556, 641789.1634394912 1965911.9622517996, 641429.5365453055 1966030.124957344, 641016.5575733592 1966170.081390882, 640660.8173814539 1966297.80192514, 640460.2001549017 1966368.713483447, 640128.5512888851 1966479.0066859447, 639945.4280843497 1966542.875486242, 639756.6183904146 1966605.9644719926, 639467.4216420535 1966703.607946952, 639115.6007299146 1966828.8258734033, 638804.0722579372 1966940.2547020428, 638641.1500736268 1966994.150324526, 638415.5868286935 1967070.3963576928, 638251.3126412767 1967130.0068586525, 637879.2972085185 1967258.9561490507, 637638.1162884887 1967345.5708873929, 637505.4255528988 1967396.4755340728, 637160.3837745365 1967524.9159907284, 636837.6977832101 1967646.710339237, 636545.185944209 1967751.7193098082, 636178.0959317377 1967833.8674079576, 635997.8400091348 1967868.5425190073, 635807.2929182216 1967915.36591437, 635598.3811023305 1967958.2147026751, 635019.1839790858 1968084.0758276493, 634854.0189984593 1968223.2835237351, 634705.482330008 1968354.106419873, 634547.2972877454 1968283.5833843884, 634518.7620904814 1968269.1480410057) | line | [14 empty] | 1675 | 1676 | 0 | FALSE | FALSE | 1 | FALSE | FALSE | [6 empty] | 1675 | 648494.8603 | 1965904.0455 | 1676 | 634518.7621 | 1968269.148
VN | 1026491904 | LINEVN1550 | 500 | 0.84326 | [5 empty] | 50 |  | LINESTRING (717371.5458582151 1218671.820706596, 717700.6670726388 1218465.13407921, 717489.6916016215 1218232.4661228668) | line | [10 empty] | 3 | 1 |  |  | 707 | 705 | 1 | FALSE | FALSE | 1 | TRUE | TRUE | 707 | 705 | 717371.5459 | 1218671.8207 | 717489.6916 | 1218232.4661 | 707 | 717371.5459 | 1218671.8207 | 705 | 717489.6916 | 1218232.4661
VN | 1026491905 | LINEVN1551 | 500 | 0.97721 | [5 empty] | 50 |  | LINESTRING (717471.2755769388 1218125.1690696694, 717767.5855822911 1218451.6386304873, 718086.7782401431 1218257.767309664) | line | [10 empty] | 3 | 1 |  |  | 702 | 709 | 1 | FALSE | FALSE | 1 | TRUE | TRUE | 702 | 709 | 717471.2756 | 1218125.1691 | 718086.7782 | 1218257.7673 | 702 | 717471.2756 | 1218125.1691 | 709 | 718086.7782 | 1218257.7673
VN | 1026491906 | LINEVN1552 | 500 | 0.80757 | [5 empty] | 50 |  | LINESTRING (718066.0424340664 1218223.3756898174, 717793.4436517381 1218376.543593735, 717544.1640314637 1218116.4037343925) | line | [10 empty] | 3 | 1 |  |  | 708 | 700 | 1 | FALSE | FALSE | 1 | TRUE | TRUE | 708 | 700 | 718066.0424 | 1218223.3757 | 717544.164 | 1218116.4037 | 708 | 718066.0424 | 1218223.3757 | 700 | 717544.164 | 1218116.4037
VN | 1027565645 | LINEVN1553 | 500 | 0.96879 | [5 empty] | 50 |  | LINESTRING (493010.2135590613 2350152.238634873, 492779.48593684897 2350359.0816243403, 492301.4432013262 2350496.6814194466) | line | [10 empty] | 3 |  |  |  | 1677 | 980 | 1 | FALSE | FALSE | 1 | TRUE | TRUE | 1677 | 980 | 493010.2136 | 2350152.2386 | 492301.4432 | 2350496.6814 | 1677 | 493010.2136 | 2350152.2386 | 980 | 492301.4432 | 2350496.6814
VN | 1027565646 | LINEVN1554a | 500 | 14.1574 | [5 empty] | 50 | 6 cables - 2 systems | LINESTRING (502463.75968014123 2343389.55927067, 501804.3199541565 2343736.5513717686, 501158.1629268728 2344072.912911685, 500915.5650795398 2344198.635862194, 500366.7261830183 2344483.0943991346, 499588.36460777506 2344900.1203592876, 499055.3158425836 2345179.6089010253, 498880.6004165348 2345406.371773991, 498391.51185261866 2346017.3080395614, 498074.1197682385 2346413.78211456, 497529.1428162094 2347131.6973272283, 497365.65483048925 2347353.2733746045, 496382.95725120435 2347906.4961621133, 496157.32614501636 2348037.676123482, 495851.809406382 2348208.357276182, 495356.258425958 2348499.611785037, 494505.51148632856 2348985.520505519, 494102.2726903075 2349227.576033277, 493780.51733357075 2349501.064598518, 493398.83257243043 2349824.1222041277, 493010.2135590613 2350152.238634873) | line | [10 empty] | 6 |  |  |  | 979 | 1677 | 1 | FALSE | FALSE | 2 | TRUE | TRUE | 979 | 1677 | 502463.7597 | 2343389.5593 | 493010.2136 | 2350152.2386 | 979 | 502463.7597 | 2343389.5593 | 1677 | 493010.2136 | 2350152.2386
VN | 1027565646 | LINEVN1554b | 500 | 14.1574 | [5 empty] | 50 | 6 cables - 2 systems | LINESTRING (502463.75968014123 2343389.55927067, 501804.3199541565 2343736.5513717686, 501158.1629268728 2344072.912911685, 500915.5650795398 2344198.635862194, 500366.7261830183 2344483.0943991346, 499588.36460777506 2344900.1203592876, 499055.3158425836 2345179.6089010253, 498880.6004165348 2345406.371773991, 498391.51185261866 2346017.3080395614, 498074.1197682385 2346413.78211456, 497529.1428162094 2347131.6973272283, 497365.65483048925 2347353.2733746045, 496382.95725120435 2347906.4961621133, 496157.32614501636 2348037.676123482, 495851.809406382 2348208.357276182, 495356.258425958 2348499.611785037, 494505.51148632856 2348985.520505519, 494102.2726903075 2349227.576033277, 493780.51733357075 2349501.064598518, 493398.83257243043 2349824.1222041277, 493010.2135590613 2350152.238634873) | line | [10 empty] | 6 |  |  |  | 979 | 1677 | 1 | FALSE | FALSE | 2 | TRUE | TRUE | 979 | 1677 | 502463.7597 | 2343389.5593 | 493010.2136 | 2350152.2386 | 979 | 502463.7597 | 2343389.5593 | 1677 | 493010.2136 | 2350152.2386
VN | 1027565647 | LINEVN1555 | 500 | 0.95962 | [5 empty] | 50 |  | LINESTRING (493010.2135590613 2350152.238634873, 492772.5785123572 2350341.0333874347, 492301.4432013262 2350496.6814194466) | line | [10 empty] | 3 |  |  |  | 1677 | 980 | 1 | FALSE | FALSE | 1 | TRUE | TRUE | 1677 | 980 | 493010.2136 | 2350152.2386 | 492301.4432 | 2350496.6814 | 1677 | 493010.2136 | 2350152.2386 | 980 | 492301.4432 | 2350496.6814
VN | 1029977675 | LINEVN1556a | 500 | 3.8631 | [5 empty] | 50 | 6 cables - 2 systems | LINESTRING (573041.9228978552 2137039.5141194463, 572872.8551410479 2137104.711670501, 572457.86047394 2137263.6096847695, 572035.0887044063 2137430.608538914, 571563.5512893408 2137613.669781053, 570966.5503887297 2137849.4467560505, 570431.5785147423 2138056.7780311382, 570042.0391481585 2138207.4183312347) | line | [10 empty] | 6 | 2 |  |  | 1678 | 1679 | 1 | FALSE | FALSE | 2 | TRUE | TRUE | 1678 | 1679 | 573041.9229 | 2137039.5141 | 570042.0391 | 2138207.4183 | 1678 | 573041.9229 | 2137039.5141 | 1679 | 570042.0391 | 2138207.4183
VN | 1029977675 | LINEVN1556b | 500 | 3.8631 | [5 empty] | 50 | 6 cables - 2 systems | LINESTRING (573041.9228978552 2137039.5141194463, 572872.8551410479 2137104.711670501, 572457.86047394 2137263.6096847695, 572035.0887044063 2137430.608538914, 571563.5512893408 2137613.669781053, 570966.5503887297 2137849.4467560505, 570431.5785147423 2138056.7780311382, 570042.0391481585 2138207.4183312347) | line | [10 empty] | 6 | 2 |  |  | 1678 | 1679 | 1 | FALSE | FALSE | 2 | TRUE | TRUE | 1678 | 1679 | 573041.9229 | 2137039.5141 | 570042.0391 | 2138207.4183 | 1678 | 573041.9229 | 2137039.5141 | 1679 | 570042.0391 | 2138207.4183
VN | 1042764607 | LINEVN1557 | 500 | 2.7461 | [5 empty] | 50 |  | LINESTRING (426317.9214774128 2343900.7992257755, 427777.2708157771 2344002.5528861457, 428498.023299941 2344405.0250540306) | line | [10 empty] | 3 | 1 |  |  | 1680 | 1681 | 1 | FALSE | FALSE | 1 | TRUE | TRUE | 1680 | 1681 | 426317.9215 | 2343900.7992 | 428498.0233 | 2344405.0251 | 1680 | 426317.9215 | 2343900.7992 | 1681 | 428498.0233 | 2344405.0251
VN | 1042764608 | LINEVN1558a | 500 | 2.9178 | [5 empty] | 50 | 6 cables - 2 systems | LINESTRING (428498.023299941 2344405.0250540306, 428868.5428195479 2344621.940220075, 429279.52206906845 2344764.0999241266, 429744.62467576994 2345093.7901861635, 430558.1393717876 2345670.5230318015) | line | [10 empty] | 6 | 2 |  |  | 1681 | 1682 | 1 | FALSE | FALSE | 2 | TRUE | TRUE | 1681 | 1682 | 428498.0233 | 2344405.0251 | 430558.1394 | 2345670.523 | 1681 | 428498.0233 | 2344405.0251 | 1682 | 430558.1394 | 2345670.523
VN | 1042764608 | LINEVN1558b | 500 | 2.9178 | [5 empty] | 50 | 6 cables - 2 systems | LINESTRING (428498.023299941 2344405.0250540306, 428868.5428195479 2344621.940220075, 429279.52206906845 2344764.0999241266, 429744.62467576994 2345093.7901861635, 430558.1393717876 2345670.5230318015) | line | [10 empty] | 6 | 2 |  |  | 1681 | 1682 | 1 | FALSE | FALSE | 2 | TRUE | TRUE | 1681 | 1682 | 428498.0233 | 2344405.0251 | 430558.1394 | 2345670.523 | 1681 | 428498.0233 | 2344405.0251 | 1682 | 430558.1394 | 2345670.523
VN | 1042764609 | LINEVN1559 | 500 | 2.758 | [5 empty] | 50 |  | LINESTRING (426317.9214774128 2343900.7992257755, 427783.4380461861 2343981.6176932463, 428498.023299941 2344405.0250540306) | line | [10 empty] | 3 | 1 |  |  | 1680 | 1681 | 1 | FALSE | FALSE | 1 | TRUE | TRUE | 1680 | 1681 | 426317.9215 | 2343900.7992 | 428498.0233 | 2344405.0251 | 1680 | 426317.9215 | 2343900.7992 | 1681 | 428498.0233 | 2344405.0251
VN | 1042764610 | LINEVN1560 | 500 | 3.143 | [5 empty] | 50 |  | LINESTRING (419792.7053606594 2343404.0968399947, 420895.02580264746 2343696.790371198, 420982.88347199385 2343787.1520132194, 421222.56575838436 2343954.166166249, 422282.8732121485 2343971.9562282213) | line | [10 empty] | 3 | 1 |  |  | 596 | 1683 | 1 | FALSE | FALSE | 1 | TRUE | TRUE | 596 | 1683 | 419792.7054 | 2343404.0968 | 422282.8732 | 2343971.9562 | 596 | 419792.7054 | 2343404.0968 | 1683 | 422282.8732 | 2343971.9562
VN | 1042764611 | LINEVN1561 | 500 | 3.1459 | [5 empty] | 50 |  | LINESTRING (419792.7053606594 2343404.0968399947, 420889.12364913814 2343714.948974494, 420982.88347199385 2343787.1520132194, 421215.54468997684 2343970.6586624775, 422282.8732121485 2343971.9562282213) | line | [10 empty] | 3 | 1 |  |  | 596 | 1683 | 1 | FALSE | FALSE | 1 | TRUE | TRUE | 596 | 1683 | 419792.7054 | 2343404.0968 | 422282.8732 | 2343971.9562 | 596 | 419792.7054 | 2343404.0968 | 1683 | 422282.8732 | 2343971.9562
VN | 1042764612 | LINEVN1562a | 500 | 4.8471 | [5 empty] | 50 | 6 cables - 2 systems | LINESTRING (422282.8732121485 2343971.9562282213, 422623.39247694204 2343975.884992918, 423671.10160376655 2343980.1209562602, 424116.0231975004 2343984.2051872173, 424320.9792545421 2343986.5924544525, 424731.60433949105 2343954.4692670307, 425083.3610959533 2343942.027337307, 425568.44706704863 2343905.8339606146, 425953.66573895863 2343880.8405750915, 426317.9214774128 2343900.7992257755) | line | [10 empty] | 6 | 2 |  |  | 1683 | 1680 | 1 | FALSE | FALSE | 2 | TRUE | TRUE | 1683 | 1680 | 422282.8732 | 2343971.9562 | 426317.9215 | 2343900.7992 | 1683 | 422282.8732 | 2343971.9562 | 1680 | 426317.9215 | 2343900.7992
VN | 1042764612 | LINEVN1562b | 500 | 4.8471 | [5 empty] | 50 | 6 cables - 2 systems | LINESTRING (422282.8732121485 2343971.9562282213, 422623.39247694204 2343975.884992918, 423671.10160376655 2343980.1209562602, 424116.0231975004 2343984.2051872173, 424320.9792545421 2343986.5924544525, 424731.60433949105 2343954.4692670307, 425083.3610959533 2343942.027337307, 425568.44706704863 2343905.8339606146, 425953.66573895863 2343880.8405750915, 426317.9214774128 2343900.7992257755) | line | [10 empty] | 6 | 2 |  |  | 1683 | 1680 | 1 | FALSE | FALSE | 2 | TRUE | TRUE | 1683 | 1680 | 422282.8732 | 2343971.9562 | 426317.9215 | 2343900.7992 | 1683 | 422282.8732 | 2343971.9562 | 1680 | 426317.9215 | 2343900.7992
VN | 1042764613 | LINEVN1563 | 500 | 0.89859 | [5 empty] | 50 |  | LINESTRING (415305.7210128886 2343417.086867124, 415561.671736627 2343160.960035039, 415948.3263583733 2343168.80929744) | line | [10 empty] | 3 | 1 |  |  | 1684 | 595 | 1 | FALSE | FALSE | 1 | TRUE | TRUE | 1684 | 595 | 415305.721 | 2343417.0869 | 415948.3264 | 2343168.8093 | 1684 | 415305.721 | 2343417.0869 | 595 | 415948.3264 | 2343168.8093
VN | 1042764614 | LINEVN1564a | 500 | 10.7164 | [5 empty] | 50 | 6 cables - 2 systems | LINESTRING (410677.64504894486 2350876.2246091785, 411020.7180280038 2349936.6281912583, 411238.3208259511 2349363.765952926, 411359.69072788255 2349004.49086104, 411446.5491075758 2348775.716401332, 411804.14301472355 2347776.723994599, 411979.0994174492 2347285.526289205, 412155.32770723203 2347055.3039699127, 412385.45675387507 2346751.0339304935, 412545.088072891 2346537.9065328655, 412997.13581839955 2345951.5303063584, 413453.3128583161 2345350.7349711116, 413903.0707416545 2344845.7319315635, 414420.1082919238 2344316.572504717, 414902.9784828963 2343824.1232094048, 415305.7210128886 2343417.086867124) | line | [10 empty] | 6 | 2 |  |  | 598 | 1684 | 1 | FALSE | FALSE | 2 | TRUE | TRUE | 598 | 1684 | 410677.645 | 2350876.2246 | 415305.721 | 2343417.0869 | 598 | 410677.645 | 2350876.2246 | 1684 | 415305.721 | 2343417.0869
VN | 1042764614 | LINEVN1564b | 500 | 10.7164 | [5 empty] | 50 | 6 cables - 2 systems | LINESTRING (410677.64504894486 2350876.2246091785, 411020.7180280038 2349936.6281912583, 411238.3208259511 2349363.765952926, 411359.69072788255 2349004.49086104, 411446.5491075758 2348775.716401332, 411804.14301472355 2347776.723994599, 411979.0994174492 2347285.526289205, 412155.32770723203 2347055.3039699127, 412385.45675387507 2346751.0339304935, 412545.088072891 2346537.9065328655, 412997.13581839955 2345951.5303063584, 413453.3128583161 2345350.7349711116, 413903.0707416545 2344845.7319315635, 414420.1082919238 2344316.572504717, 414902.9784828963 2343824.1232094048, 415305.7210128886 2343417.086867124) | line | [10 empty] | 6 | 2 |  |  | 598 | 1684 | 1 | FALSE | FALSE | 2 | TRUE | TRUE | 598 | 1684 | 410677.645 | 2350876.2246 | 415305.721 | 2343417.0869 | 598 | 410677.645 | 2350876.2246 | 1684 | 415305.721 | 2343417.0869
VN | 1042764615 | LINEVN1565 | 500 | 0.92137 | [5 empty] | 50 |  | LINESTRING (415305.7210128886 2343417.086867124, 415555.0197154056 2343139.122539778, 415948.3263583733 2343168.80929744) | line | [10 empty] | 3 | 1 |  |  | 1684 | 595 | 1 | FALSE | FALSE | 1 | TRUE | TRUE | 1684 | 595 | 415305.721 | 2343417.0869 | 415948.3264 | 2343168.8093 | 1684 | 415305.721 | 2343417.0869 | 595 | 415948.3264 | 2343168.8093
VN | 1042764616 | LINEVN1566 | 500 | 2.8915 | [5 empty] | 50 |  | LINESTRING (435144.6926630218 2344458.929537926, 435723.8491734471 2344187.543672181, 436481.2016566202 2344858.409193788, 436918.1496675508 2345478.071751562) | line | [10 empty] | 3 | 1 |  |  | 1685 | 1686 | 1 | FALSE | FALSE | 1 | TRUE | TRUE | 1685 | 1686 | 435144.6927 | 2344458.9295 | 436918.1497 | 2345478.0718 | 1685 | 435144.6927 | 2344458.9295 | 1686 | 436918.1497 | 2345478.0718
VN | 1042764617 | LINEVN1567 | 500 | 2.9264 | [5 empty] | 50 |  | LINESTRING (435144.6926630218 2344458.929537926, 435724.88144610764 2344164.838796645, 436492.84473183146 2344847.0193354776, 436918.1496675508 2345478.071751562) | line | [10 empty] | 3 | 1 |  |  | 1685 | 1686 | 1 | FALSE | FALSE | 1 | TRUE | TRUE | 1685 | 1686 | 435144.6927 | 2344458.9295 | 436918.1497 | 2345478.0718 | 1685 | 435144.6927 | 2344458.9295 | 1686 | 436918.1497 | 2345478.0718
VN | 1042764618 | LINEVN1568a | 500 | 4.8942 | [5 empty] | 50 | 6 cables - 2 systems | LINESTRING (431375.96707965404 2345922.0679801786, 431748.53011432313 2345876.6416529794, 432235.19749375695 2345823.292898015, 432784.58675755514 2345569.521439324, 433357.9681344789 2345300.3974755164, 433837.0576963499 2345079.1893107253, 434744.8427513394 2344645.173399422, 435144.6926630218 2344458.929537926) | line | [10 empty] | 6 | 2 |  |  | 1687 | 1685 | 1 | FALSE | FALSE | 2 | TRUE | TRUE | 1687 | 1685 | 431375.9671 | 2345922.068 | 435144.6927 | 2344458.9295 | 1687 | 431375.9671 | 2345922.068 | 1685 | 435144.6927 | 2344458.9295
VN | 1042764618 | LINEVN1568b | 500 | 4.8942 | [5 empty] | 50 | 6 cables - 2 systems | LINESTRING (431375.96707965404 2345922.0679801786, 431748.53011432313 2345876.6416529794, 432235.19749375695 2345823.292898015, 432784.58675755514 2345569.521439324, 433357.9681344789 2345300.3974755164, 433837.0576963499 2345079.1893107253, 434744.8427513394 2344645.173399422, 435144.6926630218 2344458.929537926) | line | [10 empty] | 6 | 2 |  |  | 1687 | 1685 | 1 | FALSE | FALSE | 2 | TRUE | TRUE | 1687 | 1685 | 431375.9671 | 2345922.068 | 435144.6927 | 2344458.9295 | 1687 | 431375.9671 | 2345922.068 | 1685 | 435144.6927 | 2344458.9295
VN | 1042764619 | LINEVN1569a | 500 | 4.2995 | [5 empty] | 50 | 6 cables - 2 systems | LINESTRING (436918.1496675508 2345478.071751562, 437348.8880651365 2346083.6349878125, 437956.8820770753 2346938.679147773, 438283.93634821154 2347069.556586842, 438712.37760189973 2347245.374769332, 439086.16148154566 2347387.781509205, 439621.5181859475 2347598.290588633) | line | [10 empty] | 6 | 2 |  |  | 1686 | 1688 | 1 | FALSE | FALSE | 2 | TRUE | TRUE | 1686 | 1688 | 436918.1497 | 2345478.0718 | 439621.5182 | 2347598.2906 | 1686 | 436918.1497 | 2345478.0718 | 1688 | 439621.5182 | 2347598.2906
VN | 1042764619 | LINEVN1569b | 500 | 4.2995 | [5 empty] | 50 | 6 cables - 2 systems | LINESTRING (436918.1496675508 2345478.071751562, 437348.8880651365 2346083.6349878125, 437956.8820770753 2346938.679147773, 438283.93634821154 2347069.556586842, 438712.37760189973 2347245.374769332, 439086.16148154566 2347387.781509205, 439621.5181859475 2347598.290588633) | line | [10 empty] | 6 | 2 |  |  | 1686 | 1688 | 1 | FALSE | FALSE | 2 | TRUE | TRUE | 1686 | 1688 | 436918.1497 | 2345478.0718 | 439621.5182 | 2347598.2906 | 1686 | 436918.1497 | 2345478.0718 | 1688 | 439621.5182 | 2347598.2906
VN | 1042764620 | LINEVN1570 | 500 | 1.1064 | [5 empty] | 50 |  | LINESTRING (430558.1393717876 2345670.5230318015, 430950.5278719348 2345970.337046011, 431375.96707965404 2345922.0679801786) | line | [10 empty] | 3 | 1 |  |  | 1682 | 1687 | 1 | FALSE | FALSE | 1 | TRUE | TRUE | 1682 | 1687 | 430558.1394 | 2345670.523 | 431375.9671 | 2345922.068 | 1682 | 430558.1394 | 2345670.523 | 1687 | 431375.9671 | 2345922.068
VN | 1042764621 | LINEVN1571 | 500 | 1.096 | [5 empty] | 50 |  | LINESTRING (430558.1393717876 2345670.5230318015, 430952.29411676707 2345958.4311983776, 431375.96707965404 2345922.0679801786) | line | [10 empty] | 3 | 1 |  |  | 1682 | 1687 | 1 | FALSE | FALSE | 1 | TRUE | TRUE | 1682 | 1687 | 430558.1394 | 2345670.523 | 431375.9671 | 2345922.068 | 1682 | 430558.1394 | 2345670.523 | 1687 | 431375.9671 | 2345922.068
VN | 1042764622 | LINEVN1572 | 500 | 2.656 | [5 empty] | 50 |  | LINESTRING (439621.5181859475 2347598.290588633, 440097.80431530945 2347797.7205618806, 440333.7081443278 2348002.0758625683, 441030.082303393 2348643.5808196436, 441467.99134820444 2348631.3656236897) | line | [10 empty] | 3 | 1 |  |  | 1688 | 1689 | 1 | FALSE | FALSE | 1 | TRUE | TRUE | 1688 | 1689 | 439621.5182 | 2347598.2906 | 441467.9913 | 2348631.3656 | 1688 | 439621.5182 | 2347598.2906 | 1689 | 441467.9913 | 2348631.3656
VN | 1042764623 | LINEVN1573a | 500 | 15.4273 | [5 empty] | 50 | 6 cables - 2 systems | LINESTRING (441467.99134820444 2348631.3656236897, 442454.2596955189 2348636.1787973633, 442652.8527991049 2348636.86715863, 443890.15314897586 2348638.8105240925, 444179.8967683609 2348640.0360788214, 444879.92001807125 2348401.6436005104, 445194.0799865462 2348295.998457873, 445940.7083906968 2348043.229824606, 446310.90656143264 2347918.1857699575, 446595.04886428267 2347820.95609805, 446973.99495899293 2347689.6785953552, 447369.88657285366 2347543.4028021926, 449143.16914836003 2347442.6189938663, 450584.14671807876 2347160.944918303, 451066.490282702 2346870.0407138295, 452255.7733893544 2346161.4145695274, 453763.1877644259 2345692.1634668927) | line | [10 empty] | 6 | 2 |  |  | 1689 | 1690 | 1 | FALSE | FALSE | 2 | TRUE | FALSE | 1689 |  | 441467.9913 | 2348631.3656 |  |  | 1689 | 441467.9913 | 2348631.3656 | 1690 | 453763.1878 | 2345692.1635
VN | 1042764623 | LINEVN1573b | 500 | 15.4273 | [5 empty] | 50 | 6 cables - 2 systems | LINESTRING (441467.99134820444 2348631.3656236897, 442454.2596955189 2348636.1787973633, 442652.8527991049 2348636.86715863, 443890.15314897586 2348638.8105240925, 444179.8967683609 2348640.0360788214, 444879.92001807125 2348401.6436005104, 445194.0799865462 2348295.998457873, 445940.7083906968 2348043.229824606, 446310.90656143264 2347918.1857699575, 446595.04886428267 2347820.95609805, 446973.99495899293 2347689.6785953552, 447369.88657285366 2347543.4028021926, 449143.16914836003 2347442.6189938663, 450584.14671807876 2347160.944918303, 451066.490282702 2346870.0407138295, 452255.7733893544 2346161.4145695274, 453763.1877644259 2345692.1634668927) | line | [10 empty] | 6 | 2 |  |  | 1689 | 1690 | 1 | FALSE | FALSE | 2 | TRUE | FALSE | 1689 |  | 441467.9913 | 2348631.3656 |  |  | 1689 | 441467.9913 | 2348631.3656 | 1690 | 453763.1878 | 2345692.1635
VN | 1042764624 | LINEVN1574 | 500 | 2.6503 | [5 empty] | 50 |  | LINESTRING (439621.5181859475 2347598.290588633, 440108.0157418314 2347774.993621949, 440333.7081443278 2348002.0758625683, 441039.06864450744 2348626.2601097315, 441467.99134820444 2348631.3656236897) | line | [10 empty] | 3 | 1 |  |  | 1688 | 1689 | 1 | FALSE | FALSE | 1 | TRUE | TRUE | 1688 | 1689 | 439621.5182 | 2347598.2906 | 441467.9913 | 2348631.3656 | 1688 | 439621.5182 | 2347598.2906 | 1689 | 441467.9913 | 2348631.3656
VN | 1043110993 | LINEVN1575 | 500 | 1.1925 | [5 empty] | 50 |  | LINESTRING (348054.765379997 2384876.40242833, 348582.68073828734 2384797.8371113227, 348963.3388702366 2384539.4907424217) | line | [10 empty] | 3 | 1 |  |  | 1691 | 1692 | 1 | FALSE | FALSE | 1 | TRUE | TRUE | 1691 | 1692 | 348054.7654 | 2384876.4024 | 348963.3389 | 2384539.4907 | 1691 | 348054.7654 | 2384876.4024 | 1692 | 348963.3389 | 2384539.4907
VN | 1043110994 | LINEVN1576a | 500 | 1.0683 | [5 empty] | 50 | 6 cables - 2 systems | LINESTRING (347178.56047299766 2385033.9544717115, 347631.7116522963 2384953.164705418, 348054.765379997 2384876.40242833) | line | [10 empty] | 6 | 2 |  |  | 1481 | 1691 | 1 | FALSE | FALSE | 2 | TRUE | TRUE | 1481 | 1691 | 347178.5605 | 2385033.9545 | 348054.7654 | 2384876.4024 | 1481 | 347178.5605 | 2385033.9545 | 1691 | 348054.7654 | 2384876.4024
VN | 1043110994 | LINEVN1576b | 500 | 1.0683 | [5 empty] | 50 | 6 cables - 2 systems | LINESTRING (347178.56047299766 2385033.9544717115, 347631.7116522963 2384953.164705418, 348054.765379997 2384876.40242833) | line | [10 empty] | 6 | 2 |  |  | 1481 | 1691 | 1 | FALSE | FALSE | 2 | TRUE | TRUE | 1481 | 1691 | 347178.5605 | 2385033.9545 | 348054.7654 | 2384876.4024 | 1481 | 347178.5605 | 2385033.9545 | 1691 | 348054.7654 | 2384876.4024
VN | 1043110995 | LINEVN1577 | 500 | 1.1808 | [5 empty] | 50 |  | LINESTRING (348054.765379997 2384876.40242833, 348573.56984012655 2384775.004301033, 348963.3388702366 2384539.4907424217) | line | [10 empty] | 3 | 1 |  |  | 1691 | 1692 | 1 | FALSE | FALSE | 1 | TRUE | TRUE | 1691 | 1692 | 348054.7654 | 2384876.4024 | 348963.3389 | 2384539.4907 | 1691 | 348054.7654 | 2384876.4024 | 1692 | 348963.3389 | 2384539.4907
VN | 1043110996 | LINEVN1578a | 500 | 1.6643 | [5 empty] | 50 | 6 cables - 2 systems | LINESTRING (359931.079925643 2378818.290438696, 360322.42915089556 2378747.36410505, 361295.15299451747 2378567.7089479477) | line | [10 empty] | 6 | 2 |  |  | 1693 | 1694 | 1 | FALSE | FALSE | 2 | TRUE | TRUE | 1693 | 1694 | 359931.0799 | 2378818.2904 | 361295.153 | 2378567.7089 | 1693 | 359931.0799 | 2378818.2904 | 1694 | 361295.153 | 2378567.7089
VN | 1043110996 | LINEVN1578b | 500 | 1.6643 | [5 empty] | 50 | 6 cables - 2 systems | LINESTRING (359931.079925643 2378818.290438696, 360322.42915089556 2378747.36410505, 361295.15299451747 2378567.7089479477) | line | [10 empty] | 6 | 2 |  |  | 1693 | 1694 | 1 | FALSE | FALSE | 2 | TRUE | TRUE | 1693 | 1694 | 359931.0799 | 2378818.2904 | 361295.153 | 2378567.7089 | 1693 | 359931.0799 | 2378818.2904 | 1694 | 361295.153 | 2378567.7089
VN | 1043110997 | LINEVN1579 | 500 | 2.2172 | [5 empty] | 50 |  | LINESTRING (358170.109417262 2378880.8773961086, 358637.13936987764 2378631.3121304815, 359463.9948252409 2378806.31955978, 359723.63656285324 2378849.5138461026, 359931.079925643 2378818.290438696) | line | [10 empty] | 3 | 1 |  |  | 1695 | 1693 | 1 | FALSE | FALSE | 1 | TRUE | TRUE | 1695 | 1693 | 358170.1094 | 2378880.8774 | 359931.0799 | 2378818.2904 | 1695 | 358170.1094 | 2378880.8774 | 1693 | 359931.0799 | 2378818.2904
VN | 1043110998 | LINEVN1580a | 500 | 13.0881 | [5 empty] | 50 | 6 cables - 2 systems | LINESTRING (348963.3388702366 2384539.4907424217, 349421.90876888647 2384248.0983855566, 349769.1307570078 2384020.1773445294, 350032.6408517808 2383855.739891187, 350635.70960490184 2383459.3257409036, 351447.93361953896 2383144.9665487832, 351786.63311059267 2383012.30813233, 352169.4387871863 2382856.612455958, 352709.4328870037 2382648.2430382557, 352964.63498264796 2382543.164914834, 353370.3512481769 2382383.82547427, 354053.8119313692 2381906.397386331, 354752.6916793631 2381424.013365289, 355257.78020507976 2381062.999117475, 355510.13239011005 2380821.23741832, 355734.5556666685 2380609.98705713, 356357.3419373982 2380027.0684113284, 356851.8691224817 2379561.879738317, 357419.3651092147 2379271.2108899346, 357979.6865980827 2378983.6598039665, 358170.109417262 2378880.8773961086) | line | [10 empty] | 6 | 2 |  |  | 1692 | 1695 | 1 | FALSE | FALSE | 2 | TRUE | TRUE | 1692 | 1695 | 348963.3389 | 2384539.4907 | 358170.1094 | 2378880.8774 | 1692 | 348963.3389 | 2384539.4907 | 1695 | 358170.1094 | 2378880.8774
VN | 1043110998 | LINEVN1580b | 500 | 13.0881 | [5 empty] | 50 | 6 cables - 2 systems | LINESTRING (348963.3388702366 2384539.4907424217, 349421.90876888647 2384248.0983855566, 349769.1307570078 2384020.1773445294, 350032.6408517808 2383855.739891187, 350635.70960490184 2383459.3257409036, 351447.93361953896 2383144.9665487832, 351786.63311059267 2383012.30813233, 352169.4387871863 2382856.612455958, 352709.4328870037 2382648.2430382557, 352964.63498264796 2382543.164914834, 353370.3512481769 2382383.82547427, 354053.8119313692 2381906.397386331, 354752.6916793631 2381424.013365289, 355257.78020507976 2381062.999117475, 355510.13239011005 2380821.23741832, 355734.5556666685 2380609.98705713, 356357.3419373982 2380027.0684113284, 356851.8691224817 2379561.879738317, 357419.3651092147 2379271.2108899346, 357979.6865980827 2378983.6598039665, 358170.109417262 2378880.8773961086) | line | [10 empty] | 6 | 2 |  |  | 1692 | 1695 | 1 | FALSE | FALSE | 2 | TRUE | TRUE | 1692 | 1695 | 348963.3389 | 2384539.4907 | 358170.1094 | 2378880.8774 | 1692 | 348963.3389 | 2384539.4907 | 1695 | 358170.1094 | 2378880.8774
VN | 1043110999 | LINEVN1581 | 500 | 0.47159 | [5 empty] | 50 |  | LINESTRING (361295.15299451747 2378567.7089479477, 361508.65853798867 2378520.29062542, 361610.890319119 2378379.1361828945) | line | [10 empty] | 3 | 1 |  |  | 1694 | 1696 | 1 | FALSE | FALSE | 1 | TRUE | TRUE | 1694 | 1696 | 361295.153 | 2378567.7089 | 361610.8903 | 2378379.1362 | 1694 | 361295.153 | 2378567.7089 | 1696 | 361610.8903 | 2378379.1362
VN | 1043111000 | LINEVN1582 | 500 | 2.208 | [5 empty] | 50 |  | LINESTRING (358170.109417262 2378880.8773961086, 358638.6940508194 2378650.362974449, 359463.9948252409 2378806.31955978, 359722.77771208156 2378862.784404211, 359931.079925643 2378818.290438696) | line | [10 empty] | 3 | 1 |  |  | 1695 | 1693 | 1 | FALSE | FALSE | 1 | TRUE | TRUE | 1695 | 1693 | 358170.1094 | 2378880.8774 | 359931.0799 | 2378818.2904 | 1695 | 358170.1094 | 2378880.8774 | 1693 | 359931.0799 | 2378818.2904
VN | 1043111001 | LINEVN1583 | 500 | 0.49034 | [5 empty] | 50 |  | LINESTRING (361295.15299451747 2378567.7089479477, 361518.31645343686 2378537.4787042737, 361610.890319119 2378379.1361828945) | line | [10 empty] | 3 | 1 |  |  | 1694 | 1696 | 1 | FALSE | FALSE | 1 | TRUE | TRUE | 1694 | 1696 | 361295.153 | 2378567.7089 | 361610.8903 | 2378379.1362 | 1694 | 361295.153 | 2378567.7089 | 1696 | 361610.8903 | 2378379.1362
VN | 1043111002 | LINEVN1584 | 500 | 1.5406 | [5 empty] | 50 |  | LINESTRING (363731.8694232084 2375024.147278227, 363999.6560058588 2374575.3466251646, 364760.7287133975 2374562.483330005) | line | [10 empty] | 3 | 1 |  |  | 1697 | 1698 | 1 | FALSE | FALSE | 1 | TRUE | TRUE | 1697 | 1698 | 363731.8694 | 2375024.1473 | 364760.7287 | 2374562.4833 | 1697 | 363731.8694 | 2375024.1473 | 1698 | 364760.7287 | 2374562.4833
VN | 1043111003 | LINEVN1585a | 500 | 4.7631 | [5 empty] | 50 | 6 cables - 2 systems | LINESTRING (361610.890319119 2378379.1361828945, 361813.679114728 2378052.9144220683, 362282.1233345193 2377315.308576238, 362547.46514850715 2376899.2906674873, 362761.10441501427 2376562.6071335855, 363043.407767392 2376110.3756531505, 363384.7484174673 2375571.8535409924, 363731.8694232084 2375024.147278227) | line | [10 empty] | 6 | 2 |  |  | 1696 | 1697 | 1 | FALSE | FALSE | 2 | TRUE | TRUE | 1696 | 1697 | 361610.8903 | 2378379.1362 | 363731.8694 | 2375024.1473 | 1696 | 361610.8903 | 2378379.1362 | 1697 | 363731.8694 | 2375024.1473
VN | 1043111003 | LINEVN1585b | 500 | 4.7631 | [5 empty] | 50 | 6 cables - 2 systems | LINESTRING (361610.890319119 2378379.1361828945, 361813.679114728 2378052.9144220683, 362282.1233345193 2377315.308576238, 362547.46514850715 2376899.2906674873, 362761.10441501427 2376562.6071335855, 363043.407767392 2376110.3756531505, 363384.7484174673 2375571.8535409924, 363731.8694232084 2375024.147278227) | line | [10 empty] | 6 | 2 |  |  | 1696 | 1697 | 1 | FALSE | FALSE | 2 | TRUE | TRUE | 1696 | 1697 | 361610.8903 | 2378379.1362 | 363731.8694 | 2375024.1473 | 1696 | 361610.8903 | 2378379.1362 | 1697 | 363731.8694 | 2375024.1473
VN | 1043111004 | LINEVN1586 | 500 | 1.5156 | [5 empty] | 50 |  | LINESTRING (363731.8694232084 2375024.147278227, 364011.6251302137 2374593.889492721, 364760.7287133975 2374562.483330005) | line | [10 empty] | 3 | 1 |  |  | 1697 | 1698 | 1 | FALSE | FALSE | 1 | TRUE | TRUE | 1697 | 1698 | 363731.8694 | 2375024.1473 | 364760.7287 | 2374562.4833 | 1697 | 363731.8694 | 2375024.1473 | 1698 | 364760.7287 | 2374562.4833
VN | 1043111005 | LINEVN1587a | 500 | 6.0894 | [5 empty] | 50 | 6 cables - 2 systems | LINESTRING (364760.7287133975 2374562.483330005, 365414.5740115507 2374541.8437188743, 365993.94592533004 2374522.952841278, 366803.5132029201 2374493.621738922, 367540.2838333659 2374501.270581006, 367723.7849946704 2374558.2147826944, 368578.2022636903 2374919.4768056343, 368880.8027474001 2375047.316922094, 369426.7380283953 2375279.8658837536, 369659.5945960984 2375376.354139292) | line | [10 empty] | 6 | 2 |  |  | 1698 | 1699 | 1 | FALSE | FALSE | 2 | TRUE | TRUE | 1698 | 1699 | 364760.7287 | 2374562.4833 | 369659.5946 | 2375376.3541 | 1698 | 364760.7287 | 2374562.4833 | 1699 | 369659.5946 | 2375376.3541
VN | 1043111005 | LINEVN1587b | 500 | 6.0894 | [5 empty] | 50 | 6 cables - 2 systems | LINESTRING (364760.7287133975 2374562.483330005, 365414.5740115507 2374541.8437188743, 365993.94592533004 2374522.952841278, 366803.5132029201 2374493.621738922, 367540.2838333659 2374501.270581006, 367723.7849946704 2374558.2147826944, 368578.2022636903 2374919.4768056343, 368880.8027474001 2375047.316922094, 369426.7380283953 2375279.8658837536, 369659.5945960984 2375376.354139292) | line | [10 empty] | 6 | 2 |  |  | 1698 | 1699 | 1 | FALSE | FALSE | 2 | TRUE | TRUE | 1698 | 1699 | 364760.7287 | 2374562.4833 | 369659.5946 | 2375376.3541 | 1698 | 364760.7287 | 2374562.4833 | 1699 | 369659.5946 | 2375376.3541
VN | 1043111006 | LINEVN1588a | 500 | 0.45702 | [5 empty] | 50 | 6 cables - 2 systems | LINESTRING (372565.70029061736 2376108.8188688336, 372946.49523346376 2376115.504412375) | line | [10 empty] | 6 | 2 |  |  | 1700 | 1701 | 1 | FALSE | FALSE | 2 | TRUE | TRUE | 1700 | 1701 | 372565.7003 | 2376108.8189 | 372946.4952 | 2376115.5044 | 1700 | 372565.7003 | 2376108.8189 | 1701 | 372946.4952 | 2376115.5044
VN | 1043111006 | LINEVN1588b | 500 | 0.45702 | [5 empty] | 50 | 6 cables - 2 systems | LINESTRING (372565.70029061736 2376108.8188688336, 372946.49523346376 2376115.504412375) | line | [10 empty] | 6 | 2 |  |  | 1700 | 1701 | 1 | FALSE | FALSE | 2 | TRUE | TRUE | 1700 | 1701 | 372565.7003 | 2376108.8189 | 372946.4952 | 2376115.5044 | 1700 | 372565.7003 | 2376108.8189 | 1701 | 372946.4952 | 2376115.5044
VN | 1043111007 | LINEVN1589 | 500 | 4.0639 | [5 empty] | 50 |  | LINESTRING (369659.5945960984 2375376.354139292, 370020.14528677915 2375455.5252856924, 370332.4399302399 2375303.2617318686, 370834.4988632042 2375038.6866576797, 371421.9652220632 2375535.256506542, 372070.78357744345 2376062.8458105284, 372565.70029061736 2376108.8188688336) | line | [10 empty] | 3 | 1 |  |  | 1699 | 1700 | 1 | FALSE | FALSE | 1 | TRUE | TRUE | 1699 | 1700 | 369659.5946 | 2375376.3541 | 372565.7003 | 2376108.8189 | 1699 | 369659.5946 | 2375376.3541 | 1700 | 372565.7003 | 2376108.8189
VN | 1043111008 | LINEVN1590 | 500 | 4.0678 | [5 empty] | 50 |  | LINESTRING (369659.5945960984 2375376.354139292, 370014.1893938769 2375475.1900887867, 370332.4399302399 2375303.2617318686, 370829.9302629811 2375058.3400318315, 371421.9652220632 2375535.256506542, 372060.3485803207 2376079.788548314, 372565.70029061736 2376108.8188688336) | line | [10 empty] | 3 | 1 |  |  | 1699 | 1700 | 1 | FALSE | FALSE | 1 | TRUE | TRUE | 1699 | 1700 | 369659.5946 | 2375376.3541 | 372565.7003 | 2376108.8189 | 1699 | 369659.5946 | 2375376.3541 | 1700 | 372565.7003 | 2376108.8189
VN | 1043111009 | LINEVN1591 | 500 | 0.75441 | [5 empty] | 50 |  | LINESTRING (372946.49523346376 2376115.504412375, 373272.8574911875 2376144.31146455, 373523.2003973306 2375977.1183540914) | line | [10 empty] | 3 | 1 |  |  | 1701 | 1702 | 1 | FALSE | FALSE | 1 | TRUE | TRUE | 1701 | 1702 | 372946.4952 | 2376115.5044 | 373523.2004 | 2375977.1184 | 1701 | 372946.4952 | 2376115.5044 | 1702 | 373523.2004 | 2375977.1184
VN | 1043111010 | LINEVN1592 | 500 | 0.73957 | [5 empty] | 50 |  | LINESTRING (372946.49523346376 2376115.504412375, 373266.8605980457 2376124.741537017, 373523.2003973306 2375977.1183540914) | line | [10 empty] | 3 | 1 |  |  | 1701 | 1702 | 1 | FALSE | FALSE | 1 | TRUE | TRUE | 1701 | 1702 | 372946.4952 | 2376115.5044 | 373523.2004 | 2375977.1184 | 1701 | 372946.4952 | 2376115.5044 | 1702 | 373523.2004 | 2375977.1184
VN | 1043111011 | LINEVN1593 | 500 | 0.85736 | [5 empty] | 50 |  | LINESTRING (376146.780918354 2374382.8223621603, 376487.6806379202 2374164.6839339253, 376795.82046927686 2374133.1923190164) | line | [10 empty] | 3 | 1 |  |  | 1703 | 1704 | 1 | FALSE | FALSE | 1 | TRUE | TRUE | 1703 | 1704 | 376146.7809 | 2374382.8224 | 376795.8205 | 2374133.1923 | 1703 | 376146.7809 | 2374382.8224 | 1704 | 376795.8205 | 2374133.1923
VN | 1043111012 | LINEVN1594a | 500 | 3.684 | [5 empty] | 50 | 6 cables - 2 systems | LINESTRING (373523.2003973306 2375977.1183540914, 374033.1167244719 2375665.8986982014, 374522.3384762225 2375370.7314209193, 375021.3840897202 2375068.0428700275, 375372.6978979554 2374852.289720212, 375642.8648165674 2374690.780477347, 376146.780918354 2374382.8223621603) | line | [10 empty] | 6 | 2 |  |  | 1702 | 1703 | 1 | FALSE | FALSE | 2 | TRUE | TRUE | 1702 | 1703 | 373523.2004 | 2375977.1184 | 376146.7809 | 2374382.8224 | 1702 | 373523.2004 | 2375977.1184 | 1703 | 376146.7809 | 2374382.8224
VN | 1043111012 | LINEVN1594b | 500 | 3.684 | [5 empty] | 50 | 6 cables - 2 systems | LINESTRING (373523.2003973306 2375977.1183540914, 374033.1167244719 2375665.8986982014, 374522.3384762225 2375370.7314209193, 375021.3840897202 2375068.0428700275, 375372.6978979554 2374852.289720212, 375642.8648165674 2374690.780477347, 376146.780918354 2374382.8223621603) | line | [10 empty] | 6 | 2 |  |  | 1702 | 1703 | 1 | FALSE | FALSE | 2 | TRUE | TRUE | 1702 | 1703 | 373523.2004 | 2375977.1184 | 376146.7809 | 2374382.8224 | 1702 | 373523.2004 | 2375977.1184 | 1703 | 376146.7809 | 2374382.8224
VN | 1043111013 | LINEVN1595 | 500 | 0.84775 | [5 empty] | 50 |  | LINESTRING (376146.780918354 2374382.8223621603, 376492.8296013971 2374183.574925599, 376795.82046927686 2374133.1923190164) | line | [10 empty] | 3 | 1 |  |  | 1703 | 1704 | 1 | FALSE | FALSE | 1 | TRUE | TRUE | 1703 | 1704 | 376146.7809 | 2374382.8224 | 376795.8205 | 2374133.1923 | 1703 | 376146.7809 | 2374382.8224 | 1704 | 376795.8205 | 2374133.1923
VN | 1043111014 | LINEVN1596 | 500 | 1.3861 | [5 empty] | 50 |  | LINESTRING (378309.64505544625 2373947.2641879185, 379092.93893677334 2373840.9559600586, 379381.0242954329 2374064.432639194) | line | [10 empty] | 3 | 1 |  |  | 1705 | 1706 | 1 | FALSE | FALSE | 1 | TRUE | TRUE | 1705 | 1706 | 378309.6451 | 2373947.2642 | 379381.0243 | 2374064.4326 | 1705 | 378309.6451 | 2373947.2642 | 1706 | 379381.0243 | 2374064.4326
VN | 1043111015 | LINEVN1597a | 500 | 1.8302 | [5 empty] | 50 | 6 cables - 2 systems | LINESTRING (376795.82046927686 2374133.1923190164, 377024.50064577075 2374105.7627941435, 377770.52579290787 2374015.558212983, 378309.64505544625 2373947.2641879185) | line | [10 empty] | 6 | 2 |  |  | 1704 | 1705 | 1 | FALSE | FALSE | 2 | TRUE | TRUE | 1704 | 1705 | 376795.8205 | 2374133.1923 | 378309.6451 | 2373947.2642 | 1704 | 376795.8205 | 2374133.1923 | 1705 | 378309.6451 | 2373947.2642
VN | 1043111015 | LINEVN1597b | 500 | 1.8302 | [5 empty] | 50 | 6 cables - 2 systems | LINESTRING (376795.82046927686 2374133.1923190164, 377024.50064577075 2374105.7627941435, 377770.52579290787 2374015.558212983, 378309.64505544625 2373947.2641879185) | line | [10 empty] | 6 | 2 |  |  | 1704 | 1705 | 1 | FALSE | FALSE | 2 | TRUE | TRUE | 1704 | 1705 | 376795.8205 | 2374133.1923 | 378309.6451 | 2373947.2642 | 1704 | 376795.8205 | 2374133.1923 | 1705 | 378309.6451 | 2373947.2642
VN | 1043111016 | LINEVN1598 | 500 | 1.3678 | [5 empty] | 50 |  | LINESTRING (378309.64505544625 2373947.2641879185, 379089.6096706062 2373861.427413042, 379381.0242954329 2374064.432639194) | line | [10 empty] | 3 | 1 |  |  | 1705 | 1706 | 1 | FALSE | FALSE | 1 | TRUE | TRUE | 1705 | 1706 | 378309.6451 | 2373947.2642 | 379381.0243 | 2374064.4326 | 1705 | 378309.6451 | 2373947.2642 | 1706 | 379381.0243 | 2374064.4326
VN | 1043111017 | LINEVN1599a | 500 | 3.3855 | [5 empty] | 50 | 6 cables - 2 systems | LINESTRING (379381.0242954329 2374064.432639194, 379795.7514947202 2374369.1820045994, 380189.9268500463 2374660.133574323, 380608.55049991934 2374969.146511239, 381071.2889912065 2375309.340301895, 381276.43687565194 2375599.0694255275, 381488.7245501833 2375898.401770547) | line | [10 empty] | 6 | 2 |  |  | 1706 | 1707 | 1 | FALSE | FALSE | 2 | TRUE | TRUE | 1706 | 1707 | 379381.0243 | 2374064.4326 | 381488.7246 | 2375898.4018 | 1706 | 379381.0243 | 2374064.4326 | 1707 | 381488.7246 | 2375898.4018
VN | 1043111017 | LINEVN1599b | 500 | 3.3855 | [5 empty] | 50 | 6 cables - 2 systems | LINESTRING (379381.0242954329 2374064.432639194, 379795.7514947202 2374369.1820045994, 380189.9268500463 2374660.133574323, 380608.55049991934 2374969.146511239, 381071.2889912065 2375309.340301895, 381276.43687565194 2375599.0694255275, 381488.7245501833 2375898.401770547) | line | [10 empty] | 6 | 2 |  |  | 1706 | 1707 | 1 | FALSE | FALSE | 2 | TRUE | TRUE | 1706 | 1707 | 379381.0243 | 2374064.4326 | 381488.7246 | 2375898.4018 | 1706 | 379381.0243 | 2374064.4326 | 1707 | 381488.7246 | 2375898.4018
VN | 1043111018 | LINEVN1600 | 500 | 2.339 | [5 empty] | 50 |  | LINESTRING (381488.7245501833 2375898.401770547, 382137.52660172136 2376798.939183838, 382976.5145783597 2376821.174008644) | line | [10 empty] | 3 | 1 |  |  | 1707 | 1441 | 1 | FALSE | FALSE | 1 | TRUE | TRUE | 1707 | 1441 | 381488.7246 | 2375898.4018 | 382976.5146 | 2376821.174 | 1707 | 381488.7246 | 2375898.4018 | 1441 | 382976.5146 | 2376821.174
VN | 1043111019 | LINEVN1601 | 500 | 2.3612 | [5 empty] | 50 |  | LINESTRING (381488.7245501833 2375898.401770547, 382127.5126999177 2376816.6910110097, 382976.5145783597 2376821.174008644) | line | [10 empty] | 3 | 1 |  |  | 1707 | 1441 | 1 | FALSE | FALSE | 1 | TRUE | TRUE | 1707 | 1441 | 381488.7246 | 2375898.4018 | 382976.5146 | 2376821.174 | 1707 | 381488.7246 | 2375898.4018 | 1441 | 382976.5146 | 2376821.174
VN | 1043111020 | LINEVN1602 | 500 | 1.0299 | [5 empty] | 50 |  | LINESTRING (383613.3942070409 2376833.301543011, 384317.4260412588 2376833.5058089336, 384461.96543760784 2376779.7034597765) | line | [10 empty] | 3 | 1 |  |  | 1442 | 1447 | 1 | FALSE | FALSE | 1 | TRUE | TRUE | 1442 | 1447 | 383613.3942 | 2376833.3015 | 384461.9654 | 2376779.7035 | 1442 | 383613.3942 | 2376833.3015 | 1447 | 384461.9654 | 2376779.7035
VN | 1043111021 | LINEVN1603 | 500 | 1.0402 | [5 empty] | 50 |  | LINESTRING (383613.3942070409 2376833.301543011, 384325.20586457825 2376852.2360946303, 384461.96543760784 2376779.7034597765) | line | [10 empty] | 3 | 1 |  |  | 1442 | 1447 | 1 | FALSE | FALSE | 1 | TRUE | TRUE | 1442 | 1447 | 383613.3942 | 2376833.3015 | 384461.9654 | 2376779.7035 | 1442 | 383613.3942 | 2376833.3015 | 1447 | 384461.9654 | 2376779.7035
VN | 1043111022 | LINEVN1604 | 500 | 1.0275 | [5 empty] | 50 |  | LINESTRING (390397.0734558328 2375252.3176282626, 390758.1955190325 2375229.15745782, 391183.0177226248 2375482.011953092) | line | [10 empty] | 3 | 1 |  |  | 1448 | 1449 | 1 | FALSE | FALSE | 1 | TRUE | TRUE | 1448 | 1449 | 390397.0735 | 2375252.3176 | 391183.0177 | 2375482.012 | 1448 | 390397.0735 | 2375252.3176 | 1449 | 391183.0177 | 2375482.012
VN | 1043111023 | LINEVN1605 | 500 | 1.0164 | [5 empty] | 50 |  | LINESTRING (390397.0734558328 2375252.3176282626, 390755.5295850564 2375245.6140503217, 391183.0177226248 2375482.011953092) | line | [10 empty] | 3 | 1 |  |  | 1448 | 1449 | 1 | FALSE | FALSE | 1 | TRUE | TRUE | 1448 | 1449 | 390397.0735 | 2375252.3176 | 391183.0177 | 2375482.012 | 1448 | 390397.0735 | 2375252.3176 | 1449 | 391183.0177 | 2375482.012
VN | 1043112052 | LINEVN1606 | 500 | 1.3987 | [5 empty] | 50 |  | LINESTRING (478486.54895737174 2299220.39645377, 478937.2447732607 2299511.1439313893, 479566.48879629973 2299513.4874938326) | line | [10 empty] | 3 | 1 |  |  | 627 | 623 | 1 | FALSE | FALSE | 1 | TRUE | TRUE | 627 | 623 | 478486.549 | 2299220.3965 | 479566.4888 | 2299513.4875 | 627 | 478486.549 | 2299220.3965 | 623 | 479566.4888 | 2299513.4875
VN | 1043112053 | LINEVN1607 | 500 | 1.3856 | [5 empty] | 50 |  | LINESTRING (478486.54895737174 2299220.39645377, 478942.1733767315 2299491.084204815, 479566.48879629973 2299513.4874938326) | line | [10 empty] | 3 | 1 |  |  | 627 | 623 | 1 | FALSE | FALSE | 1 | TRUE | TRUE | 627 | 623 | 478486.549 | 2299220.3965 | 479566.4888 | 2299513.4875 | 627 | 478486.549 | 2299220.3965 | 623 | 479566.4888 | 2299513.4875
VN | 1043112054 | LINEVN1608 | 500 | 0.9063 | [5 empty] | 50 |  | LINESTRING (626708.0989590049 2326756.5295767095, 626796.8268352966 2327114.5646329275, 627141.3777842443 2327289.428233485) | line | [10 empty] | 3 |  |  |  | 1040 | 1041 | 1 | FALSE | FALSE | 1 | TRUE | TRUE | 1040 | 1041 | 626708.099 | 2326756.5296 | 627141.3778 | 2327289.4282 | 1040 | 626708.099 | 2326756.5296 | 1041 | 627141.3778 | 2327289.4282
VN | 1043112055 | LINEVN1609 | 500 | 0.93099 | [5 empty] | 50 |  | LINESTRING (626708.0989590049 2326756.5295767095, 626778.1176978088 2327128.513477937, 627141.3777842443 2327289.428233485) | line | [10 empty] | 3 |  |  |  | 1040 | 1041 | 1 | FALSE | FALSE | 1 | TRUE | TRUE | 1040 | 1041 | 626708.099 | 2326756.5296 | 627141.3778 | 2327289.4282 | 1040 | 626708.099 | 2326756.5296 | 1041 | 627141.3778 | 2327289.4282
VN | 1043112056 | LINEVN1610a | 500 | 0.5275 | [5 empty] | 50 | 6 cables - 2 systems | LINESTRING (625271.6654042779 2323990.084604308, 625604.607620332 2324277.103993315) | line | [10 empty] | 6 |  |  |  | 1037 | 1038 | 1 | FALSE | FALSE | 2 | TRUE | TRUE | 1037 | 1038 | 625271.6654 | 2323990.0846 | 625604.6076 | 2324277.104 | 1037 | 625271.6654 | 2323990.0846 | 1038 | 625604.6076 | 2324277.104
VN | 1043112056 | LINEVN1610b | 500 | 0.5275 | [5 empty] | 50 | 6 cables - 2 systems | LINESTRING (625271.6654042779 2323990.084604308, 625604.607620332 2324277.103993315) | line | [10 empty] | 6 |  |  |  | 1037 | 1038 | 1 | FALSE | FALSE | 2 | TRUE | TRUE | 1037 | 1038 | 625271.6654 | 2323990.0846 | 625604.6076 | 2324277.104 | 1037 | 625271.6654 | 2323990.0846 | 1038 | 625604.6076 | 2324277.104
VN | 1043112057 | LINEVN1611 | 500 | 0.95089 | [5 empty] | 50 |  | LINESTRING (620688.2747106082 2321034.559459917, 621019.9401760583 2320978.611533749, 621387.444209446 2321248.6647817744) | line | [10 empty] | 3 |  |  |  | 654 | 1035 | 1 | FALSE | FALSE | 1 | TRUE | TRUE | 654 | 1035 | 620688.2747 | 2321034.5595 | 621387.4442 | 2321248.6648 | 654 | 620688.2747 | 2321034.5595 | 1035 | 621387.4442 | 2321248.6648
VN | 1043112058 | LINEVN1612 | 500 | 0.92899 | [5 empty] | 50 |  | LINESTRING (620688.2747106082 2321034.559459917, 621012.6531508209 2321002.8118860447, 621387.444209446 2321248.6647817744) | line | [10 empty] | 3 |  |  |  | 654 | 1035 | 1 | FALSE | FALSE | 1 | TRUE | TRUE | 654 | 1035 | 620688.2747 | 2321034.5595 | 621387.4442 | 2321248.6648 | 654 | 620688.2747 | 2321034.5595 | 1035 | 621387.4442 | 2321248.6648
VN | 1043240786 | LINEVN1613a | 500 | 1.0885 | [5 empty] | 50 | 6 cables - 2 systems | LINESTRING (483814.6783859396 2300656.8531261743, 484634.4959123772 2300268.558577334) | line | [10 empty] | 6 | 2 |  |  | 625 | 620 | 1 | FALSE | FALSE | 2 | TRUE | TRUE | 625 | 620 | 483814.6784 | 2300656.8531 | 484634.4959 | 2300268.5586 | 625 | 483814.6784 | 2300656.8531 | 620 | 484634.4959 | 2300268.5586
VN | 1043240786 | LINEVN1613b | 500 | 1.0885 | [5 empty] | 50 | 6 cables - 2 systems | LINESTRING (483814.6783859396 2300656.8531261743, 484634.4959123772 2300268.558577334) | line | [10 empty] | 6 | 2 |  |  | 625 | 620 | 1 | FALSE | FALSE | 2 | TRUE | TRUE | 625 | 620 | 483814.6784 | 2300656.8531 | 484634.4959 | 2300268.5586 | 625 | 483814.6784 | 2300656.8531 | 620 | 484634.4959 | 2300268.5586
VN | 1043246036 | LINEVN1614 | 500 | 1.2863 | [5 empty] | 50 |  | LINESTRING (505702.26809504593 2292463.518793688, 506147.7256891157 2292155.0961654065, 506245.16244500235 2291634.0346665736) | line | [10 empty] | 3 | 1 |  |  | 611 | 1708 | 1 | FALSE | FALSE | 1 | TRUE | FALSE | 611 |  | 505702.2681 | 2292463.5188 |  |  | 611 | 505702.2681 | 2292463.5188 | 1708 | 506245.1624 | 2291634.0347
VN | 1043246037 | LINEVN1615a | 500 | 1.5598 | [5 empty] | 50 | 6 cables - 2 systems | LINESTRING (506564.6671252717 2290520.6802265407, 506840.5601823101 2290258.12780329, 507513.2394241452 2289632.015988368) | line | [10 empty] | 6 | 2 |  |  | 1709 | 1710 | 1 | FALSE | FALSE | 2 | TRUE | TRUE | 1709 | 1710 | 506564.6671 | 2290520.6802 | 507513.2394 | 2289632.016 | 1709 | 506564.6671 | 2290520.6802 | 1710 | 507513.2394 | 2289632.016
VN | 1043246037 | LINEVN1615b | 500 | 1.5598 | [5 empty] | 50 | 6 cables - 2 systems | LINESTRING (506564.6671252717 2290520.6802265407, 506840.5601823101 2290258.12780329, 507513.2394241452 2289632.015988368) | line | [10 empty] | 6 | 2 |  |  | 1709 | 1710 | 1 | FALSE | FALSE | 2 | TRUE | TRUE | 1709 | 1710 | 506564.6671 | 2290520.6802 | 507513.2394 | 2289632.016 | 1709 | 506564.6671 | 2290520.6802 | 1710 | 507513.2394 | 2289632.016
VN | 1043246038 | LINEVN1616 | 500 | 1.803 | [5 empty] | 50 |  | LINESTRING (505702.26809504593 2292463.518793688, 506164.120189757 2292165.1066581816, 506245.16244500235 2291634.0346665736, 506316.53283189546 2291224.8286271854) | line | [10 empty] | 3 | 1 |  |  | 611 | 1711 | 1 | FALSE | FALSE | 1 | TRUE | TRUE | 611 | 1711 | 505702.2681 | 2292463.5188 | 506316.5328 | 2291224.8286 | 611 | 505702.2681 | 2292463.5188 | 1711 | 506316.5328 | 2291224.8286
VN | 1043246039 | LINEVN1617 | 500 | 0.94248 | [5 empty] | 50 |  | LINESTRING (506316.53283189546 2291224.8286271854, 506402.20994069136 2290659.7177983015, 506564.6671252717 2290520.6802265407) | line | [10 empty] | 3 | 1 |  |  | 1711 | 1709 | 1 | FALSE | FALSE | 1 | TRUE | TRUE | 1711 | 1709 | 506316.5328 | 2291224.8286 | 506564.6671 | 2290520.6802 | 1711 | 506316.5328 | 2291224.8286 | 1709 | 506564.6671 | 2290520.6802
VN | 1043246040 | LINEVN1618 | 500 | 1.6701 | [5 empty] | 50 |  | LINESTRING (507513.2394241452 2289632.015988368, 508356.82318148325 2289151.9099022164, 508363.4568824126 2288730.8177383444) | line | [10 empty] | 3 | 1 |  |  | 1710 | 1712 | 1 | FALSE | FALSE | 1 | TRUE | TRUE | 1710 | 1712 | 507513.2394 | 2289632.016 | 508363.4569 | 2288730.8177 | 1710 | 507513.2394 | 2289632.016 | 1712 | 508363.4569 | 2288730.8177
VN | 1043246041 | LINEVN1619 | 500 | 0.92813 | [5 empty] | 50 |  | LINESTRING (506316.53283189546 2291224.8286271854, 506419.2418636065 2290667.2165722745, 506564.6671252717 2290520.6802265407) | line | [10 empty] | 3 | 1 |  |  | 1711 | 1709 | 1 | FALSE | FALSE | 1 | TRUE | TRUE | 1711 | 1709 | 506316.5328 | 2291224.8286 | 506564.6671 | 2290520.6802 | 1711 | 506316.5328 | 2291224.8286 | 1709 | 506564.6671 | 2290520.6802
VN | 1043246042 | LINEVN1620 | 500 | 1.6458 | [5 empty] | 50 |  | LINESTRING (507513.2394241452 2289632.015988368, 508339.6471280555 2289139.6835491294, 508363.4568824126 2288730.8177383444) | line | [10 empty] | 3 | 1 |  |  | 1710 | 1712 | 1 | FALSE | FALSE | 1 | TRUE | TRUE | 1710 | 1712 | 507513.2394 | 2289632.016 | 508363.4569 | 2288730.8177 | 1710 | 507513.2394 | 2289632.016 | 1712 | 508363.4569 | 2288730.8177
VN | 1043246043 | LINEVN1621 | 500 | 0.61131 | [5 empty] | 50 |  | LINESTRING (508425.4608346441 2287330.1901393654, 508440.8919770611 2287211.4723722837, 508768.5194690047 2287000.4500296297) | line | [10 empty] | 3 | 1 |  |  | 1713 | 1714 | 1 | FALSE | FALSE | 1 | TRUE | TRUE | 1713 | 1714 | 508425.4608 | 2287330.1901 | 508768.5195 | 2287000.45 | 1713 | 508425.4608 | 2287330.1901 | 1714 | 508768.5195 | 2287000.45
VN | 1043246044 | LINEVN1622a | 500 | 1.6824 | [5 empty] | 50 | 6 cables - 2 systems | LINESTRING (508363.4568824126 2288730.8177383444, 508373.9093203493 2288484.6620044643, 508398.31572553876 2287989.2869564164, 508425.4608346441 2287330.1901393654) | line | [10 empty] | 6 | 2 |  |  | 1712 | 1713 | 1 | FALSE | FALSE | 2 | TRUE | TRUE | 1712 | 1713 | 508363.4569 | 2288730.8177 | 508425.4608 | 2287330.1901 | 1712 | 508363.4569 | 2288730.8177 | 1713 | 508425.4608 | 2287330.1901
VN | 1043246044 | LINEVN1622b | 500 | 1.6824 | [5 empty] | 50 | 6 cables - 2 systems | LINESTRING (508363.4568824126 2288730.8177383444, 508373.9093203493 2288484.6620044643, 508398.31572553876 2287989.2869564164, 508425.4608346441 2287330.1901393654) | line | [10 empty] | 6 | 2 |  |  | 1712 | 1713 | 1 | FALSE | FALSE | 2 | TRUE | TRUE | 1712 | 1713 | 508363.4569 | 2288730.8177 | 508425.4608 | 2287330.1901 | 1712 | 508363.4569 | 2288730.8177 | 1713 | 508425.4608 | 2287330.1901
VN | 1043246045 | LINEVN1623 | 500 | 0.63987 | [5 empty] | 50 |  | LINESTRING (508425.4608346441 2287330.1901393654, 508415.1913390588 2287206.3245192757, 508768.5194690047 2287000.4500296297) | line | [10 empty] | 3 | 1 |  |  | 1713 | 1714 | 1 | FALSE | FALSE | 1 | TRUE | TRUE | 1713 | 1714 | 508425.4608 | 2287330.1901 | 508768.5195 | 2287000.45 | 1713 | 508425.4608 | 2287330.1901 | 1714 | 508768.5195 | 2287000.45
VN | 1043246046 | LINEVN1624a | 500 | 3.3388 | [5 empty] | 50 | 6 cables - 2 systems | LINESTRING (511916.7241133973 2285434.23394931, 512558.6174369979 2285385.1189636295, 513266.1699166178 2285329.9818670405, 513654.23826635367 2285306.950752724, 514264.9576128459 2285294.1304294984, 514694.21424375754 2285292.9707828974) | line | [10 empty] | 6 | 2 |  |  | 1715 | 1716 | 1 | FALSE | FALSE | 2 | TRUE | TRUE | 1715 | 1716 | 511916.7241 | 2285434.2339 | 514694.2142 | 2285292.9708 | 1715 | 511916.7241 | 2285434.2339 | 1716 | 514694.2142 | 2285292.9708
VN | 1043246046 | LINEVN1624b | 500 | 3.3388 | [5 empty] | 50 | 6 cables - 2 systems | LINESTRING (511916.7241133973 2285434.23394931, 512558.6174369979 2285385.1189636295, 513266.1699166178 2285329.9818670405, 513654.23826635367 2285306.950752724, 514264.9576128459 2285294.1304294984, 514694.21424375754 2285292.9707828974) | line | [10 empty] | 6 | 2 |  |  | 1715 | 1716 | 1 | FALSE | FALSE | 2 | TRUE | TRUE | 1715 | 1716 | 511916.7241 | 2285434.2339 | 514694.2142 | 2285292.9708 | 1715 | 511916.7241 | 2285434.2339 | 1716 | 514694.2142 | 2285292.9708
VN | 1043246047 | LINEVN1625a | 500 | 2.8407 | [5 empty] | 50 | 6 cables - 2 systems | LINESTRING (508768.5194690047 2287000.4500296297, 509057.8840151168 2286821.8947748924, 509659.66614589107 2286452.594485908, 509843.96374322457 2286339.9515395784, 510183.64824040455 2286140.749917511, 510796.0880197045 2285778.833882) | line | [10 empty] | 6 | 2 |  |  | 1714 | 1717 | 1 | FALSE | FALSE | 2 | TRUE | TRUE | 1714 | 1717 | 508768.5195 | 2287000.45 | 510796.088 | 2285778.8339 | 1714 | 508768.5195 | 2287000.45 | 1717 | 510796.088 | 2285778.8339
VN | 1043246047 | LINEVN1625b | 500 | 2.8407 | [5 empty] | 50 | 6 cables - 2 systems | LINESTRING (508768.5194690047 2287000.4500296297, 509057.8840151168 2286821.8947748924, 509659.66614589107 2286452.594485908, 509843.96374322457 2286339.9515395784, 510183.64824040455 2286140.749917511, 510796.0880197045 2285778.833882) | line | [10 empty] | 6 | 2 |  |  | 1714 | 1717 | 1 | FALSE | FALSE | 2 | TRUE | TRUE | 1714 | 1717 | 508768.5195 | 2287000.45 | 510796.088 | 2285778.8339 | 1714 | 508768.5195 | 2287000.45 | 1717 | 510796.088 | 2285778.8339
VN | 1043246048 | LINEVN1626 | 500 | 1.4374 | [5 empty] | 50 |  | LINESTRING (510796.0880197045 2285778.833882, 511316.46139540983 2285490.3400232587, 511916.7241133973 2285434.23394931) | line | [10 empty] | 3 | 1 |  |  | 1717 | 1715 | 1 | FALSE | FALSE | 1 | TRUE | TRUE | 1717 | 1715 | 510796.088 | 2285778.8339 | 511916.7241 | 2285434.2339 | 1717 | 510796.088 | 2285778.8339 | 1715 | 511916.7241 | 2285434.2339
VN | 1043246050 | LINEVN1627 | 500 | 1.4484 | [5 empty] | 50 |  | LINESTRING (510796.0880197045 2285778.833882, 511311.57951380254 2285470.195059564, 511916.7241133973 2285434.23394931) | line | [10 empty] | 3 | 1 |  |  | 1717 | 1715 | 1 | FALSE | FALSE | 1 | TRUE | TRUE | 1717 | 1715 | 510796.088 | 2285778.8339 | 511916.7241 | 2285434.2339 | 1717 | 510796.088 | 2285778.8339 | 1715 | 511916.7241 | 2285434.2339
VN | 1043246052 | LINEVN1628 | 500 | 1.0938 | [5 empty] | 50 |  | LINESTRING (514694.21424375754 2285292.9707828974, 515168.03000060323 2285291.585273464, 515481.554333792 2284986.1468667593) | line | [10 empty] | 3 | 1 |  |  | 1716 | 1718 | 1 | FALSE | FALSE | 1 | TRUE | TRUE | 1716 | 1718 | 514694.2142 | 2285292.9708 | 515481.5543 | 2284986.1469 | 1716 | 514694.2142 | 2285292.9708 | 1718 | 515481.5543 | 2284986.1469
VN | 1043246053 | LINEVN1629 | 500 | 1.0772 | [5 empty] | 50 |  | LINESTRING (514694.21424375754 2285292.9707828974, 515160.92179501586 2285273.5177504816, 515481.554333792 2284986.1468667593) | line | [10 empty] | 3 | 1 |  |  | 1716 | 1718 | 1 | FALSE | FALSE | 1 | TRUE | TRUE | 1716 | 1718 | 514694.2142 | 2285292.9708 | 515481.5543 | 2284986.1469 | 1716 | 514694.2142 | 2285292.9708 | 1718 | 515481.5543 | 2284986.1469
VN | 1043246055 | LINEVN1630a | 500 | 1.5963 | [5 empty] | 50 | 6 cables - 2 systems | LINESTRING (515481.554333792 2284986.1468667593, 515821.1589728772 2284672.471705294, 516167.620431511 2284347.2118382775, 516455.0292017759 2284079.5931439376) | line | [10 empty] | 6 | 2 |  |  | 1718 | 445 | 1 | FALSE | FALSE | 2 | TRUE | TRUE | 1718 | 445 | 515481.5543 | 2284986.1469 | 516455.0292 | 2284079.5931 | 1718 | 515481.5543 | 2284986.1469 | 445 | 516455.0292 | 2284079.5931
VN | 1043246055 | LINEVN1630b | 500 | 1.5963 | [5 empty] | 50 | 6 cables - 2 systems | LINESTRING (515481.554333792 2284986.1468667593, 515821.1589728772 2284672.471705294, 516167.620431511 2284347.2118382775, 516455.0292017759 2284079.5931439376) | line | [10 empty] | 6 | 2 |  |  | 1718 | 445 | 1 | FALSE | FALSE | 2 | TRUE | TRUE | 1718 | 445 | 515481.5543 | 2284986.1469 | 516455.0292 | 2284079.5931 | 1718 | 515481.5543 | 2284986.1469 | 445 | 516455.0292 | 2284079.5931
VN | 1043246056 | LINEVN1631 | 500 | 2.6985 | [5 empty] | 50 |  | LINESTRING (502659.03053181747 2293805.4045154587, 503709.5148586138 2293750.3680229383, 504726.09412565886 2293118.7998245168) | line | [10 empty] | 3 | 1 |  |  | 613 | 610 | 1 | FALSE | FALSE | 1 | TRUE | TRUE | 613 | 610 | 502659.0305 | 2293805.4045 | 504726.0941 | 2293118.7998 | 613 | 502659.0305 | 2293805.4045 | 610 | 504726.0941 | 2293118.7998
VN | 1043531954 | LINEVN1632 | 500 | 0.33774 | [5 empty] | 50 |  | LINESTRING (531011.6273690924 2371501.9814209705, 531022.5984803004 2371720.0089936964, 531069.9129697176 2371761.825877381) | line | [10 empty] | 3 | 1 |  |  | 1719 | 1720 | 1 | FALSE | FALSE | 1 | TRUE | FALSE | 1719 |  | 531011.6274 | 2371501.9814 |  |  | 1719 | 531011.6274 | 2371501.9814 | 1720 | 531069.913 | 2371761.8259
VN | 1043531955 | LINEVN1633 | 500 | 0.2868 | [5 empty] | 50 |  | LINESTRING (531011.6273690924 2371501.9814209705, 531057.2979410433 2371672.27258593, 531104.7384141998 2371713.259708228) | line | [10 empty] | 3 | 1 |  |  | 1719 | 1721 | 1 | FALSE | FALSE | 1 | TRUE | FALSE | 1719 |  | 531011.6274 | 2371501.9814 |  |  | 1719 | 531011.6274 | 2371501.9814 | 1721 | 531104.7384 | 2371713.2597
VN | 1043531956 | LINEVN1634a | 500 | 1.1227 | [5 empty] | 50 | 6 cables - 2 systems | LINESTRING (531101.2257128928 2370577.022514617, 530992.4117846368 2371156.966007673, 531011.6273690924 2371501.9814209705) | line | [10 empty] | 6 |  |  |  | 1722 | 1719 | 1 | FALSE | FALSE | 2 | TRUE | TRUE | 1722 | 1719 | 531101.2257 | 2370577.0225 | 531011.6274 | 2371501.9814 | 1722 | 531101.2257 | 2370577.0225 | 1719 | 531011.6274 | 2371501.9814
VN | 1043531956 | LINEVN1634b | 500 | 1.1227 | [5 empty] | 50 | 6 cables - 2 systems | LINESTRING (531101.2257128928 2370577.022514617, 530992.4117846368 2371156.966007673, 531011.6273690924 2371501.9814209705) | line | [10 empty] | 6 |  |  |  | 1722 | 1719 | 1 | FALSE | FALSE | 2 | TRUE | TRUE | 1722 | 1719 | 531101.2257 | 2370577.0225 | 531011.6274 | 2371501.9814 | 1722 | 531101.2257 | 2370577.0225 | 1719 | 531011.6274 | 2371501.9814
VN | 1043531957 | LINEVN1635 | 500 | 1.7468 | [5 empty] | 50 |  | LINESTRING (531263.6677227309 2369424.3149599927, 531554.7797677852 2369670.000342211, 531542.9892783255 2369695.3342258562, 531190.2818661984 2370009.6042372123, 531101.2257128928 2370577.022514617) | line | [10 empty] | 3 | 1 |  |  | 1006 | 1722 | 1 | FALSE | FALSE | 1 | TRUE | TRUE | 1006 | 1722 | 531263.6677 | 2369424.315 | 531101.2257 | 2370577.0225 | 1006 | 531263.6677 | 2369424.315 | 1722 | 531101.2257 | 2370577.0225
VN | 1043531958 | LINEVN1636 | 500 | 1.7325 | [5 empty] | 50 |  | LINESTRING (531101.2257128928 2370577.022514617, 531212.4879942944 2370021.113319522, 531562.2895129935 2369703.7944413964, 531554.7797677852 2369670.000342211, 531880.8845064858 2369495.297615323) | line | [10 empty] | 3 | 1 |  |  | 1722 | 1723 | 1 | FALSE | FALSE | 1 | TRUE | TRUE | 1722 | 1723 | 531101.2257 | 2370577.0225 | 531880.8845 | 2369495.2976 | 1722 | 531101.2257 | 2370577.0225 | 1723 | 531880.8845 | 2369495.2976
VN | 1043531959 | LINEVN1637a | 500 | 10.0223 | [5 empty] | 50 | 6 cables - 2 systems | LINESTRING (531880.8845064858 2369495.297615323, 532346.078908459 2369275.1335277758, 532815.1890691419 2369046.700590264, 533326.3195281297 2368801.499493488, 533836.0808559286 2368554.3856107877, 534289.9704384988 2368314.618391027, 534793.6933799192 2368045.9499086584, 535379.2556619238 2367736.013870273, 535809.5342916189 2367508.1131789447, 536329.9930970343 2367235.654725378, 536771.4436895788 2366997.289484514, 537288.038137563 2366724.830408737, 537663.2865067713 2366525.595750014, 537791.858342331 2366457.3384562996, 538336.893625441 2366169.494122584, 538777.8711149185 2365919.560019414, 539358.4724609066 2365886.1333050253) | line | [10 empty] | 6 |  |  |  | 1723 | 1724 | 1 | FALSE | FALSE | 2 | TRUE | TRUE | 1723 | 1724 | 531880.8845 | 2369495.2976 | 539358.4725 | 2365886.1333 | 1723 | 531880.8845 | 2369495.2976 | 1724 | 539358.4725 | 2365886.1333
VN | 1043531959 | LINEVN1637b | 500 | 10.0223 | [5 empty] | 50 | 6 cables - 2 systems | LINESTRING (531880.8845064858 2369495.297615323, 532346.078908459 2369275.1335277758, 532815.1890691419 2369046.700590264, 533326.3195281297 2368801.499493488, 533836.0808559286 2368554.3856107877, 534289.9704384988 2368314.618391027, 534793.6933799192 2368045.9499086584, 535379.2556619238 2367736.013870273, 535809.5342916189 2367508.1131789447, 536329.9930970343 2367235.654725378, 536771.4436895788 2366997.289484514, 537288.038137563 2366724.830408737, 537663.2865067713 2366525.595750014, 537791.858342331 2366457.3384562996, 538336.893625441 2366169.494122584, 538777.8711149185 2365919.560019414, 539358.4724609066 2365886.1333050253) | line | [10 empty] | 6 |  |  |  | 1723 | 1724 | 1 | FALSE | FALSE | 2 | TRUE | TRUE | 1723 | 1724 | 531880.8845 | 2369495.2976 | 539358.4725 | 2365886.1333 | 1723 | 531880.8845 | 2369495.2976 | 1724 | 539358.4725 | 2365886.1333
VN | 1043531960 | LINEVN1638 | 500 | 0.87512 | [5 empty] | 50 |  | LINESTRING (531263.6677227309 2369424.3149599927, 531554.673582778 2369649.9670685716, 531880.8845064858 2369495.297615323) | line | [10 empty] | 3 | 1 |  |  | 1006 | 1723 | 1 | FALSE | FALSE | 1 | TRUE | TRUE | 1006 | 1723 | 531263.6677 | 2369424.315 | 531880.8845 | 2369495.2976 | 1006 | 531263.6677 | 2369424.315 | 1723 | 531880.8845 | 2369495.2976
VN | 1043531961 | LINEVN1639 | 500 | 1.0968 | [5 empty] | 50 |  | LINESTRING (582624.1946622758 2364759.866033977, 583020.5630147324 2365091.124725167, 583411.8768937665 2365021.663455996) | line | [10 empty] | 3 | 1 |  |  | 1725 | 955 | 1 | FALSE | FALSE | 1 | TRUE | TRUE | 1725 | 955 | 582624.1947 | 2364759.866 | 583411.8769 | 2365021.6635 | 1725 | 582624.1947 | 2364759.866 | 955 | 583411.8769 | 2365021.6635
VN | 1043531962 | LINEVN1640 | 500 | 1.0776 | [5 empty] | 50 |  | LINESTRING (582624.1946622758 2364759.866033977, 583025.3881113678 2365071.9448386403, 583411.8768937665 2365021.663455996) | line | [10 empty] | 3 | 1 |  |  | 1725 | 955 | 1 | FALSE | FALSE | 1 | TRUE | TRUE | 1725 | 955 | 582624.1947 | 2364759.866 | 583411.8769 | 2365021.6635 | 1725 | 582624.1947 | 2364759.866 | 955 | 583411.8769 | 2365021.6635
VN | 1043531963 | LINEVN1641a | 500 | 3.5119 | [5 empty] | 50 | 6 cables - 2 systems | LINESTRING (580310.7442893072 2362967.4395035654, 580786.1126451265 2363340.681052472, 581282.1213364347 2363724.533584632, 581746.006820238 2364077.8350066957, 582235.4488317579 2364457.8004453257, 582624.1946622758 2364759.866033977) | line | [10 empty] | 6 | 2 |  |  | 1726 | 1725 | 1 | FALSE | FALSE | 2 | TRUE | TRUE | 1726 | 1725 | 580310.7443 | 2362967.4395 | 582624.1947 | 2364759.866 | 1726 | 580310.7443 | 2362967.4395 | 1725 | 582624.1947 | 2364759.866
VN | 1043531963 | LINEVN1641b | 500 | 3.5119 | [5 empty] | 50 | 6 cables - 2 systems | LINESTRING (580310.7442893072 2362967.4395035654, 580786.1126451265 2363340.681052472, 581282.1213364347 2363724.533584632, 581746.006820238 2364077.8350066957, 582235.4488317579 2364457.8004453257, 582624.1946622758 2364759.866033977) | line | [10 empty] | 6 | 2 |  |  | 1726 | 1725 | 1 | FALSE | FALSE | 2 | TRUE | TRUE | 1726 | 1725 | 580310.7443 | 2362967.4395 | 582624.1947 | 2364759.866 | 1726 | 580310.7443 | 2362967.4395 | 1725 | 582624.1947 | 2364759.866
VN | 1043531964 | LINEVN1642 | 500 | 0.59518 | [5 empty] | 50 |  | LINESTRING (579873.7192344841 2362769.5414892016, 580073.4159246195 2362792.2268596315, 580310.7442893072 2362967.4395035654) | line | [10 empty] | 3 | 1 |  |  | 1727 | 1726 | 1 | FALSE | FALSE | 1 | TRUE | TRUE | 1727 | 1726 | 579873.7192 | 2362769.5415 | 580310.7443 | 2362967.4395 | 1727 | 579873.7192 | 2362769.5415 | 1726 | 580310.7443 | 2362967.4395
VN | 1043531965 | LINEVN1643 | 500 | 0.61061 | [5 empty] | 50 |  | LINESTRING (579873.7192344841 2362769.5414892016, 580084.9125188243 2362773.6103229965, 580310.7442893072 2362967.4395035654) | line | [10 empty] | 3 | 1 |  |  | 1727 | 1726 | 1 | FALSE | FALSE | 1 | TRUE | TRUE | 1727 | 1726 | 579873.7192 | 2362769.5415 | 580310.7443 | 2362967.4395 | 1727 | 579873.7192 | 2362769.5415 | 1726 | 580310.7443 | 2362967.4395
VN | 1043531966 | LINEVN1644a | 500 | 1.4977 | [5 empty] | 50 | 6 cables - 2 systems | LINESTRING (578629.8484384201 2362667.418742099, 579010.4299205339 2362697.3177568894, 579873.7192344841 2362769.5414892016) | line | [10 empty] | 6 | 2 |  |  | 1728 | 1727 | 1 | FALSE | FALSE | 2 | TRUE | TRUE | 1728 | 1727 | 578629.8484 | 2362667.4187 | 579873.7192 | 2362769.5415 | 1728 | 578629.8484 | 2362667.4187 | 1727 | 579873.7192 | 2362769.5415
VN | 1043531966 | LINEVN1644b | 500 | 1.4977 | [5 empty] | 50 | 6 cables - 2 systems | LINESTRING (578629.8484384201 2362667.418742099, 579010.4299205339 2362697.3177568894, 579873.7192344841 2362769.5414892016) | line | [10 empty] | 6 | 2 |  |  | 1728 | 1727 | 1 | FALSE | FALSE | 2 | TRUE | TRUE | 1728 | 1727 | 578629.8484 | 2362667.4187 | 579873.7192 | 2362769.5415 | 1728 | 578629.8484 | 2362667.4187 | 1727 | 579873.7192 | 2362769.5415
VN | 1043531967 | LINEVN1645a | 500 | 0.9795 | [5 empty] | 50 | 6 cables - 2 systems | LINESTRING (577747.4812409026 2363182.6861418406, 578416.5904526521 2362715.1826333655) | line | [10 empty] | 6 | 2 |  |  | 1729 | 1730 | 1 | FALSE | FALSE | 2 | TRUE | TRUE | 1729 | 1730 | 577747.4812 | 2363182.6861 | 578416.5905 | 2362715.1826 | 1729 | 577747.4812 | 2363182.6861 | 1730 | 578416.5905 | 2362715.1826
VN | 1043531967 | LINEVN1645b | 500 | 0.9795 | [5 empty] | 50 | 6 cables - 2 systems | LINESTRING (577747.4812409026 2363182.6861418406, 578416.5904526521 2362715.1826333655) | line | [10 empty] | 6 | 2 |  |  | 1729 | 1730 | 1 | FALSE | FALSE | 2 | TRUE | TRUE | 1729 | 1730 | 577747.4812 | 2363182.6861 | 578416.5905 | 2362715.1826 | 1729 | 577747.4812 | 2363182.6861 | 1730 | 578416.5905 | 2362715.1826
VN | 1043531968 | LINEVN1646 | 500 | 0.29781 | [5 empty] | 50 |  | LINESTRING (578416.5904526521 2362715.1826333655, 578498.3171105653 2362636.921559592, 578629.8484384201 2362667.418742099) | line | [10 empty] | 3 | 1 |  |  | 1730 | 1728 | 1 | FALSE | FALSE | 1 | TRUE | TRUE | 1730 | 1728 | 578416.5905 | 2362715.1826 | 578629.8484 | 2362667.4187 | 1730 | 578416.5905 | 2362715.1826 | 1728 | 578629.8484 | 2362667.4187
VN | 1043531969 | LINEVN1647 | 500 | 0.7222 | [5 empty] | 50 |  | LINESTRING (577181.0884061333 2363283.25446222, 577655.5751798097 2363270.587417728, 577747.4812409026 2363182.6861418406) | line | [10 empty] | 3 | 1 |  |  | 1731 | 1729 | 1 | FALSE | FALSE | 1 | TRUE | TRUE | 1731 | 1729 | 577181.0884 | 2363283.2545 | 577747.4812 | 2363182.6861 | 1731 | 577181.0884 | 2363283.2545 | 1729 | 577747.4812 | 2363182.6861
VN | 1043531970 | LINEVN1648 | 500 | 0.27755 | [5 empty] | 50 |  | LINESTRING (578416.5904526521 2362715.1826333655, 578505.5943681487 2362656.581440299, 578629.8484384201 2362667.418742099) | line | [10 empty] | 3 | 1 |  |  | 1730 | 1728 | 1 | FALSE | FALSE | 1 | TRUE | TRUE | 1730 | 1728 | 578416.5905 | 2362715.1826 | 578629.8484 | 2362667.4187 | 1730 | 578416.5905 | 2362715.1826 | 1728 | 578629.8484 | 2362667.4187
VN | 1043531971 | LINEVN1649 | 500 | 0.70687 | [5 empty] | 50 |  | LINESTRING (577181.0884061333 2363283.25446222, 577645.9261504656 2363252.433045587, 577747.4812409026 2363182.6861418406) | line | [10 empty] | 3 | 1 |  |  | 1731 | 1729 | 1 | FALSE | FALSE | 1 | TRUE | TRUE | 1731 | 1729 | 577181.0884 | 2363283.2545 | 577747.4812 | 2363182.6861 | 1731 | 577181.0884 | 2363283.2545 | 1729 | 577747.4812 | 2363182.6861
VN | 1043531972 | LINEVN1650 | 500 | 0.82353 | [5 empty] | 50 |  | LINESTRING (574927.6239026417 2363186.482278618, 575414.0735598234 2363382.260935621, 575575.9336412402 2363378.3064472126) | line | [10 empty] | 3 | 1 |  |  | 1732 | 1733 | 1 | FALSE | FALSE | 1 | TRUE | TRUE | 1732 | 1733 | 574927.6239 | 2363186.4823 | 575575.9336 | 2363378.3064 | 1732 | 574927.6239 | 2363186.4823 | 1733 | 575575.9336 | 2363378.3064
VN | 1043531973 | LINEVN1651a | 500 | 1.9296 | [5 empty] | 50 | 6 cables - 2 systems | LINESTRING (575575.9336412402 2363378.3064472126, 576020.5190473454 2363353.366357563, 576319.3281116545 2363334.086424384, 577181.0884061333 2363283.25446222) | line | [10 empty] | 6 | 2 |  |  | 1733 | 1731 | 1 | FALSE | FALSE | 2 | TRUE | TRUE | 1733 | 1731 | 575575.9336 | 2363378.3064 | 577181.0884 | 2363283.2545 | 1733 | 575575.9336 | 2363378.3064 | 1731 | 577181.0884 | 2363283.2545
VN | 1043531973 | LINEVN1651b | 500 | 1.9296 | [5 empty] | 50 | 6 cables - 2 systems | LINESTRING (575575.9336412402 2363378.3064472126, 576020.5190473454 2363353.366357563, 576319.3281116545 2363334.086424384, 577181.0884061333 2363283.25446222) | line | [10 empty] | 6 | 2 |  |  | 1733 | 1731 | 1 | FALSE | FALSE | 2 | TRUE | TRUE | 1733 | 1731 | 575575.9336 | 2363378.3064 | 577181.0884 | 2363283.2545 | 1733 | 575575.9336 | 2363378.3064 | 1731 | 577181.0884 | 2363283.2545
VN | 1043531974 | LINEVN1652 | 500 | 0.83819 | [5 empty] | 50 |  | LINESTRING (574927.6239026417 2363186.482278618, 575410.6226351039 2363406.5738754845, 575575.9336412402 2363378.3064472126) | line | [10 empty] | 3 | 1 |  |  | 1732 | 1733 | 1 | FALSE | FALSE | 1 | TRUE | TRUE | 1732 | 1733 | 574927.6239 | 2363186.4823 | 575575.9336 | 2363378.3064 | 1732 | 574927.6239 | 2363186.4823 | 1733 | 575575.9336 | 2363378.3064
VN | 1043531975 | LINEVN1653 | 500 | 1.0226 | [5 empty] | 50 |  | LINESTRING (572382.524703093 2362316.9351886986, 572660.5879377585 2362574.608646185, 573128.3144044571 2362645.5462773894) | line | [10 empty] | 3 | 1 |  |  | 1734 | 1735 | 1 | FALSE | FALSE | 1 | TRUE | TRUE | 1734 | 1735 | 572382.5247 | 2362316.9352 | 573128.3144 | 2362645.5463 | 1734 | 572382.5247 | 2362316.9352 | 1735 | 573128.3144 | 2362645.5463
VN | 1043531976 | LINEVN1654a | 500 | 2.2673 | [5 empty] | 50 | 6 cables - 2 systems | LINESTRING (573128.3144044571 2362645.5462773894, 573582.7675571995 2362727.627917599, 573996.2427017494 2362802.6295353645, 574531.3904361266 2363025.9748304714, 574927.6239026417 2363186.482278618) | line | [10 empty] | 6 | 2 |  |  | 1735 | 1732 | 1 | FALSE | FALSE | 2 | TRUE | TRUE | 1735 | 1732 | 573128.3144 | 2362645.5463 | 574927.6239 | 2363186.4823 | 1735 | 573128.3144 | 2362645.5463 | 1732 | 574927.6239 | 2363186.4823
VN | 1043531976 | LINEVN1654b | 500 | 2.2673 | [5 empty] | 50 | 6 cables - 2 systems | LINESTRING (573128.3144044571 2362645.5462773894, 573582.7675571995 2362727.627917599, 573996.2427017494 2362802.6295353645, 574531.3904361266 2363025.9748304714, 574927.6239026417 2363186.482278618) | line | [10 empty] | 6 | 2 |  |  | 1735 | 1732 | 1 | FALSE | FALSE | 2 | TRUE | TRUE | 1735 | 1732 | 573128.3144 | 2362645.5463 | 574927.6239 | 2363186.4823 | 1735 | 573128.3144 | 2362645.5463 | 1732 | 574927.6239 | 2363186.4823
VN | 1043531977 | LINEVN1655a | 500 | 0.69637 | [5 empty] | 50 | 6 cables - 2 systems | LINESTRING (571943.2597144931 2361937.7195011633, 572382.524703093 2362316.9351886986) | line | [10 empty] | 6 | 2 |  |  | 1736 | 1734 | 1 | FALSE | FALSE | 2 | TRUE | TRUE | 1736 | 1734 | 571943.2597 | 2361937.7195 | 572382.5247 | 2362316.9352 | 1736 | 571943.2597 | 2361937.7195 | 1734 | 572382.5247 | 2362316.9352
VN | 1043531977 | LINEVN1655b | 500 | 0.69637 | [5 empty] | 50 | 6 cables - 2 systems | LINESTRING (571943.2597144931 2361937.7195011633, 572382.524703093 2362316.9351886986) | line | [10 empty] | 6 | 2 |  |  | 1736 | 1734 | 1 | FALSE | FALSE | 2 | TRUE | TRUE | 1736 | 1734 | 571943.2597 | 2361937.7195 | 572382.5247 | 2362316.9352 | 1736 | 571943.2597 | 2361937.7195 | 1734 | 572382.5247 | 2362316.9352
VN | 1043531978 | LINEVN1656 | 500 | 2.7434 | [5 empty] | 50 |  | LINESTRING (569809.3745193455 2361765.7950326786, 570283.8049816599 2361660.0692669647, 570769.4866764471 2361804.2004722627, 571125.4481703441 2361881.8781598164, 571387.7916522188 2361821.3613907, 571716.0415266696 2361718.2920500063, 571943.2597144931 2361937.7195011633) | line | [10 empty] | 3 | 1 |  |  | 1737 | 1736 | 1 | FALSE | FALSE | 1 | TRUE | TRUE | 1737 | 1736 | 569809.3745 | 2361765.795 | 571943.2597 | 2361937.7195 | 1737 | 569809.3745 | 2361765.795 | 1736 | 571943.2597 | 2361937.7195
VN | 1043531979 | LINEVN1657 | 500 | 1.0132 | [5 empty] | 50 |  | LINESTRING (572382.524703093 2362316.9351886986, 572668.5718916063 2362562.889391616, 573128.3144044571 2362645.5462773894) | line | [10 empty] | 3 | 1 |  |  | 1734 | 1735 | 1 | FALSE | FALSE | 1 | TRUE | TRUE | 1734 | 1735 | 572382.5247 | 2362316.9352 | 573128.3144 | 2362645.5463 | 1734 | 572382.5247 | 2362316.9352 | 1735 | 573128.3144 | 2362645.5463
VN | 1043531980 | LINEVN1658a | 500 | 0.41049 | [5 empty] | 50 | 6 cables - 2 systems | LINESTRING (569473.291581798 2361829.542560082, 569809.3745193455 2361765.7950326786) | line | [10 empty] | 6 | 2 |  |  | 1738 | 1737 | 1 | FALSE | FALSE | 2 | TRUE | TRUE | 1738 | 1737 | 569473.2916 | 2361829.5426 | 569809.3745 | 2361765.795 | 1738 | 569473.2916 | 2361829.5426 | 1737 | 569809.3745 | 2361765.795
VN | 1043531980 | LINEVN1658b | 500 | 0.41049 | [5 empty] | 50 | 6 cables - 2 systems | LINESTRING (569473.291581798 2361829.542560082, 569809.3745193455 2361765.7950326786) | line | [10 empty] | 6 | 2 |  |  | 1738 | 1737 | 1 | FALSE | FALSE | 2 | TRUE | TRUE | 1738 | 1737 | 569473.2916 | 2361829.5426 | 569809.3745 | 2361765.795 | 1738 | 569473.2916 | 2361829.5426 | 1737 | 569809.3745 | 2361765.795
VN | 1043531981 | LINEVN1659 | 500 | 1.1473 | [5 empty] | 50 |  | LINESTRING (568574.8232401694 2361771.2060982175, 569001.8596044113 2361721.7155854097, 569211.317141346 2361875.9237695136, 569473.291581798 2361829.542560082) | line | [10 empty] | 3 | 1 |  |  | 1739 | 1738 | 1 | FALSE | FALSE | 1 | TRUE | TRUE | 1739 | 1738 | 568574.8232 | 2361771.2061 | 569473.2916 | 2361829.5426 | 1739 | 568574.8232 | 2361771.2061 | 1738 | 569473.2916 | 2361829.5426
VN | 1043531982 | LINEVN1660 | 500 | 2.7168 | [5 empty] | 50 |  | LINESTRING (569809.3745193455 2361765.7950326786, 570284.2142860861 2361678.1791258296, 570769.4866764471 2361804.2004722627, 571126.7592101427 2361899.848116158, 571387.7916522188 2361821.3613907, 571712.7355438402 2361741.4993346417, 571943.2597144931 2361937.7195011633) | line | [10 empty] | 3 | 1 |  |  | 1737 | 1736 | 1 | FALSE | FALSE | 1 | TRUE | TRUE | 1737 | 1736 | 569809.3745 | 2361765.795 | 571943.2597 | 2361937.7195 | 1737 | 569809.3745 | 2361765.795 | 1736 | 571943.2597 | 2361937.7195
VN | 1043531983 | LINEVN1661a | 500 | 0.66278 | [5 empty] | 50 | 6 cables - 2 systems | LINESTRING (568024.2603062906 2361815.1448635543, 568574.8232401694 2361771.2060982175) | line | [10 empty] | 6 | 2 |  |  | 1740 | 1739 | 1 | FALSE | FALSE | 2 | TRUE | TRUE | 1740 | 1739 | 568024.2603 | 2361815.1449 | 568574.8232 | 2361771.2061 | 1740 | 568024.2603 | 2361815.1449 | 1739 | 568574.8232 | 2361771.2061
VN | 1043531983 | LINEVN1661b | 500 | 0.66278 | [5 empty] | 50 | 6 cables - 2 systems | LINESTRING (568024.2603062906 2361815.1448635543, 568574.8232401694 2361771.2060982175) | line | [10 empty] | 6 | 2 |  |  | 1740 | 1739 | 1 | FALSE | FALSE | 2 | TRUE | TRUE | 1740 | 1739 | 568024.2603 | 2361815.1449 | 568574.8232 | 2361771.2061 | 1740 | 568024.2603 | 2361815.1449 | 1739 | 568574.8232 | 2361771.2061
VN | 1043531984 | LINEVN1662 | 500 | 0.959 | [5 empty] | 50 |  | LINESTRING (567312.243494826 2362082.117478847, 567638.8857288086 2361828.4736108175, 568024.2603062906 2361815.1448635543) | line | [10 empty] | 3 | 1 |  |  | 1741 | 1740 | 1 | FALSE | FALSE | 1 | TRUE | TRUE | 1741 | 1740 | 567312.2435 | 2362082.1175 | 568024.2603 | 2361815.1449 | 1741 | 567312.2435 | 2362082.1175 | 1740 | 568024.2603 | 2361815.1449
VN | 1043531985 | LINEVN1663 | 500 | 1.1474 | [5 empty] | 50 |  | LINESTRING (568574.8232401694 2361771.2060982175, 568996.6996409079 2361742.9120551595, 569208.603482602 2361894.7840421977, 569473.291581798 2361829.542560082) | line | [10 empty] | 3 | 1 |  |  | 1739 | 1738 | 1 | FALSE | FALSE | 1 | TRUE | TRUE | 1739 | 1738 | 568574.8232 | 2361771.2061 | 569473.2916 | 2361829.5426 | 1739 | 568574.8232 | 2361771.2061 | 1738 | 569473.2916 | 2361829.5426
VN | 1043531986 | LINEVN1664 | 500 | 0.94459 | [5 empty] | 50 |  | LINESTRING (567312.243494826 2362082.117478847, 567644.9188358871 2361848.820327501, 568024.2603062906 2361815.1448635543) | line | [10 empty] | 3 | 1 |  |  | 1741 | 1740 | 1 | FALSE | FALSE | 1 | TRUE | TRUE | 1741 | 1740 | 567312.2435 | 2362082.1175 | 568024.2603 | 2361815.1449 | 1741 | 567312.2435 | 2362082.1175 | 1740 | 568024.2603 | 2361815.1449
VN | 1043531987 | LINEVN1665 | 500 | 1.8525 | [5 empty] | 50 |  | LINESTRING (564287.5683772427 2363025.90328807, 564689.3958106822 2363255.092715662, 564809.51506135 2363221.2909658225, 564945.828719157 2363052.2874183785, 565371.0615051535 2363076.1017974126, 565614.6991369637 2362879.0663448577) | line | [10 empty] | 3 | 1 |  |  | 1742 | 1743 | 1 | FALSE | FALSE | 1 | TRUE | TRUE | 1742 | 1743 | 564287.5684 | 2363025.9033 | 565614.6991 | 2362879.0663 | 1742 | 564287.5684 | 2363025.9033 | 1743 | 565614.6991 | 2362879.0663
VN | 1043531988 | LINEVN1666a | 500 | 2.2653 | [5 empty] | 50 | 6 cables - 2 systems | LINESTRING (565614.6991369637 2362879.0663448577, 565869.7898316572 2362668.9977704994, 566192.6402827591 2362536.2885675915, 566666.1715771584 2362346.7556909784, 567059.720885417 2362185.242429051, 567312.243494826 2362082.117478847) | line | [10 empty] | 6 | 2 |  |  | 1743 | 1741 | 1 | FALSE | FALSE | 2 | TRUE | TRUE | 1743 | 1741 | 565614.6991 | 2362879.0663 | 567312.2435 | 2362082.1175 | 1743 | 565614.6991 | 2362879.0663 | 1741 | 567312.2435 | 2362082.1175
VN | 1043531988 | LINEVN1666b | 500 | 2.2653 | [5 empty] | 50 | 6 cables - 2 systems | LINESTRING (565614.6991369637 2362879.0663448577, 565869.7898316572 2362668.9977704994, 566192.6402827591 2362536.2885675915, 566666.1715771584 2362346.7556909784, 567059.720885417 2362185.242429051, 567312.243494826 2362082.117478847) | line | [10 empty] | 6 | 2 |  |  | 1743 | 1741 | 1 | FALSE | FALSE | 2 | TRUE | TRUE | 1743 | 1741 | 565614.6991 | 2362879.0663 | 567312.2435 | 2362082.1175 | 1743 | 565614.6991 | 2362879.0663 | 1741 | 567312.2435 | 2362082.1175
VN | 1043531989 | LINEVN1667a | 500 | 2.0655 | [5 empty] | 50 | 6 cables - 2 systems | LINESTRING (562652.1216311266 2362670.62758313, 563040.8584662108 2362786.030657396, 563334.7052237913 2362775.5587667064, 563820.2937049534 2362763.351197401, 564287.5683772427 2363025.90328807) | line | [10 empty] | 6 | 2 |  |  | 1744 | 1742 | 1 | FALSE | FALSE | 2 | TRUE | TRUE | 1744 | 1742 | 562652.1216 | 2362670.6276 | 564287.5684 | 2363025.9033 | 1744 | 562652.1216 | 2362670.6276 | 1742 | 564287.5684 | 2363025.9033
VN | 1043531989 | LINEVN1667b | 500 | 2.0655 | [5 empty] | 50 | 6 cables - 2 systems | LINESTRING (562652.1216311266 2362670.62758313, 563040.8584662108 2362786.030657396, 563334.7052237913 2362775.5587667064, 563820.2937049534 2362763.351197401, 564287.5683772427 2363025.90328807) | line | [10 empty] | 6 | 2 |  |  | 1744 | 1742 | 1 | FALSE | FALSE | 2 | TRUE | TRUE | 1744 | 1742 | 562652.1216 | 2362670.6276 | 564287.5684 | 2363025.9033 | 1744 | 562652.1216 | 2362670.6276 | 1742 | 564287.5684 | 2363025.9033
VN | 1043531990 | LINEVN1668 | 500 | 2.0424 | [5 empty] | 50 |  | LINESTRING (561701.5257015935 2361845.299550275, 562063.0213354718 2361783.0833722367, 562356.4493831028 2361995.0214339104, 562300.0251073227 2362279.8602754376, 562263.0934619409 2362554.1260010614, 562652.1216311266 2362670.62758313) | line | [10 empty] | 3 | 1 |  |  | 1745 | 1744 | 1 | FALSE | FALSE | 1 | TRUE | TRUE | 1745 | 1744 | 561701.5257 | 2361845.2996 | 562652.1216 | 2362670.6276 | 1745 | 561701.5257 | 2361845.2996 | 1744 | 562652.1216 | 2362670.6276
VN | 1043531991 | LINEVN1669 | 500 | 1.8784 | [5 empty] | 50 |  | LINESTRING (564287.5683772427 2363025.90328807, 564685.7637323531 2363276.849880471, 564818.8467620007 2363236.735311839, 564955.3284487787 2363074.993394525, 565377.7942809638 2363095.7641930594, 565614.6991369637 2362879.0663448577) | line | [10 empty] | 3 | 1 |  |  | 1742 | 1743 | 1 | FALSE | FALSE | 1 | TRUE | TRUE | 1742 | 1743 | 564287.5684 | 2363025.9033 | 565614.6991 | 2362879.0663 | 1742 | 564287.5684 | 2363025.9033 | 1743 | 565614.6991 | 2362879.0663
VN | 1043531992 | LINEVN1670a | 500 | 1.362 | [5 empty] | 50 | 6 cables - 2 systems | LINESTRING (560587.0993148662 2361639.2800621507, 561015.1800614055 2361693.970402171, 561340.6549236589 2361780.7603742452, 561701.5257015935 2361845.299550275) | line | [10 empty] | 6 | 2 |  |  | 1746 | 1745 | 1 | FALSE | FALSE | 2 | TRUE | TRUE | 1746 | 1745 | 560587.0993 | 2361639.2801 | 561701.5257 | 2361845.2996 | 1746 | 560587.0993 | 2361639.2801 | 1745 | 561701.5257 | 2361845.2996
VN | 1043531992 | LINEVN1670b | 500 | 1.362 | [5 empty] | 50 | 6 cables - 2 systems | LINESTRING (560587.0993148662 2361639.2800621507, 561015.1800614055 2361693.970402171, 561340.6549236589 2361780.7603742452, 561701.5257015935 2361845.299550275) | line | [10 empty] | 6 | 2 |  |  | 1746 | 1745 | 1 | FALSE | FALSE | 2 | TRUE | TRUE | 1746 | 1745 | 560587.0993 | 2361639.2801 | 561701.5257 | 2361845.2996 | 1746 | 560587.0993 | 2361639.2801 | 1745 | 561701.5257 | 2361845.2996
VN | 1043531993 | LINEVN1671 | 500 | 2.0248 | [5 empty] | 50 |  | LINESTRING (561701.5257015935 2361845.299550275, 562054.0337640075 2361807.1006985856, 562335.2824203473 2362004.4814440035, 562300.0251073227 2362279.8602754376, 562245.1116242304 2362565.944766763, 562652.1216311266 2362670.62758313) | line | [10 empty] | 3 | 1 |  |  | 1745 | 1744 | 1 | FALSE | FALSE | 1 | TRUE | TRUE | 1745 | 1744 | 561701.5257 | 2361845.2996 | 562652.1216 | 2362670.6276 | 1745 | 561701.5257 | 2361845.2996 | 1744 | 562652.1216 | 2362670.6276
VN | 1043531994 | LINEVN1672 | 500 | 1.0394 | [5 empty] | 50 |  | LINESTRING (559769.4665642157 2361751.706137597, 560153.6610449547 2361566.207888357, 560587.0993148662 2361639.2800621507) | line | [10 empty] | 3 | 1 |  |  | 1747 | 1746 | 1 | FALSE | FALSE | 1 | TRUE | TRUE | 1747 | 1746 | 559769.4666 | 2361751.7061 | 560587.0993 | 2361639.2801 | 1747 | 559769.4666 | 2361751.7061 | 1746 | 560587.0993 | 2361639.2801
VN | 1043531995 | LINEVN1673 | 500 | 1.025 | [5 empty] | 50 |  | LINESTRING (559769.4665642157 2361751.706137597, 560157.4717188025 2361587.2406595214, 560587.0993148662 2361639.2800621507) | line | [10 empty] | 3 | 1 |  |  | 1747 | 1746 | 1 | FALSE | FALSE | 1 | TRUE | TRUE | 1747 | 1746 | 559769.4666 | 2361751.7061 | 560587.0993 | 2361639.2801 | 1747 | 559769.4666 | 2361751.7061 | 1746 | 560587.0993 | 2361639.2801
VN | 1043531996 | LINEVN1674 | 500 | 1.1771 | [5 empty] | 50 |  | LINESTRING (556368.2693983406 2362512.49361325, 556600.618395268 2362350.31844697, 557297.6290223564 2362377.9107916867) | line | [10 empty] | 3 | 1 |  |  | 1748 | 1749 | 1 | FALSE | FALSE | 1 | TRUE | TRUE | 1748 | 1749 | 556368.2694 | 2362512.4936 | 557297.629 | 2362377.9108 | 1748 | 556368.2694 | 2362512.4936 | 1749 | 557297.629 | 2362377.9108
VN | 1043531997 | LINEVN1675a | 500 | 3.109 | [5 empty] | 50 | 6 cables - 2 systems | LINESTRING (557297.6290223564 2362377.9107916867, 557524.0563598213 2362381.0655081705, 557955.6738621336 2362259.9683577125, 558326.2691799346 2362037.821009678, 558682.4402743839 2361882.404923555, 558968.5726668115 2361854.9581729923, 559328.5610032144 2361821.708392156, 559769.4665642157 2361751.706137597) | line | [10 empty] | 6 | 2 |  |  | 1749 | 1747 | 1 | FALSE | FALSE | 2 | TRUE | TRUE | 1749 | 1747 | 557297.629 | 2362377.9108 | 559769.4666 | 2361751.7061 | 1749 | 557297.629 | 2362377.9108 | 1747 | 559769.4666 | 2361751.7061
VN | 1043531997 | LINEVN1675b | 500 | 3.109 | [5 empty] | 50 | 6 cables - 2 systems | LINESTRING (557297.6290223564 2362377.9107916867, 557524.0563598213 2362381.0655081705, 557955.6738621336 2362259.9683577125, 558326.2691799346 2362037.821009678, 558682.4402743839 2361882.404923555, 558968.5726668115 2361854.9581729923, 559328.5610032144 2361821.708392156, 559769.4665642157 2361751.706137597) | line | [10 empty] | 6 | 2 |  |  | 1749 | 1747 | 1 | FALSE | FALSE | 2 | TRUE | TRUE | 1749 | 1747 | 557297.629 | 2362377.9108 | 559769.4666 | 2361751.7061 | 1749 | 557297.629 | 2362377.9108 | 1747 | 559769.4666 | 2361751.7061
VN | 1043531998 | LINEVN1676 | 500 | 1.162 | [5 empty] | 50 |  | LINESTRING (556368.2693983406 2362512.49361325, 556605.2737150451 2362371.2093316084, 557297.6290223564 2362377.9107916867) | line | [10 empty] | 3 | 1 |  |  | 1748 | 1749 | 1 | FALSE | FALSE | 1 | TRUE | TRUE | 1748 | 1749 | 556368.2694 | 2362512.4936 | 557297.629 | 2362377.9108 | 1748 | 556368.2694 | 2362512.4936 | 1749 | 557297.629 | 2362377.9108
VN | 1043531999 | LINEVN1677a | 500 | 2.6831 | [5 empty] | 50 | 6 cables - 2 systems | LINESTRING (554436.0962720818 2363637.63242562, 554918.5260727305 2363353.9560965453, 555398.6899751032 2363070.8947570035, 555990.7185390624 2362727.399917117, 556368.2693983406 2362512.49361325) | line | [10 empty] | 6 | 2 |  |  | 1750 | 1748 | 1 | FALSE | FALSE | 2 | TRUE | TRUE | 1750 | 1748 | 554436.0963 | 2363637.6324 | 556368.2694 | 2362512.4936 | 1750 | 554436.0963 | 2363637.6324 | 1748 | 556368.2694 | 2362512.4936
VN | 1043531999 | LINEVN1677b | 500 | 2.6831 | [5 empty] | 50 | 6 cables - 2 systems | LINESTRING (554436.0962720818 2363637.63242562, 554918.5260727305 2363353.9560965453, 555398.6899751032 2363070.8947570035, 555990.7185390624 2362727.399917117, 556368.2693983406 2362512.49361325) | line | [10 empty] | 6 | 2 |  |  | 1750 | 1748 | 1 | FALSE | FALSE | 2 | TRUE | TRUE | 1750 | 1748 | 554436.0963 | 2363637.6324 | 556368.2694 | 2362512.4936 | 1750 | 554436.0963 | 2363637.6324 | 1748 | 556368.2694 | 2362512.4936
VN | 1043532000 | LINEVN1678 | 500 | 1.0018 | [5 empty] | 50 |  | LINESTRING (553662.3554951968 2363872.3357498497, 554038.5337554519 2363866.18530484, 554436.0962720818 2363637.63242562) | line | [10 empty] | 3 | 1 |  |  | 1751 | 1750 | 1 | FALSE | FALSE | 1 | TRUE | TRUE | 1751 | 1750 | 553662.3555 | 2363872.3357 | 554436.0963 | 2363637.6324 | 1751 | 553662.3555 | 2363872.3357 | 1750 | 554436.0963 | 2363637.6324
VN | 1043532001 | LINEVN1679 | 500 | 1.0144 | [5 empty] | 50 |  | LINESTRING (553662.3554951968 2363872.3357498497, 554044.7240473096 2363884.5901587796, 554436.0962720818 2363637.63242562) | line | [10 empty] | 3 | 1 |  |  | 1751 | 1750 | 1 | FALSE | FALSE | 1 | TRUE | TRUE | 1751 | 1750 | 553662.3555 | 2363872.3357 | 554436.0963 | 2363637.6324 | 1751 | 553662.3555 | 2363872.3357 | 1750 | 554436.0963 | 2363637.6324
VN | 1043532002 | LINEVN1680a | 500 | 5.4814 | [5 empty] | 50 | 6 cables - 2 systems | LINESTRING (549129.2669105697 2363553.465204566, 549664.5057184589 2363661.507739434, 550256.9685575576 2363781.5098616364, 550849.852060071 2363900.2954169116, 551329.11162002 2363895.5776960975, 551896.513760307 2363890.324422522, 552536.5003699628 2363883.797335114, 553120.8760892188 2363878.2982866964, 553662.3554951968 2363872.3357498497) | line | [10 empty] | 6 | 2 |  |  | 1752 | 1751 | 1 | FALSE | FALSE | 2 | TRUE | TRUE | 1752 | 1751 | 549129.2669 | 2363553.4652 | 553662.3555 | 2363872.3357 | 1752 | 549129.2669 | 2363553.4652 | 1751 | 553662.3555 | 2363872.3357
VN | 1043532002 | LINEVN1680b | 500 | 5.4814 | [5 empty] | 50 | 6 cables - 2 systems | LINESTRING (549129.2669105697 2363553.465204566, 549664.5057184589 2363661.507739434, 550256.9685575576 2363781.5098616364, 550849.852060071 2363900.2954169116, 551329.11162002 2363895.5776960975, 551896.513760307 2363890.324422522, 552536.5003699628 2363883.797335114, 553120.8760892188 2363878.2982866964, 553662.3554951968 2363872.3357498497) | line | [10 empty] | 6 | 2 |  |  | 1752 | 1751 | 1 | FALSE | FALSE | 2 | TRUE | TRUE | 1752 | 1751 | 549129.2669 | 2363553.4652 | 553662.3555 | 2363872.3357 | 1752 | 549129.2669 | 2363553.4652 | 1751 | 553662.3555 | 2363872.3357
VN | 1043532003 | LINEVN1681 | 500 | 1.1171 | [5 empty] | 50 |  | LINESTRING (548213.4327613355 2363553.231577983, 548703.0935278191 2363470.215472694, 549129.2669105697 2363553.465204566) | line | [10 empty] | 3 | 1 |  |  | 1306 | 1752 | 1 | FALSE | FALSE | 1 | TRUE | TRUE | 1306 | 1752 | 548213.4328 | 2363553.2316 | 549129.2669 | 2363553.4652 | 1306 | 548213.4328 | 2363553.2316 | 1752 | 549129.2669 | 2363553.4652
VN | 1043532004 | LINEVN1682 | 500 | 1.1265 | [5 empty] | 50 |  | LINESTRING (548213.4327613355 2363553.231577983, 548701.0790382293 2363450.48603564, 549129.2669105697 2363553.465204566) | line | [10 empty] | 3 | 1 |  |  | 1306 | 1752 | 1 | FALSE | FALSE | 1 | TRUE | TRUE | 1306 | 1752 | 548213.4328 | 2363553.2316 | 549129.2669 | 2363553.4652 | 1306 | 548213.4328 | 2363553.2316 | 1752 | 549129.2669 | 2363553.4652
VN | 1043532005 | LINEVN1683 | 500 | 1.2307 | [5 empty] | 50 |  | LINESTRING (540381.2790479317 2365812.1800888623, 539856.963426963 2365843.0849871496, 539358.4724609066 2365886.1333050253) | line | [10 empty] | 3 | 1 |  |  | 1753 | 1724 | 1 | FALSE | FALSE | 1 | TRUE | TRUE | 1753 | 1724 | 540381.279 | 2365812.1801 | 539358.4725 | 2365886.1333 | 1753 | 540381.279 | 2365812.1801 | 1724 | 539358.4725 | 2365886.1333
VN | 1043532006 | LINEVN1684a | 500 | 1.0016 | [5 empty] | 50 | 6 cables - 2 systems | LINESTRING (540381.2790479317 2365812.1800888623, 541213.4166906638 2365747.7241690527) | line | [10 empty] | 6 | 2 |  |  | 1753 | 1305 | 1 | FALSE | FALSE | 2 | TRUE | TRUE | 1753 | 1305 | 540381.279 | 2365812.1801 | 541213.4167 | 2365747.7242 | 1753 | 540381.279 | 2365812.1801 | 1305 | 541213.4167 | 2365747.7242
VN | 1043532006 | LINEVN1684b | 500 | 1.0016 | [5 empty] | 50 | 6 cables - 2 systems | LINESTRING (540381.2790479317 2365812.1800888623, 541213.4166906638 2365747.7241690527) | line | [10 empty] | 6 | 2 |  |  | 1753 | 1305 | 1 | FALSE | FALSE | 2 | TRUE | TRUE | 1753 | 1305 | 540381.279 | 2365812.1801 | 541213.4167 | 2365747.7242 | 1753 | 540381.279 | 2365812.1801 | 1305 | 541213.4167 | 2365747.7242
VN | 1043532007 | LINEVN1685 | 500 | 1.7876 | [5 empty] | 50 |  | LINESTRING (541213.4166906638 2365747.7241690527, 541766.4685000863 2365718.397523733, 542177.7359899606 2365694.8644914906, 542629.2567067639 2365429.1559753492) | line | [10 empty] | 3 | 1 |  |  | 1305 | 1754 | 1 | FALSE | FALSE | 1 | TRUE | FALSE | 1305 |  | 541213.4167 | 2365747.7242 |  |  | 1305 | 541213.4167 | 2365747.7242 | 1754 | 542629.2567 | 2365429.156
VN | 1043532008 | LINEVN1686 | 500 | 1.2311 | [5 empty] | 50 |  | LINESTRING (539358.4724609066 2365886.1333050253, 539857.5819619247 2365865.6431688075, 540381.2790479317 2365812.1800888623) | line | [10 empty] | 3 | 1 |  |  | 1724 | 1753 | 1 | FALSE | FALSE | 1 | TRUE | TRUE | 1724 | 1753 | 539358.4725 | 2365886.1333 | 540381.279 | 2365812.1801 | 1724 | 539358.4725 | 2365886.1333 | 1753 | 540381.279 | 2365812.1801
VN | 1043569027 | LINEVN1687 | 500 | 0.90797 | [5 empty] | 50 |  | LINESTRING (611643.7076018258 2349703.8786545205, 612007.803069596 2349569.1643780097, 612376.0521208168 2349580.4719511266) | line | [10 empty] | 3 |  |  |  | 1755 | 1391 | 1 | FALSE | FALSE | 1 | TRUE | TRUE | 1755 | 1391 | 611643.7076 | 2349703.8787 | 612376.0521 | 2349580.472 | 1755 | 611643.7076 | 2349703.8787 | 1391 | 612376.0521 | 2349580.472
VN | 1043569028 | LINEVN1688 | 500 | 0.91801 | [5 empty] | 50 |  | LINESTRING (611643.7076018258 2349703.8786545205, 612005.7763240254 2349549.8562850044, 612376.0521208168 2349580.4719511266) | line | [10 empty] | 3 |  |  |  | 1755 | 1391 | 1 | FALSE | FALSE | 1 | TRUE | TRUE | 1755 | 1391 | 611643.7076 | 2349703.8787 | 612376.0521 | 2349580.472 | 1755 | 611643.7076 | 2349703.8787 | 1391 | 612376.0521 | 2349580.472
VN | 1043569029 | LINEVN1689a | 500 | 3.7118 | [5 empty] | 50 | 6 cables - 2 systems | LINESTRING (608767.9161534659 2350842.8898910843, 609117.018666129 2350704.7820813907, 609552.7943552913 2350531.2179781357, 609998.4648906883 2350356.757261421, 610408.0176941822 2350193.7544305767, 610804.0479494734 2350036.7583167125, 611230.078188419 2349867.3776577683, 611643.7076018258 2349703.8786545205) | line | [10 empty] | 6 |  |  |  | 1756 | 1755 | 1 | FALSE | FALSE | 2 | TRUE | TRUE | 1756 | 1755 | 608767.9162 | 2350842.8899 | 611643.7076 | 2349703.8787 | 1756 | 608767.9162 | 2350842.8899 | 1755 | 611643.7076 | 2349703.8787
VN | 1043569029 | LINEVN1689b | 500 | 3.7118 | [5 empty] | 50 | 6 cables - 2 systems | LINESTRING (608767.9161534659 2350842.8898910843, 609117.018666129 2350704.7820813907, 609552.7943552913 2350531.2179781357, 609998.4648906883 2350356.757261421, 610408.0176941822 2350193.7544305767, 610804.0479494734 2350036.7583167125, 611230.078188419 2349867.3776577683, 611643.7076018258 2349703.8786545205) | line | [10 empty] | 6 |  |  |  | 1756 | 1755 | 1 | FALSE | FALSE | 2 | TRUE | TRUE | 1756 | 1755 | 608767.9162 | 2350842.8899 | 611643.7076 | 2349703.8787 | 1756 | 608767.9162 | 2350842.8899 | 1755 | 611643.7076 | 2349703.8787
VN | 1043569030 | LINEVN1690 | 500 | 0.8606 | [5 empty] | 50 |  | LINESTRING (608137.0322658542 2351177.342374739, 608416.2382888296 2350991.6477126917, 608767.9161534659 2350842.8898910843) | line | [10 empty] | 3 |  |  |  | 1757 | 1756 | 1 | FALSE | FALSE | 1 | TRUE | TRUE | 1757 | 1756 | 608137.0323 | 2351177.3424 | 608767.9162 | 2350842.8899 | 1757 | 608137.0323 | 2351177.3424 | 1756 | 608767.9162 | 2350842.8899
VN | 1043569031 | LINEVN1691 | 500 | 0.86563 | [5 empty] | 50 |  | LINESTRING (608137.0322658542 2351177.342374739, 608409.1036327393 2350975.273079856, 608767.9161534659 2350842.8898910843) | line | [10 empty] | 3 |  |  |  | 1757 | 1756 | 1 | FALSE | FALSE | 1 | TRUE | TRUE | 1757 | 1756 | 608137.0323 | 2351177.3424 | 608767.9162 | 2350842.8899 | 1757 | 608137.0323 | 2351177.3424 | 1756 | 608767.9162 | 2350842.8899
VN | 1043569032 | LINEVN1692 | 500 | 2.1978 | [5 empty] | 50 |  | LINESTRING (604017.8725207656 2353232.286235749, 604404.0118385204 2353185.4293178637, 604885.399426315 2353148.1129992353, 605423.5907390189 2353085.5838333317, 605769.9024411045 2352851.6842638026) | line | [10 empty] | 3 |  |  |  | 1758 | 1759 | 1 | FALSE | FALSE | 1 | TRUE | TRUE | 1758 | 1759 | 604017.8725 | 2353232.2862 | 605769.9024 | 2352851.6843 | 1758 | 604017.8725 | 2353232.2862 | 1759 | 605769.9024 | 2352851.6843
VN | 1043569033 | LINEVN1693a | 500 | 3.4793 | [5 empty] | 50 | 6 cables - 2 systems | LINESTRING (605769.9024411045 2352851.6842638026, 606205.1775553048 2352546.8375993655, 606574.5220562287 2352283.2048875196, 606901.8566785028 2352051.263290676, 607237.2861516811 2351815.7832296, 607466.6393887673 2351652.9266166594, 607828.3855513275 2351397.5615949375, 608137.0322658542 2351177.342374739) | line | [10 empty] | 6 |  |  |  | 1759 | 1757 | 1 | FALSE | FALSE | 2 | TRUE | TRUE | 1759 | 1757 | 605769.9024 | 2352851.6843 | 608137.0323 | 2351177.3424 | 1759 | 605769.9024 | 2352851.6843 | 1757 | 608137.0323 | 2351177.3424
VN | 1043569033 | LINEVN1693b | 500 | 3.4793 | [5 empty] | 50 | 6 cables - 2 systems | LINESTRING (605769.9024411045 2352851.6842638026, 606205.1775553048 2352546.8375993655, 606574.5220562287 2352283.2048875196, 606901.8566785028 2352051.263290676, 607237.2861516811 2351815.7832296, 607466.6393887673 2351652.9266166594, 607828.3855513275 2351397.5615949375, 608137.0322658542 2351177.342374739) | line | [10 empty] | 6 |  |  |  | 1759 | 1757 | 1 | FALSE | FALSE | 2 | TRUE | TRUE | 1759 | 1757 | 605769.9024 | 2352851.6843 | 608137.0323 | 2351177.3424 | 1759 | 605769.9024 | 2352851.6843 | 1757 | 608137.0323 | 2351177.3424
VN | 1043569034 | LINEVN1694a | 500 | 0.87167 | [5 empty] | 50 | 6 cables - 2 systems | LINESTRING (603295.0031569812 2353303.7240146636, 603615.99330216 2353271.514343873, 604017.8725207656 2353232.286235749) | line | [10 empty] | 6 |  |  |  | 1760 | 1758 | 1 | FALSE | FALSE | 2 | TRUE | TRUE | 1760 | 1758 | 603295.0032 | 2353303.724 | 604017.8725 | 2353232.2862 | 1760 | 603295.0032 | 2353303.724 | 1758 | 604017.8725 | 2353232.2862
VN | 1043569034 | LINEVN1694b | 500 | 0.87167 | [5 empty] | 50 | 6 cables - 2 systems | LINESTRING (603295.0031569812 2353303.7240146636, 603615.99330216 2353271.514343873, 604017.8725207656 2353232.286235749) | line | [10 empty] | 6 |  |  |  | 1760 | 1758 | 1 | FALSE | FALSE | 2 | TRUE | TRUE | 1760 | 1758 | 603295.0032 | 2353303.724 | 604017.8725 | 2353232.2862 | 1760 | 603295.0032 | 2353303.724 | 1758 | 604017.8725 | 2353232.2862
VN | 1043569035 | LINEVN1695 | 500 | 2.2106 | [5 empty] | 50 |  | LINESTRING (604017.8725207656 2353232.286235749, 604406.652905939 2353207.3081261604, 604885.399426315 2353148.1129992353, 605430.428486548 2353104.855369743, 605769.9024411045 2352851.6842638026) | line | [10 empty] | 3 |  |  |  | 1758 | 1759 | 1 | FALSE | FALSE | 1 | TRUE | TRUE | 1758 | 1759 | 604017.8725 | 2353232.2862 | 605769.9024 | 2352851.6843 | 1758 | 604017.8725 | 2353232.2862 | 1759 | 605769.9024 | 2352851.6843
VN | 1043569036 | LINEVN1696 | 500 | 0.69626 | [5 empty] | 50 |  | LINESTRING (602719.2502354295 2353368.3005846203, 602997.6895539133 2353321.222725988, 603295.0031569812 2353303.7240146636) | line | [10 empty] | 3 |  |  |  | 1385 | 1760 | 1 | FALSE | FALSE | 1 | TRUE | TRUE | 1385 | 1760 | 602719.2502 | 2353368.3006 | 603295.0032 | 2353303.724 | 1385 | 602719.2502 | 2353368.3006 | 1760 | 603295.0032 | 2353303.724
VN | 1043569037 | LINEVN1697 | 500 | 0.69524 | [5 empty] | 50 |  | LINESTRING (602719.2502354295 2353368.3005846203, 603001.9001319257 2353337.9860029, 603295.0031569812 2353303.7240146636) | line | [10 empty] | 3 |  |  |  | 1385 | 1760 | 1 | FALSE | FALSE | 1 | TRUE | TRUE | 1385 | 1760 | 602719.2502 | 2353368.3006 | 603295.0032 | 2353303.724 | 1385 | 602719.2502 | 2353368.3006 | 1760 | 603295.0032 | 2353303.724
VN | 1043837414 | LINEVN1698a | 220 | 7.4221 | [5 empty] | 50 | 6 cables - 2 systems | LINESTRING (625513.9801436113 2324064.0894263745, 625145.0856377364 2323806.3353546355, 624772.0287835957 2323549.0792222004, 624412.311957692 2323296.780665178, 624043.1379566826 2323039.981030672, 623664.6855222589 2322772.7268380485, 623281.5211034598 2322509.874946252, 622915.9876403533 2322255.1996243023, 622518.2015291075 2321977.28151289, 622121.2271254332 2321701.72648541, 621790.9560316809 2321472.1331206504, 621472.7668354228 2321248.181021199, 621095.8724008951 2320985.8171756715, 620700.6424923341 2320712.7913250905, 620500.9526166454 2320564.9818086, 620438.9202241804 2320600.5637560966) | line | [10 empty] | 6 | 2 |  |  | 1258 | 1761 | 1 | FALSE | FALSE | 2 | TRUE | TRUE | 1258 | 1761 | 625513.9801 | 2324064.0894 | 620438.9202 | 2320600.5638 | 1258 | 625513.9801 | 2324064.0894 | 1761 | 620438.9202 | 2320600.5638
VN | 1043837414 | LINEVN1698b | 220 | 7.4221 | [5 empty] | 50 | 6 cables - 2 systems | LINESTRING (625513.9801436113 2324064.0894263745, 625145.0856377364 2323806.3353546355, 624772.0287835957 2323549.0792222004, 624412.311957692 2323296.780665178, 624043.1379566826 2323039.981030672, 623664.6855222589 2322772.7268380485, 623281.5211034598 2322509.874946252, 622915.9876403533 2322255.1996243023, 622518.2015291075 2321977.28151289, 622121.2271254332 2321701.72648541, 621790.9560316809 2321472.1331206504, 621472.7668354228 2321248.181021199, 621095.8724008951 2320985.8171756715, 620700.6424923341 2320712.7913250905, 620500.9526166454 2320564.9818086, 620438.9202241804 2320600.5637560966) | line | [10 empty] | 6 | 2 |  |  | 1258 | 1761 | 1 | FALSE | FALSE | 2 | TRUE | TRUE | 1258 | 1761 | 625513.9801 | 2324064.0894 | 620438.9202 | 2320600.5638 | 1258 | 625513.9801 | 2324064.0894 | 1761 | 620438.9202 | 2320600.5638
VN | 1043837415 | LINEVN1699a | 220 | 13.1183 | [5 empty] | 50 | 6 cables - 2 systems | LINESTRING (625513.9801436113 2324064.0894263745, 625537.4570715671 2324032.972697831, 625307.2836274597 2323721.9118841616, 625637.4978630005 2323412.582829159, 625917.0390635706 2323149.8445346947, 626206.4619905934 2322873.74685495, 626437.4109374748 2322660.472443103, 626652.9447936307 2322458.7288470566, 626863.0193568041 2322113.547994776, 627075.6137236505 2321768.942159883, 627284.2705854693 2321430.5407941905, 627478.6774358286 2321114.4819629146, 627675.6277316529 2320794.4151865267, 628001.6119090039 2320716.941804058, 628307.1188298666 2320647.486165856, 628699.8881196966 2320557.7890456524, 629074.2238407173 2320471.4227438243, 629467.1602681454 2320378.8331646263, 629789.7953488869 2320309.260605517, 630065.1019858461 2320354.6612688876, 630340.5490470887 2320399.23743704, 630444.371104823 2320139.4434530446, 630566.2081361624 2319840.703500198, 630819.698022377 2319682.4466492273, 631142.6113566275 2319490.501108238, 631468.2044478806 2319288.043993099, 631814.8448233814 2319069.254182648, 632152.6109380553 2318862.7436253154, 632455.2019217948 2318679.3835813627, 632571.7396560498 2318299.758593722, 632667.1047384081 2317987.4702729573, 632655.0335616525 2317778.4504283424, 632644.3601885398 2317585.792141375, 632631.2253280107 2317554.625191238) | line | [10 empty] | 6 |  |  |  | 1258 | 1762 | 1 | FALSE | FALSE | 2 | TRUE | FALSE | 1258 |  | 625513.9801 | 2324064.0894 |  |  | 1258 | 625513.9801 | 2324064.0894 | 1762 | 632631.2253 | 2317554.6252
VN | 1043837415 | LINEVN1699b | 220 | 13.1183 | [5 empty] | 50 | 6 cables - 2 systems | LINESTRING (625513.9801436113 2324064.0894263745, 625537.4570715671 2324032.972697831, 625307.2836274597 2323721.9118841616, 625637.4978630005 2323412.582829159, 625917.0390635706 2323149.8445346947, 626206.4619905934 2322873.74685495, 626437.4109374748 2322660.472443103, 626652.9447936307 2322458.7288470566, 626863.0193568041 2322113.547994776, 627075.6137236505 2321768.942159883, 627284.2705854693 2321430.5407941905, 627478.6774358286 2321114.4819629146, 627675.6277316529 2320794.4151865267, 628001.6119090039 2320716.941804058, 628307.1188298666 2320647.486165856, 628699.8881196966 2320557.7890456524, 629074.2238407173 2320471.4227438243, 629467.1602681454 2320378.8331646263, 629789.7953488869 2320309.260605517, 630065.1019858461 2320354.6612688876, 630340.5490470887 2320399.23743704, 630444.371104823 2320139.4434530446, 630566.2081361624 2319840.703500198, 630819.698022377 2319682.4466492273, 631142.6113566275 2319490.501108238, 631468.2044478806 2319288.043993099, 631814.8448233814 2319069.254182648, 632152.6109380553 2318862.7436253154, 632455.2019217948 2318679.3835813627, 632571.7396560498 2318299.758593722, 632667.1047384081 2317987.4702729573, 632655.0335616525 2317778.4504283424, 632644.3601885398 2317585.792141375, 632631.2253280107 2317554.625191238) | line | [10 empty] | 6 |  |  |  | 1258 | 1762 | 1 | FALSE | FALSE | 2 | TRUE | FALSE | 1258 |  | 625513.9801 | 2324064.0894 |  |  | 1258 | 625513.9801 | 2324064.0894 | 1762 | 632631.2253 | 2317554.6252
VN | 1043837417 | LINEVN1700a | 220 | 8.3657 | [5 empty] | 50 | 6 cables - 2 systems | LINESTRING (620438.9202241804 2320600.5637560966, 620481.5393385169 2320531.012681716, 620722.1649681717 2320572.120906772, 621094.2843512137 2320629.996967887, 621459.7769236708 2320679.652689967, 621635.902251828 2320559.9274581005, 621776.3375284692 2320460.3216856737, 621973.3902391107 2320321.4919572473, 622147.318773944 2320198.9882496404, 622394.7909925006 2320106.826543677, 622607.3036666824 2320028.546542962, 622592.1156010998 2319780.0327979, 622584.7353278159 2319552.6421202826, 622826.309943736 2319334.2935658745, 623136.6102136286 2319045.2014917247, 623447.4599913019 2318757.779183627, 623746.4026754597 2318459.447532027, 623751.1373024618 2318085.462260163, 624099.4843390668 2317935.559701081, 624451.5957343255 2317785.1276630885, 624804.5726403912 2317632.4952719104, 625161.4846550612 2317477.4088984337, 625445.6401385176 2317354.7693206808, 625702.922725801 2317245.5140421027) | line | [10 empty] | 6 | 2 |  |  | 1761 | 1763 | 1 | FALSE | FALSE | 2 | TRUE | TRUE | 1761 | 1763 | 620438.9202 | 2320600.5638 | 625702.9227 | 2317245.514 | 1761 | 620438.9202 | 2320600.5638 | 1763 | 625702.9227 | 2317245.514
VN | 1043837417 | LINEVN1700b | 220 | 8.3657 | [5 empty] | 50 | 6 cables - 2 systems | LINESTRING (620438.9202241804 2320600.5637560966, 620481.5393385169 2320531.012681716, 620722.1649681717 2320572.120906772, 621094.2843512137 2320629.996967887, 621459.7769236708 2320679.652689967, 621635.902251828 2320559.9274581005, 621776.3375284692 2320460.3216856737, 621973.3902391107 2320321.4919572473, 622147.318773944 2320198.9882496404, 622394.7909925006 2320106.826543677, 622607.3036666824 2320028.546542962, 622592.1156010998 2319780.0327979, 622584.7353278159 2319552.6421202826, 622826.309943736 2319334.2935658745, 623136.6102136286 2319045.2014917247, 623447.4599913019 2318757.779183627, 623746.4026754597 2318459.447532027, 623751.1373024618 2318085.462260163, 624099.4843390668 2317935.559701081, 624451.5957343255 2317785.1276630885, 624804.5726403912 2317632.4952719104, 625161.4846550612 2317477.4088984337, 625445.6401385176 2317354.7693206808, 625702.922725801 2317245.5140421027) | line | [10 empty] | 6 | 2 |  |  | 1761 | 1763 | 1 | FALSE | FALSE | 2 | TRUE | TRUE | 1761 | 1763 | 620438.9202 | 2320600.5638 | 625702.9227 | 2317245.514 | 1761 | 620438.9202 | 2320600.5638 | 1763 | 625702.9227 | 2317245.514
VN | 1043837418 | LINEVN1701a | 220 | 5.6435 | [5 empty] | 50 | 12 cables - 4 systems | LINESTRING (616015.6397267409 2321549.742097161, 616361.0352469007 2321540.1017732937, 616804.3357384702 2321526.163966256, 617167.15751615 2321477.9862536993, 617492.149540261 2321436.06881811, 617856.254540087 2321385.0037299, 618180.8301643725 2321343.7829110916, 618645.5499112752 2321278.207769707, 619084.2940402436 2321221.469890741, 619455.2228653524 2321171.4622722827, 619682.9061127242 2321140.666084231, 619973.2463775466 2321102.6980804866, 620291.9329178312 2320914.5606341604, 620438.9202241804 2320600.5637560966) | line | [10 empty] | 12 | 4 |  |  | 1764 | 1761 | 1 | FALSE | FALSE | 4 | TRUE | TRUE | 1764 | 1761 | 616015.6397 | 2321549.7421 | 620438.9202 | 2320600.5638 | 1764 | 616015.6397 | 2321549.7421 | 1761 | 620438.9202 | 2320600.5638
VN | 1043837418 | LINEVN1701b | 220 | 5.6435 | [5 empty] | 50 | 12 cables - 4 systems | LINESTRING (616015.6397267409 2321549.742097161, 616361.0352469007 2321540.1017732937, 616804.3357384702 2321526.163966256, 617167.15751615 2321477.9862536993, 617492.149540261 2321436.06881811, 617856.254540087 2321385.0037299, 618180.8301643725 2321343.7829110916, 618645.5499112752 2321278.207769707, 619084.2940402436 2321221.469890741, 619455.2228653524 2321171.4622722827, 619682.9061127242 2321140.666084231, 619973.2463775466 2321102.6980804866, 620291.9329178312 2320914.5606341604, 620438.9202241804 2320600.5637560966) | line | [10 empty] | 12 | 4 |  |  | 1764 | 1761 | 1 | FALSE | FALSE | 4 | TRUE | TRUE | 1764 | 1761 | 616015.6397 | 2321549.7421 | 620438.9202 | 2320600.5638 | 1764 | 616015.6397 | 2321549.7421 | 1761 | 620438.9202 | 2320600.5638
VN | 1043837418 | LINEVN1701c | 220 | 5.6435 | [5 empty] | 50 | 12 cables - 4 systems | LINESTRING (616015.6397267409 2321549.742097161, 616361.0352469007 2321540.1017732937, 616804.3357384702 2321526.163966256, 617167.15751615 2321477.9862536993, 617492.149540261 2321436.06881811, 617856.254540087 2321385.0037299, 618180.8301643725 2321343.7829110916, 618645.5499112752 2321278.207769707, 619084.2940402436 2321221.469890741, 619455.2228653524 2321171.4622722827, 619682.9061127242 2321140.666084231, 619973.2463775466 2321102.6980804866, 620291.9329178312 2320914.5606341604, 620438.9202241804 2320600.5637560966) | line | [10 empty] | 12 | 4 |  |  | 1764 | 1761 | 1 | FALSE | FALSE | 4 | TRUE | TRUE | 1764 | 1761 | 616015.6397 | 2321549.7421 | 620438.9202 | 2320600.5638 | 1764 | 616015.6397 | 2321549.7421 | 1761 | 620438.9202 | 2320600.5638
VN | 1043837418 | LINEVN1701d | 220 | 5.6435 | [5 empty] | 50 | 12 cables - 4 systems | LINESTRING (616015.6397267409 2321549.742097161, 616361.0352469007 2321540.1017732937, 616804.3357384702 2321526.163966256, 617167.15751615 2321477.9862536993, 617492.149540261 2321436.06881811, 617856.254540087 2321385.0037299, 618180.8301643725 2321343.7829110916, 618645.5499112752 2321278.207769707, 619084.2940402436 2321221.469890741, 619455.2228653524 2321171.4622722827, 619682.9061127242 2321140.666084231, 619973.2463775466 2321102.6980804866, 620291.9329178312 2320914.5606341604, 620438.9202241804 2320600.5637560966) | line | [10 empty] | 12 | 4 |  |  | 1764 | 1761 | 1 | FALSE | FALSE | 4 | TRUE | TRUE | 1764 | 1761 | 616015.6397 | 2321549.7421 | 620438.9202 | 2320600.5638 | 1764 | 616015.6397 | 2321549.7421 | 1761 | 620438.9202 | 2320600.5638
VN | 1043837419 | LINEVN1702a | 220 | 0.39336 | [5 empty] | 50 | 6 cables - 2 systems | LINESTRING (616015.6397267409 2321549.742097161, 615758.7544005292 2321442.6151178856, 615715.4151047777 2321418.757777104) | line | [10 empty] | 6 | 2 |  |  | 1764 | 1765 | 1 | FALSE | FALSE | 2 | TRUE | FALSE | 1764 |  | 616015.6397 | 2321549.7421 |  |  | 1764 | 616015.6397 | 2321549.7421 | 1765 | 615715.4151 | 2321418.7578
VN | 1043837419 | LINEVN1702b | 220 | 0.39336 | [5 empty] | 50 | 6 cables - 2 systems | LINESTRING (616015.6397267409 2321549.742097161, 615758.7544005292 2321442.6151178856, 615715.4151047777 2321418.757777104) | line | [10 empty] | 6 | 2 |  |  | 1764 | 1765 | 1 | FALSE | FALSE | 2 | TRUE | FALSE | 1764 |  | 616015.6397 | 2321549.7421 |  |  | 1764 | 616015.6397 | 2321549.7421 | 1765 | 615715.4151 | 2321418.7578
VN | 1043837420 | LINEVN1703a | 220 | 0.41026 | [5 empty] | 50 | 6 cables - 2 systems | LINESTRING (615683.7659251695 2321479.241871878, 615724.3126953498 2321502.52622876, 616015.6397267409 2321549.742097161) | line | [10 empty] | 6 | 2 |  |  | 1766 | 1764 | 1 | FALSE | FALSE | 2 | FALSE | TRUE |  | 1764 |  |  | 616015.6397 | 2321549.7421 | 1766 | 615683.7659 | 2321479.2419 | 1764 | 616015.6397 | 2321549.7421
VN | 1043837420 | LINEVN1703b | 220 | 0.41026 | [5 empty] | 50 | 6 cables - 2 systems | LINESTRING (615683.7659251695 2321479.241871878, 615724.3126953498 2321502.52622876, 616015.6397267409 2321549.742097161) | line | [10 empty] | 6 | 2 |  |  | 1766 | 1764 | 1 | FALSE | FALSE | 2 | FALSE | TRUE |  | 1764 |  |  | 616015.6397 | 2321549.7421 | 1766 | 615683.7659 | 2321479.2419 | 1764 | 616015.6397 | 2321549.7421
VN | 1043837421 | LINEVN1704a | 220 | 0.2252 | [5 empty] | 50 | 6 cables - 2 systems | LINESTRING (615835.180579004 2321298.1720234677, 615815.6672747532 2321398.2470222395, 615730.6994719928 2321386.9844163577) | line | [10 empty] | 6 | 2 |  |  | 1364 | 1767 | 1 | FALSE | FALSE | 2 | TRUE | FALSE | 1364 |  | 615835.1806 | 2321298.172 |  |  | 1364 | 615835.1806 | 2321298.172 | 1767 | 615730.6995 | 2321386.9844
VN | 1043837421 | LINEVN1704b | 220 | 0.2252 | [5 empty] | 50 | 6 cables - 2 systems | LINESTRING (615835.180579004 2321298.1720234677, 615815.6672747532 2321398.2470222395, 615730.6994719928 2321386.9844163577) | line | [10 empty] | 6 | 2 |  |  | 1364 | 1767 | 1 | FALSE | FALSE | 2 | TRUE | FALSE | 1364 |  | 615835.1806 | 2321298.172 |  |  | 1364 | 615835.1806 | 2321298.172 | 1767 | 615730.6995 | 2321386.9844
VN | 1043837422 | LINEVN1705a | 220 | 0.1314 | [5 empty] | 50 | 6 cables - 2 systems | LINESTRING (615835.180579004 2321298.1720234677, 615805.6807551266 2321351.464735587, 615762.7493713293 2321328.7170607885) | line | [10 empty] | 6 | 2 |  |  | 1364 | 1768 | 1 | FALSE | FALSE | 2 | TRUE | FALSE | 1364 |  | 615835.1806 | 2321298.172 |  |  | 1364 | 615835.1806 | 2321298.172 | 1768 | 615762.7494 | 2321328.7171
VN | 1043837422 | LINEVN1705b | 220 | 0.1314 | [5 empty] | 50 | 6 cables - 2 systems | LINESTRING (615835.180579004 2321298.1720234677, 615805.6807551266 2321351.464735587, 615762.7493713293 2321328.7170607885) | line | [10 empty] | 6 | 2 |  |  | 1364 | 1768 | 1 | FALSE | FALSE | 2 | TRUE | FALSE | 1364 |  | 615835.1806 | 2321298.172 |  |  | 1364 | 615835.1806 | 2321298.172 | 1768 | 615762.7494 | 2321328.7171
VN | 1043837423 | LINEVN1706 | 500 | 0.96616 | [5 empty] | 50 |  | LINESTRING (616371.755146279 2321701.6459692772, 616693.4768029199 2321589.975297294, 617152.1080878418 2321515.8593464475) | line | [10 empty] | 3 | 1 |  |  | 1769 | 653 | 1 | FALSE | FALSE | 1 | TRUE | TRUE | 1769 | 653 | 616371.7551 | 2321701.646 | 617152.1081 | 2321515.8593 | 1769 | 616371.7551 | 2321701.646 | 653 | 617152.1081 | 2321515.8593
VN | 1043837424 | LINEVN1707 | 500 | 0.9728 | [5 empty] | 50 |  | LINESTRING (616371.755146279 2321701.6459692772, 616688.8897843041 2321566.6530816955, 617152.1080878418 2321515.8593464475) | line | [10 empty] | 3 | 1 |  |  | 1769 | 653 | 1 | FALSE | FALSE | 1 | TRUE | TRUE | 1769 | 653 | 616371.7551 | 2321701.646 | 617152.1081 | 2321515.8593 | 1769 | 616371.7551 | 2321701.646 | 653 | 617152.1081 | 2321515.8593
VN | 1043837425 | LINEVN1708a | 500 | 0.85229 | [5 empty] | 50 | 6 cables - 2 systems | LINESTRING (615711.080117537 2321962.3108646646, 616064.4834973783 2321822.8435836695, 616371.755146279 2321701.6459692772) | line | [10 empty] | 6 |  |  |  | 1770 | 1769 | 1 | FALSE | FALSE | 2 | TRUE | TRUE | 1770 | 1769 | 615711.0801 | 2321962.3109 | 616371.7551 | 2321701.646 | 1770 | 615711.0801 | 2321962.3109 | 1769 | 616371.7551 | 2321701.646
VN | 1043837425 | LINEVN1708b | 500 | 0.85229 | [5 empty] | 50 | 6 cables - 2 systems | LINESTRING (615711.080117537 2321962.3108646646, 616064.4834973783 2321822.8435836695, 616371.755146279 2321701.6459692772) | line | [10 empty] | 6 |  |  |  | 1770 | 1769 | 1 | FALSE | FALSE | 2 | TRUE | TRUE | 1770 | 1769 | 615711.0801 | 2321962.3109 | 616371.7551 | 2321701.646 | 1770 | 615711.0801 | 2321962.3109 | 1769 | 616371.7551 | 2321701.646
VN | 1043837426 | LINEVN1709 | 500 | 0.9325 | [5 empty] | 50 |  | LINESTRING (615303.5792582837 2322123.8475001543, 615394.3398818105 2322081.7940418115, 615375.6276610636 2321806.41353789, 615322.1042178029 2321542.4255125346, 615384.9475831192 2321426.7109287316) | line | [10 empty] | 3 | 1 |  |  | 1771 | 1772 | 1 | FALSE | FALSE | 1 | TRUE | FALSE | 1771 |  | 615303.5793 | 2322123.8475 |  |  | 1771 | 615303.5793 | 2322123.8475 | 1772 | 615384.9476 | 2321426.7109
VN | 1043837427 | LINEVN1710 | 500 | 0.90072 | [5 empty] | 50 |  | LINESTRING (615515.7750600995 2321498.5851540165, 615459.3289373345 2321597.153015362, 615523.5162992709 2322030.023490664, 615711.080117537 2321962.3108646646) | line | [10 empty] | 3 | 1 |  |  | 1773 | 1770 | 1 | FALSE | FALSE | 1 | FALSE | TRUE |  | 1770 |  |  | 615711.0801 | 2321962.3109 | 1773 | 615515.7751 | 2321498.5852 | 1770 | 615711.0801 | 2321962.3109
VN | 1043837428 | LINEVN1711 | 500 | 0.98926 | [5 empty] | 50 |  | LINESTRING (615491.863131748 2321485.4457209376, 615432.0237819643 2321593.631498771, 615494.6224400772 2322054.773002715, 615711.080117537 2321962.3108646646) | line | [10 empty] | 3 | 1 |  |  | 1774 | 1770 | 1 | FALSE | FALSE | 1 | FALSE | TRUE |  | 1770 |  |  | 615711.0801 | 2321962.3109 | 1774 | 615491.8631 | 2321485.4457 | 1770 | 615711.0801 | 2321962.3109
VN | 1043837429 | LINEVN1712 | 500 | 0.96016 | [5 empty] | 50 |  | LINESTRING (615303.5792582837 2322123.8475001543, 615434.0757223197 2322082.479571612, 615375.6276610636 2321806.41353789, 615353.7396155363 2321545.1356215184, 615413.343895369 2321442.305519401) | line | [10 empty] | 3 | 1 |  |  | 1771 | 1775 | 1 | FALSE | FALSE | 1 | TRUE | FALSE | 1771 |  | 615303.5793 | 2322123.8475 |  |  | 1771 | 615303.5793 | 2322123.8475 | 1775 | 615413.3439 | 2321442.3055
VN | 1043837430 | LINEVN1713a | 500 | 1.0861 | [5 empty] | 50 | 6 cables - 2 systems | LINESTRING (614461.4144457236 2322455.3079078197, 614899.4482714143 2322281.819486249, 615303.5792582837 2322123.8475001543) | line | [10 empty] | 6 |  |  |  | 655 | 1771 | 1 | FALSE | FALSE | 2 | TRUE | TRUE | 655 | 1771 | 614461.4144 | 2322455.3079 | 615303.5793 | 2322123.8475 | 655 | 614461.4144 | 2322455.3079 | 1771 | 615303.5793 | 2322123.8475
VN | 1043837430 | LINEVN1713b | 500 | 1.0861 | [5 empty] | 50 | 6 cables - 2 systems | LINESTRING (614461.4144457236 2322455.3079078197, 614899.4482714143 2322281.819486249, 615303.5792582837 2322123.8475001543) | line | [10 empty] | 6 |  |  |  | 655 | 1771 | 1 | FALSE | FALSE | 2 | TRUE | TRUE | 655 | 1771 | 614461.4144 | 2322455.3079 | 615303.5793 | 2322123.8475 | 655 | 614461.4144 | 2322455.3079 | 1771 | 615303.5793 | 2322123.8475
VN | 1043837431 | LINEVN1714a | 220 | 0.42373 | [5 empty] | 50 | 6 cables - 2 systems | LINESTRING (615999.461647999 2321630.5684498856, 615710.7393883457 2321530.437226738, 615668.5085244018 2321508.6576833134) | line | [10 empty] | 6 | 2 |  |  | 1776 | 1777 | 1 | FALSE | FALSE | 2 | TRUE | FALSE | 1776 |  | 615999.4616 | 2321630.5684 |  |  | 1776 | 615999.4616 | 2321630.5684 | 1777 | 615668.5085 | 2321508.6577
VN | 1043837431 | LINEVN1714b | 220 | 0.42373 | [5 empty] | 50 | 6 cables - 2 systems | LINESTRING (615999.461647999 2321630.5684498856, 615710.7393883457 2321530.437226738, 615668.5085244018 2321508.6576833134) | line | [10 empty] | 6 | 2 |  |  | 1776 | 1777 | 1 | FALSE | FALSE | 2 | TRUE | FALSE | 1776 |  | 615999.4616 | 2321630.5684 |  |  | 1776 | 615999.4616 | 2321630.5684 | 1777 | 615668.5085 | 2321508.6577
VN | 1043837432 | LINEVN1715 | 220 | 0.83516 | [5 empty] | 50 |  | LINESTRING (616660.2119197169 2321660.973376557, 616348.9410297935 2321754.563970395, 616249.3418091123 2321723.5148121165, 615999.461647999 2321630.5684498856) | line | [10 empty] | 3 | 1 |  |  | 1778 | 1776 | 1 | FALSE | FALSE | 1 | TRUE | TRUE | 1778 | 1776 | 616660.2119 | 2321660.9734 | 615999.4616 | 2321630.5684 | 1778 | 616660.2119 | 2321660.9734 | 1776 | 615999.4616 | 2321630.5684
VN | 1043837433 | LINEVN1716 | 500 | 2.298 | [5 empty] | 50 |  | LINESTRING (616660.2119197169 2321660.973376557, 616252.0103802269 2321820.5566332955, 615905.7045778248 2321961.586019365, 615602.3500227677 2322081.302576821, 615472.6033299481 2322093.982635441, 615428.3030097309 2321828.530562785, 615408.7483087656 2321572.681637441, 615437.4216492529 2321455.5345386025) | line | [10 empty] | 3 | 1 |  |  | 1778 | 1779 | 1 | FALSE | FALSE | 1 | TRUE | FALSE | 1778 |  | 616660.2119 | 2321660.9734 |  |  | 1778 | 616660.2119 | 2321660.9734 | 1779 | 615437.4216 | 2321455.5345
VN | 1043837434 | LINEVN1717 | 220 | 0.8225 | [5 empty] | 50 |  | LINESTRING (616660.2119197169 2321660.973376557, 616347.3954560655 2321736.266522542, 616256.4256075434 2321706.5175061706, 615999.461647999 2321630.5684498856) | line | [10 empty] | 3 | 1 |  |  | 1778 | 1776 | 1 | FALSE | FALSE | 1 | TRUE | TRUE | 1778 | 1776 | 616660.2119 | 2321660.9734 | 615999.4616 | 2321630.5684 | 1778 | 616660.2119 | 2321660.9734 | 1776 | 615999.4616 | 2321630.5684
VN | 1043837435 | LINEVN1718a | 500 | 0.42153 | [5 empty] | 50 | multiple vlevels, 9 cables - 3 systems | LINESTRING (616871.6789705375 2321941.463328356, 616660.2119197169 2321660.973376557) | line | [10 empty] | 9 | 3 |  |  | 1780 | 1778 | 2 | FALSE | FALSE | 3 | TRUE | TRUE | 1780 | 1778 | 616871.679 | 2321941.4633 | 616660.2119 | 2321660.9734 | 1780 | 616871.679 | 2321941.4633 | 1778 | 616660.2119 | 2321660.9734
VN | 1043837435 | LINEVN1718b | 500 | 0.42153 | [5 empty] | 50 | multiple vlevels, 9 cables - 3 systems | LINESTRING (616871.6789705375 2321941.463328356, 616660.2119197169 2321660.973376557) | line | [10 empty] | 9 | 3 |  |  | 1780 | 1778 | 2 | FALSE | FALSE | 3 | TRUE | TRUE | 1780 | 1778 | 616871.679 | 2321941.4633 | 616660.2119 | 2321660.9734 | 1780 | 616871.679 | 2321941.4633 | 1778 | 616660.2119 | 2321660.9734
VN | 1043837435 | LINEVN1718c | 500 | 0.42153 | [5 empty] | 50 | multiple vlevels, 9 cables - 3 systems | LINESTRING (616871.6789705375 2321941.463328356, 616660.2119197169 2321660.973376557) | line | [10 empty] | 9 | 3 |  |  | 1780 | 1778 | 2 | FALSE | FALSE | 3 | TRUE | TRUE | 1780 | 1778 | 616871.679 | 2321941.4633 | 616660.2119 | 2321660.9734 | 1780 | 616871.679 | 2321941.4633 | 1778 | 616660.2119 | 2321660.9734
VN | 1043837435 | LINEVN1719a | 220 | 0.42153 | [5 empty] | 50 | multiple vlevels, 9 cables - 3 systems | LINESTRING (616871.6789705375 2321941.463328356, 616660.2119197169 2321660.973376557) | line | [10 empty] | 9 | 3 |  |  | 1780 | 1778 | 2 | FALSE | FALSE | 3 | TRUE | TRUE | 1780 | 1778 | 616871.679 | 2321941.4633 | 616660.2119 | 2321660.9734 | 1780 | 616871.679 | 2321941.4633 | 1778 | 616660.2119 | 2321660.9734
VN | 1043837435 | LINEVN1719b | 220 | 0.42153 | [5 empty] | 50 | multiple vlevels, 9 cables - 3 systems | LINESTRING (616871.6789705375 2321941.463328356, 616660.2119197169 2321660.973376557) | line | [10 empty] | 9 | 3 |  |  | 1780 | 1778 | 2 | FALSE | FALSE | 3 | TRUE | TRUE | 1780 | 1778 | 616871.679 | 2321941.4633 | 616660.2119 | 2321660.9734 | 1780 | 616871.679 | 2321941.4633 | 1778 | 616660.2119 | 2321660.9734
VN | 1043837435 | LINEVN1719c | 220 | 0.42153 | [5 empty] | 50 | multiple vlevels, 9 cables - 3 systems | LINESTRING (616871.6789705375 2321941.463328356, 616660.2119197169 2321660.973376557) | line | [10 empty] | 9 | 3 |  |  | 1780 | 1778 | 2 | FALSE | FALSE | 3 | TRUE | TRUE | 1780 | 1778 | 616871.679 | 2321941.4633 | 616660.2119 | 2321660.9734 | 1780 | 616871.679 | 2321941.4633 | 1778 | 616660.2119 | 2321660.9734
VN | 1043837436 | LINEVN1720 | 500 | 0.80184 | [5 empty] | 50 | multiple vlevels | LINESTRING (618432.2642256407 2330996.2322895154, 618388.2128769642 2330590.8704041354, 618337.7886872075 2330335.345266271) | line | [10 empty] | 3 |  |  |  | 1781 | 1782 | 2 | FALSE | FALSE | 1 | TRUE | TRUE | 1781 | 1782 | 618432.2642 | 2330996.2323 | 618337.7887 | 2330335.3453 | 1781 | 618432.2642 | 2330996.2323 | 1782 | 618337.7887 | 2330335.3453
VN | 1043837436 | LINEVN1721 | 220 | 0.80184 | [5 empty] | 50 | multiple vlevels | LINESTRING (618432.2642256407 2330996.2322895154, 618388.2128769642 2330590.8704041354, 618337.7886872075 2330335.345266271) | line | [10 empty] | 3 |  |  |  | 1781 | 1782 | 2 | FALSE | FALSE | 1 | TRUE | TRUE | 1781 | 1782 | 618432.2642 | 2330996.2323 | 618337.7887 | 2330335.3453 | 1781 | 618432.2642 | 2330996.2323 | 1782 | 618337.7887 | 2330335.3453
VN | 1043837437 | LINEVN1722 | 500 | 0.8125 | [5 empty] | 50 | multiple vlevels | LINESTRING (618432.2642256407 2330996.2322895154, 618429.0784141527 2330584.786670096, 618337.7886872075 2330335.345266271) | line | [10 empty] | 3 |  |  |  | 1781 | 1782 | 2 | FALSE | FALSE | 1 | TRUE | TRUE | 1781 | 1782 | 618432.2642 | 2330996.2323 | 618337.7887 | 2330335.3453 | 1781 | 618432.2642 | 2330996.2323 | 1782 | 618337.7887 | 2330335.3453
VN | 1043837437 | LINEVN1723 | 220 | 0.8125 | [5 empty] | 50 | multiple vlevels | LINESTRING (618432.2642256407 2330996.2322895154, 618429.0784141527 2330584.786670096, 618337.7886872075 2330335.345266271) | line | [10 empty] | 3 |  |  |  | 1781 | 1782 | 2 | FALSE | FALSE | 1 | TRUE | TRUE | 1781 | 1782 | 618432.2642 | 2330996.2323 | 618337.7887 | 2330335.3453 | 1781 | 618432.2642 | 2330996.2323 | 1782 | 618337.7887 | 2330335.3453
VN | 1043837438 | LINEVN1724a | 500 | 10.5161 | [5 empty] | 50 | multiple vlevels, 9 cables - 3 systems | LINESTRING (618337.7886872075 2330335.345266271, 618264.5687562465 2330070.779801976, 618171.2269909927 2329736.8090694523, 618059.0002644961 2329333.0107212383, 617959.9644466789 2328975.843859356, 617852.7412766326 2328591.5990096955, 617763.7445612022 2328270.924215704, 617810.2893860511 2327918.380988295, 617858.7877586776 2327545.605668051, 617713.8977897582 2327185.171393006, 617558.5966629089 2326798.6074698553, 617388.2323649261 2326373.406070257, 617392.2344468214 2326103.0955569437, 617398.0604062494 2325771.8273556046, 617401.574921982 2325452.8742978238, 617407.1732840692 2325134.622393763, 617412.9742360762 2324748.040225978, 617421.8864376936 2324275.6919141663, 617426.3454599037 2323783.354107012, 617431.7624095909 2323450.9325539167, 617441.5288288797 2323035.5099637713, 617448.2012242624 2322703.36319659, 617284.120413716 2322486.6932788133, 617121.8224383694 2322273.0819241325, 616871.6789705375 2321941.463328356) | line | [10 empty] | 9 | 3 |  |  | 1782 | 1780 | 2 | FALSE | FALSE | 3 | TRUE | TRUE | 1782 | 1780 | 618337.7887 | 2330335.3453 | 616871.679 | 2321941.4633 | 1782 | 618337.7887 | 2330335.3453 | 1780 | 616871.679 | 2321941.4633
VN | 1043837438 | LINEVN1724b | 500 | 10.5161 | [5 empty] | 50 | multiple vlevels, 9 cables - 3 systems | LINESTRING (618337.7886872075 2330335.345266271, 618264.5687562465 2330070.779801976, 618171.2269909927 2329736.8090694523, 618059.0002644961 2329333.0107212383, 617959.9644466789 2328975.843859356, 617852.7412766326 2328591.5990096955, 617763.7445612022 2328270.924215704, 617810.2893860511 2327918.380988295, 617858.7877586776 2327545.605668051, 617713.8977897582 2327185.171393006, 617558.5966629089 2326798.6074698553, 617388.2323649261 2326373.406070257, 617392.2344468214 2326103.0955569437, 617398.0604062494 2325771.8273556046, 617401.574921982 2325452.8742978238, 617407.1732840692 2325134.622393763, 617412.9742360762 2324748.040225978, 617421.8864376936 2324275.6919141663, 617426.3454599037 2323783.354107012, 617431.7624095909 2323450.9325539167, 617441.5288288797 2323035.5099637713, 617448.2012242624 2322703.36319659, 617284.120413716 2322486.6932788133, 617121.8224383694 2322273.0819241325, 616871.6789705375 2321941.463328356) | line | [10 empty] | 9 | 3 |  |  | 1782 | 1780 | 2 | FALSE | FALSE | 3 | TRUE | TRUE | 1782 | 1780 | 618337.7887 | 2330335.3453 | 616871.679 | 2321941.4633 | 1782 | 618337.7887 | 2330335.3453 | 1780 | 616871.679 | 2321941.4633
VN | 1043837438 | LINEVN1724c | 500 | 10.5161 | [5 empty] | 50 | multiple vlevels, 9 cables - 3 systems | LINESTRING (618337.7886872075 2330335.345266271, 618264.5687562465 2330070.779801976, 618171.2269909927 2329736.8090694523, 618059.0002644961 2329333.0107212383, 617959.9644466789 2328975.843859356, 617852.7412766326 2328591.5990096955, 617763.7445612022 2328270.924215704, 617810.2893860511 2327918.380988295, 617858.7877586776 2327545.605668051, 617713.8977897582 2327185.171393006, 617558.5966629089 2326798.6074698553, 617388.2323649261 2326373.406070257, 617392.2344468214 2326103.0955569437, 617398.0604062494 2325771.8273556046, 617401.574921982 2325452.8742978238, 617407.1732840692 2325134.622393763, 617412.9742360762 2324748.040225978, 617421.8864376936 2324275.6919141663, 617426.3454599037 2323783.354107012, 617431.7624095909 2323450.9325539167, 617441.5288288797 2323035.5099637713, 617448.2012242624 2322703.36319659, 617284.120413716 2322486.6932788133, 617121.8224383694 2322273.0819241325, 616871.6789705375 2321941.463328356) | line | [10 empty] | 9 | 3 |  |  | 1782 | 1780 | 2 | FALSE | FALSE | 3 | TRUE | TRUE | 1782 | 1780 | 618337.7887 | 2330335.3453 | 616871.679 | 2321941.4633 | 1782 | 618337.7887 | 2330335.3453 | 1780 | 616871.679 | 2321941.4633
VN | 1043837438 | LINEVN1725a | 220 | 10.5161 | [5 empty] | 50 | multiple vlevels, 9 cables - 3 systems | LINESTRING (618337.7886872075 2330335.345266271, 618264.5687562465 2330070.779801976, 618171.2269909927 2329736.8090694523, 618059.0002644961 2329333.0107212383, 617959.9644466789 2328975.843859356, 617852.7412766326 2328591.5990096955, 617763.7445612022 2328270.924215704, 617810.2893860511 2327918.380988295, 617858.7877586776 2327545.605668051, 617713.8977897582 2327185.171393006, 617558.5966629089 2326798.6074698553, 617388.2323649261 2326373.406070257, 617392.2344468214 2326103.0955569437, 617398.0604062494 2325771.8273556046, 617401.574921982 2325452.8742978238, 617407.1732840692 2325134.622393763, 617412.9742360762 2324748.040225978, 617421.8864376936 2324275.6919141663, 617426.3454599037 2323783.354107012, 617431.7624095909 2323450.9325539167, 617441.5288288797 2323035.5099637713, 617448.2012242624 2322703.36319659, 617284.120413716 2322486.6932788133, 617121.8224383694 2322273.0819241325, 616871.6789705375 2321941.463328356) | line | [10 empty] | 9 | 3 |  |  | 1782 | 1780 | 2 | FALSE | FALSE | 3 | TRUE | TRUE | 1782 | 1780 | 618337.7887 | 2330335.3453 | 616871.679 | 2321941.4633 | 1782 | 618337.7887 | 2330335.3453 | 1780 | 616871.679 | 2321941.4633
VN | 1043837438 | LINEVN1725b | 220 | 10.5161 | [5 empty] | 50 | multiple vlevels, 9 cables - 3 systems | LINESTRING (618337.7886872075 2330335.345266271, 618264.5687562465 2330070.779801976, 618171.2269909927 2329736.8090694523, 618059.0002644961 2329333.0107212383, 617959.9644466789 2328975.843859356, 617852.7412766326 2328591.5990096955, 617763.7445612022 2328270.924215704, 617810.2893860511 2327918.380988295, 617858.7877586776 2327545.605668051, 617713.8977897582 2327185.171393006, 617558.5966629089 2326798.6074698553, 617388.2323649261 2326373.406070257, 617392.2344468214 2326103.0955569437, 617398.0604062494 2325771.8273556046, 617401.574921982 2325452.8742978238, 617407.1732840692 2325134.622393763, 617412.9742360762 2324748.040225978, 617421.8864376936 2324275.6919141663, 617426.3454599037 2323783.354107012, 617431.7624095909 2323450.9325539167, 617441.5288288797 2323035.5099637713, 617448.2012242624 2322703.36319659, 617284.120413716 2322486.6932788133, 617121.8224383694 2322273.0819241325, 616871.6789705375 2321941.463328356) | line | [10 empty] | 9 | 3 |  |  | 1782 | 1780 | 2 | FALSE | FALSE | 3 | TRUE | TRUE | 1782 | 1780 | 618337.7887 | 2330335.3453 | 616871.679 | 2321941.4633 | 1782 | 618337.7887 | 2330335.3453 | 1780 | 616871.679 | 2321941.4633
VN | 1043837438 | LINEVN1725c | 220 | 10.5161 | [5 empty] | 50 | multiple vlevels, 9 cables - 3 systems | LINESTRING (618337.7886872075 2330335.345266271, 618264.5687562465 2330070.779801976, 618171.2269909927 2329736.8090694523, 618059.0002644961 2329333.0107212383, 617959.9644466789 2328975.843859356, 617852.7412766326 2328591.5990096955, 617763.7445612022 2328270.924215704, 617810.2893860511 2327918.380988295, 617858.7877586776 2327545.605668051, 617713.8977897582 2327185.171393006, 617558.5966629089 2326798.6074698553, 617388.2323649261 2326373.406070257, 617392.2344468214 2326103.0955569437, 617398.0604062494 2325771.8273556046, 617401.574921982 2325452.8742978238, 617407.1732840692 2325134.622393763, 617412.9742360762 2324748.040225978, 617421.8864376936 2324275.6919141663, 617426.3454599037 2323783.354107012, 617431.7624095909 2323450.9325539167, 617441.5288288797 2323035.5099637713, 617448.2012242624 2322703.36319659, 617284.120413716 2322486.6932788133, 617121.8224383694 2322273.0819241325, 616871.6789705375 2321941.463328356) | line | [10 empty] | 9 | 3 |  |  | 1782 | 1780 | 2 | FALSE | FALSE | 3 | TRUE | TRUE | 1782 | 1780 | 618337.7887 | 2330335.3453 | 616871.679 | 2321941.4633 | 1782 | 618337.7887 | 2330335.3453 | 1780 | 616871.679 | 2321941.4633
VN | 1043837439 | LINEVN1726a | 500 | 0.93036 | [5 empty] | 50 | multiple vlevels, 9 cables - 3 systems | LINESTRING (618475.6359212615 2331770.317577759, 618432.2642256407 2330996.2322895154) | line | [10 empty] | 9 | 3 |  |  | 1783 | 1781 | 2 | FALSE | FALSE | 3 | TRUE | TRUE | 1783 | 1781 | 618475.6359 | 2331770.3176 | 618432.2642 | 2330996.2323 | 1783 | 618475.6359 | 2331770.3176 | 1781 | 618432.2642 | 2330996.2323
VN | 1043837439 | LINEVN1726b | 500 | 0.93036 | [5 empty] | 50 | multiple vlevels, 9 cables - 3 systems | LINESTRING (618475.6359212615 2331770.317577759, 618432.2642256407 2330996.2322895154) | line | [10 empty] | 9 | 3 |  |  | 1783 | 1781 | 2 | FALSE | FALSE | 3 | TRUE | TRUE | 1783 | 1781 | 618475.6359 | 2331770.3176 | 618432.2642 | 2330996.2323 | 1783 | 618475.6359 | 2331770.3176 | 1781 | 618432.2642 | 2330996.2323
VN | 1043837439 | LINEVN1726c | 500 | 0.93036 | [5 empty] | 50 | multiple vlevels, 9 cables - 3 systems | LINESTRING (618475.6359212615 2331770.317577759, 618432.2642256407 2330996.2322895154) | line | [10 empty] | 9 | 3 |  |  | 1783 | 1781 | 2 | FALSE | FALSE | 3 | TRUE | TRUE | 1783 | 1781 | 618475.6359 | 2331770.3176 | 618432.2642 | 2330996.2323 | 1783 | 618475.6359 | 2331770.3176 | 1781 | 618432.2642 | 2330996.2323
VN | 1043837439 | LINEVN1727a | 220 | 0.93036 | [5 empty] | 50 | multiple vlevels, 9 cables - 3 systems | LINESTRING (618475.6359212615 2331770.317577759, 618432.2642256407 2330996.2322895154) | line | [10 empty] | 9 | 3 |  |  | 1783 | 1781 | 2 | FALSE | FALSE | 3 | TRUE | TRUE | 1783 | 1781 | 618475.6359 | 2331770.3176 | 618432.2642 | 2330996.2323 | 1783 | 618475.6359 | 2331770.3176 | 1781 | 618432.2642 | 2330996.2323
VN | 1043837439 | LINEVN1727b | 220 | 0.93036 | [5 empty] | 50 | multiple vlevels, 9 cables - 3 systems | LINESTRING (618475.6359212615 2331770.317577759, 618432.2642256407 2330996.2322895154) | line | [10 empty] | 9 | 3 |  |  | 1783 | 1781 | 2 | FALSE | FALSE | 3 | TRUE | TRUE | 1783 | 1781 | 618475.6359 | 2331770.3176 | 618432.2642 | 2330996.2323 | 1783 | 618475.6359 | 2331770.3176 | 1781 | 618432.2642 | 2330996.2323
VN | 1043837439 | LINEVN1727c | 220 | 0.93036 | [5 empty] | 50 | multiple vlevels, 9 cables - 3 systems | LINESTRING (618475.6359212615 2331770.317577759, 618432.2642256407 2330996.2322895154) | line | [10 empty] | 9 | 3 |  |  | 1783 | 1781 | 2 | FALSE | FALSE | 3 | TRUE | TRUE | 1783 | 1781 | 618475.6359 | 2331770.3176 | 618432.2642 | 2330996.2323 | 1783 | 618475.6359 | 2331770.3176 | 1781 | 618432.2642 | 2330996.2323
VN | 1043837440 | LINEVN1728 | 500 | 0.67609 | [5 empty] | 50 | multiple vlevels | LINESTRING (618170.6066574231 2332086.308723106, 618478.1674619657 2332018.8368921117, 618475.6359212615 2331770.317577759) | line | [10 empty] | 3 |  |  |  | 1784 | 1783 | 2 | FALSE | FALSE | 1 | TRUE | TRUE | 1784 | 1783 | 618170.6067 | 2332086.3087 | 618475.6359 | 2331770.3176 | 1784 | 618170.6067 | 2332086.3087 | 1783 | 618475.6359 | 2331770.3176
VN | 1043837440 | LINEVN1729 | 220 | 0.67609 | [5 empty] | 50 | multiple vlevels | LINESTRING (618170.6066574231 2332086.308723106, 618478.1674619657 2332018.8368921117, 618475.6359212615 2331770.317577759) | line | [10 empty] | 3 |  |  |  | 1784 | 1783 | 2 | FALSE | FALSE | 1 | TRUE | TRUE | 1784 | 1783 | 618170.6067 | 2332086.3087 | 618475.6359 | 2331770.3176 | 1784 | 618170.6067 | 2332086.3087 | 1783 | 618475.6359 | 2331770.3176
VN | 1043837441 | LINEVN1730 | 500 | 0.7413 | [5 empty] | 50 | multiple vlevels | LINESTRING (618170.6066574231 2332086.308723106, 618509.0529326496 2332045.093821286, 618475.6359212615 2331770.317577759) | line | [10 empty] | 3 |  |  |  | 1784 | 1783 | 2 | FALSE | FALSE | 1 | TRUE | TRUE | 1784 | 1783 | 618170.6067 | 2332086.3087 | 618475.6359 | 2331770.3176 | 1784 | 618170.6067 | 2332086.3087 | 1783 | 618475.6359 | 2331770.3176
VN | 1043837441 | LINEVN1731 | 220 | 0.7413 | [5 empty] | 50 | multiple vlevels | LINESTRING (618170.6066574231 2332086.308723106, 618509.0529326496 2332045.093821286, 618475.6359212615 2331770.317577759) | line | [10 empty] | 3 |  |  |  | 1784 | 1783 | 2 | FALSE | FALSE | 1 | TRUE | TRUE | 1784 | 1783 | 618170.6067 | 2332086.3087 | 618475.6359 | 2331770.3176 | 1784 | 618170.6067 | 2332086.3087 | 1783 | 618475.6359 | 2331770.3176
VN | 1043837442 | LINEVN1732 | 500 | 0.80565 | [5 empty] | 50 | multiple vlevels | LINESTRING (618432.2642256407 2330996.2322895154, 618408.7200611803 2330586.866004485, 618337.7886872075 2330335.345266271) | line | [10 empty] | 3 |  |  |  | 1781 | 1782 | 2 | FALSE | FALSE | 1 | TRUE | TRUE | 1781 | 1782 | 618432.2642 | 2330996.2323 | 618337.7887 | 2330335.3453 | 1781 | 618432.2642 | 2330996.2323 | 1782 | 618337.7887 | 2330335.3453
VN | 1043837442 | LINEVN1733 | 220 | 0.80565 | [5 empty] | 50 | multiple vlevels | LINESTRING (618432.2642256407 2330996.2322895154, 618408.7200611803 2330586.866004485, 618337.7886872075 2330335.345266271) | line | [10 empty] | 3 |  |  |  | 1781 | 1782 | 2 | FALSE | FALSE | 1 | TRUE | TRUE | 1781 | 1782 | 618432.2642 | 2330996.2323 | 618337.7887 | 2330335.3453 | 1781 | 618432.2642 | 2330996.2323 | 1782 | 618337.7887 | 2330335.3453
VN | 1043837443 | LINEVN1734 | 500 | 0.70812 | [5 empty] | 50 | multiple vlevels | LINESTRING (618170.6066574231 2332086.308723106, 618494.1056451024 2332031.692158182, 618475.6359212615 2331770.317577759) | line | [10 empty] | 3 |  |  |  | 1784 | 1783 | 2 | FALSE | FALSE | 1 | TRUE | TRUE | 1784 | 1783 | 618170.6067 | 2332086.3087 | 618475.6359 | 2331770.3176 | 1784 | 618170.6067 | 2332086.3087 | 1783 | 618475.6359 | 2331770.3176
VN | 1043837443 | LINEVN1735 | 220 | 0.70812 | [5 empty] | 50 | multiple vlevels | LINESTRING (618170.6066574231 2332086.308723106, 618494.1056451024 2332031.692158182, 618475.6359212615 2331770.317577759) | line | [10 empty] | 3 |  |  |  | 1784 | 1783 | 2 | FALSE | FALSE | 1 | TRUE | TRUE | 1784 | 1783 | 618170.6067 | 2332086.3087 | 618475.6359 | 2331770.3176 | 1784 | 618170.6067 | 2332086.3087 | 1783 | 618475.6359 | 2331770.3176
VN | 1043837444 | LINEVN1736 | 500 | 0.91016 | [5 empty] | 50 | multiple vlevels | LINESTRING (614665.391310342 2334604.958398676, 615086.1460308081 2334715.623478637, 615304.436650704 2334477.0038050944) | line | [10 empty] | 3 |  |  |  | 1785 | 1786 | 2 | FALSE | FALSE | 1 | TRUE | TRUE | 1785 | 1786 | 614665.3913 | 2334604.9584 | 615304.4367 | 2334477.0038 | 1785 | 614665.3913 | 2334604.9584 | 1786 | 615304.4367 | 2334477.0038
VN | 1043837444 | LINEVN1737 | 220 | 0.91016 | [5 empty] | 50 | multiple vlevels | LINESTRING (614665.391310342 2334604.958398676, 615086.1460308081 2334715.623478637, 615304.436650704 2334477.0038050944) | line | [10 empty] | 3 |  |  |  | 1785 | 1786 | 2 | FALSE | FALSE | 1 | TRUE | TRUE | 1785 | 1786 | 614665.3913 | 2334604.9584 | 615304.4367 | 2334477.0038 | 1785 | 614665.3913 | 2334604.9584 | 1786 | 615304.4367 | 2334477.0038
VN | 1043837445 | LINEVN1738a | 500 | 4.7249 | [5 empty] | 50 | multiple vlevels, 9 cables - 3 systems | LINESTRING (615304.436650704 2334477.0038050944, 615598.5335311225 2334195.004146969, 615773.0081963466 2334026.7070902074, 615991.4041360499 2333814.2647194746, 616179.9239223109 2333552.433056867, 616392.8555040065 2333266.400053414, 616651.4372237305 2332910.189638668, 616902.7143692113 2332563.0635246127, 617117.8383226991 2332265.807622538, 617406.1654682804 2332218.1274278294, 617771.3558709389 2332156.7306208257, 618170.6066574231 2332086.308723106) | line | [10 empty] | 9 | 3 |  |  | 1786 | 1784 | 2 | FALSE | FALSE | 3 | TRUE | TRUE | 1786 | 1784 | 615304.4367 | 2334477.0038 | 618170.6067 | 2332086.3087 | 1786 | 615304.4367 | 2334477.0038 | 1784 | 618170.6067 | 2332086.3087
VN | 1043837445 | LINEVN1738b | 500 | 4.7249 | [5 empty] | 50 | multiple vlevels, 9 cables - 3 systems | LINESTRING (615304.436650704 2334477.0038050944, 615598.5335311225 2334195.004146969, 615773.0081963466 2334026.7070902074, 615991.4041360499 2333814.2647194746, 616179.9239223109 2333552.433056867, 616392.8555040065 2333266.400053414, 616651.4372237305 2332910.189638668, 616902.7143692113 2332563.0635246127, 617117.8383226991 2332265.807622538, 617406.1654682804 2332218.1274278294, 617771.3558709389 2332156.7306208257, 618170.6066574231 2332086.308723106) | line | [10 empty] | 9 | 3 |  |  | 1786 | 1784 | 2 | FALSE | FALSE | 3 | TRUE | TRUE | 1786 | 1784 | 615304.4367 | 2334477.0038 | 618170.6067 | 2332086.3087 | 1786 | 615304.4367 | 2334477.0038 | 1784 | 618170.6067 | 2332086.3087
VN | 1043837445 | LINEVN1738c | 500 | 4.7249 | [5 empty] | 50 | multiple vlevels, 9 cables - 3 systems | LINESTRING (615304.436650704 2334477.0038050944, 615598.5335311225 2334195.004146969, 615773.0081963466 2334026.7070902074, 615991.4041360499 2333814.2647194746, 616179.9239223109 2333552.433056867, 616392.8555040065 2333266.400053414, 616651.4372237305 2332910.189638668, 616902.7143692113 2332563.0635246127, 617117.8383226991 2332265.807622538, 617406.1654682804 2332218.1274278294, 617771.3558709389 2332156.7306208257, 618170.6066574231 2332086.308723106) | line | [10 empty] | 9 | 3 |  |  | 1786 | 1784 | 2 | FALSE | FALSE | 3 | TRUE | TRUE | 1786 | 1784 | 615304.4367 | 2334477.0038 | 618170.6067 | 2332086.3087 | 1786 | 615304.4367 | 2334477.0038 | 1784 | 618170.6067 | 2332086.3087
VN | 1043837445 | LINEVN1739a | 220 | 4.7249 | [5 empty] | 50 | multiple vlevels, 9 cables - 3 systems | LINESTRING (615304.436650704 2334477.0038050944, 615598.5335311225 2334195.004146969, 615773.0081963466 2334026.7070902074, 615991.4041360499 2333814.2647194746, 616179.9239223109 2333552.433056867, 616392.8555040065 2333266.400053414, 616651.4372237305 2332910.189638668, 616902.7143692113 2332563.0635246127, 617117.8383226991 2332265.807622538, 617406.1654682804 2332218.1274278294, 617771.3558709389 2332156.7306208257, 618170.6066574231 2332086.308723106) | line | [10 empty] | 9 | 3 |  |  | 1786 | 1784 | 2 | FALSE | FALSE | 3 | TRUE | TRUE | 1786 | 1784 | 615304.4367 | 2334477.0038 | 618170.6067 | 2332086.3087 | 1786 | 615304.4367 | 2334477.0038 | 1784 | 618170.6067 | 2332086.3087
VN | 1043837445 | LINEVN1739b | 220 | 4.7249 | [5 empty] | 50 | multiple vlevels, 9 cables - 3 systems | LINESTRING (615304.436650704 2334477.0038050944, 615598.5335311225 2334195.004146969, 615773.0081963466 2334026.7070902074, 615991.4041360499 2333814.2647194746, 616179.9239223109 2333552.433056867, 616392.8555040065 2333266.400053414, 616651.4372237305 2332910.189638668, 616902.7143692113 2332563.0635246127, 617117.8383226991 2332265.807622538, 617406.1654682804 2332218.1274278294, 617771.3558709389 2332156.7306208257, 618170.6066574231 2332086.308723106) | line | [10 empty] | 9 | 3 |  |  | 1786 | 1784 | 2 | FALSE | FALSE | 3 | TRUE | TRUE | 1786 | 1784 | 615304.4367 | 2334477.0038 | 618170.6067 | 2332086.3087 | 1786 | 615304.4367 | 2334477.0038 | 1784 | 618170.6067 | 2332086.3087
VN | 1043837445 | LINEVN1739c | 220 | 4.7249 | [5 empty] | 50 | multiple vlevels, 9 cables - 3 systems | LINESTRING (615304.436650704 2334477.0038050944, 615598.5335311225 2334195.004146969, 615773.0081963466 2334026.7070902074, 615991.4041360499 2333814.2647194746, 616179.9239223109 2333552.433056867, 616392.8555040065 2333266.400053414, 616651.4372237305 2332910.189638668, 616902.7143692113 2332563.0635246127, 617117.8383226991 2332265.807622538, 617406.1654682804 2332218.1274278294, 617771.3558709389 2332156.7306208257, 618170.6066574231 2332086.308723106) | line | [10 empty] | 9 | 3 |  |  | 1786 | 1784 | 2 | FALSE | FALSE | 3 | TRUE | TRUE | 1786 | 1784 | 615304.4367 | 2334477.0038 | 618170.6067 | 2332086.3087 | 1786 | 615304.4367 | 2334477.0038 | 1784 | 618170.6067 | 2332086.3087
VN | 1043837446 | LINEVN1740 | 500 | 0.88494 | [5 empty] | 50 | multiple vlevels | LINESTRING (614665.391310342 2334604.958398676, 615078.9103417251 2334695.636908012, 615304.436650704 2334477.0038050944) | line | [10 empty] | 3 |  |  |  | 1785 | 1786 | 2 | FALSE | FALSE | 1 | TRUE | TRUE | 1785 | 1786 | 614665.3913 | 2334604.9584 | 615304.4367 | 2334477.0038 | 1785 | 614665.3913 | 2334604.9584 | 1786 | 615304.4367 | 2334477.0038
VN | 1043837446 | LINEVN1741 | 220 | 0.88494 | [5 empty] | 50 | multiple vlevels | LINESTRING (614665.391310342 2334604.958398676, 615078.9103417251 2334695.636908012, 615304.436650704 2334477.0038050944) | line | [10 empty] | 3 |  |  |  | 1785 | 1786 | 2 | FALSE | FALSE | 1 | TRUE | TRUE | 1785 | 1786 | 614665.3913 | 2334604.9584 | 615304.4367 | 2334477.0038 | 1785 | 614665.3913 | 2334604.9584 | 1786 | 615304.4367 | 2334477.0038
VN | 1043837447 | LINEVN1742 | 500 | 0.86432 | [5 empty] | 50 | multiple vlevels | LINESTRING (614665.391310342 2334604.958398676, 615072.9076252638 2334677.585022663, 615304.436650704 2334477.0038050944) | line | [10 empty] | 3 |  |  |  | 1785 | 1786 | 2 | FALSE | FALSE | 1 | TRUE | TRUE | 1785 | 1786 | 614665.3913 | 2334604.9584 | 615304.4367 | 2334477.0038 | 1785 | 614665.3913 | 2334604.9584 | 1786 | 615304.4367 | 2334477.0038
VN | 1043837447 | LINEVN1743 | 220 | 0.86432 | [5 empty] | 50 | multiple vlevels | LINESTRING (614665.391310342 2334604.958398676, 615072.9076252638 2334677.585022663, 615304.436650704 2334477.0038050944) | line | [10 empty] | 3 |  |  |  | 1785 | 1786 | 2 | FALSE | FALSE | 1 | TRUE | TRUE | 1785 | 1786 | 614665.3913 | 2334604.9584 | 615304.4367 | 2334477.0038 | 1785 | 614665.3913 | 2334604.9584 | 1786 | 615304.4367 | 2334477.0038
VN | 1043837448 | LINEVN1744 | 500 | 0.67228 | [5 empty] | 50 | multiple vlevels | LINESTRING (611003.0505151979 2333121.0171136735, 611414.4536421882 2333181.965024227, 611514.1185412171 2333286.367915314) | line | [10 empty] | 3 |  |  |  | 1787 | 1788 | 2 | FALSE | FALSE | 1 | TRUE | TRUE | 1787 | 1788 | 611003.0505 | 2333121.0171 | 611514.1185 | 2333286.3679 | 1787 | 611003.0505 | 2333121.0171 | 1788 | 611514.1185 | 2333286.3679
VN | 1043837448 | LINEVN1745 | 220 | 0.67228 | [5 empty] | 50 | multiple vlevels | LINESTRING (611003.0505151979 2333121.0171136735, 611414.4536421882 2333181.965024227, 611514.1185412171 2333286.367915314) | line | [10 empty] | 3 |  |  |  | 1787 | 1788 | 2 | FALSE | FALSE | 1 | TRUE | TRUE | 1787 | 1788 | 611003.0505 | 2333121.0171 | 611514.1185 | 2333286.3679 | 1787 | 611003.0505 | 2333121.0171 | 1788 | 611514.1185 | 2333286.3679
VN | 1043837449 | LINEVN1746a | 500 | 4.2783 | [5 empty] | 50 | multiple vlevels, 9 cables - 3 systems | LINESTRING (611514.1185412171 2333286.367915314, 611742.9152388823 2333527.387511709, 611903.1221712647 2333702.9689158215, 612001.0478802784 2333827.0336335693, 612192.2316959559 2334065.857253549, 612484.492207786 2334128.7811019663, 612775.63560878 2334190.72850573, 613227.0008212436 2334290.9051470244, 613687.4090809417 2334392.5292436685, 614062.5600602569 2334472.1250461712, 614360.7744794781 2334537.4706833954, 614665.391310342 2334604.958398676) | line | [10 empty] | 9 | 3 |  |  | 1788 | 1785 | 2 | FALSE | FALSE | 3 | TRUE | TRUE | 1788 | 1785 | 611514.1185 | 2333286.3679 | 614665.3913 | 2334604.9584 | 1788 | 611514.1185 | 2333286.3679 | 1785 | 614665.3913 | 2334604.9584
VN | 1043837449 | LINEVN1746b | 500 | 4.2783 | [5 empty] | 50 | multiple vlevels, 9 cables - 3 systems | LINESTRING (611514.1185412171 2333286.367915314, 611742.9152388823 2333527.387511709, 611903.1221712647 2333702.9689158215, 612001.0478802784 2333827.0336335693, 612192.2316959559 2334065.857253549, 612484.492207786 2334128.7811019663, 612775.63560878 2334190.72850573, 613227.0008212436 2334290.9051470244, 613687.4090809417 2334392.5292436685, 614062.5600602569 2334472.1250461712, 614360.7744794781 2334537.4706833954, 614665.391310342 2334604.958398676) | line | [10 empty] | 9 | 3 |  |  | 1788 | 1785 | 2 | FALSE | FALSE | 3 | TRUE | TRUE | 1788 | 1785 | 611514.1185 | 2333286.3679 | 614665.3913 | 2334604.9584 | 1788 | 611514.1185 | 2333286.3679 | 1785 | 614665.3913 | 2334604.9584
VN | 1043837449 | LINEVN1746c | 500 | 4.2783 | [5 empty] | 50 | multiple vlevels, 9 cables - 3 systems | LINESTRING (611514.1185412171 2333286.367915314, 611742.9152388823 2333527.387511709, 611903.1221712647 2333702.9689158215, 612001.0478802784 2333827.0336335693, 612192.2316959559 2334065.857253549, 612484.492207786 2334128.7811019663, 612775.63560878 2334190.72850573, 613227.0008212436 2334290.9051470244, 613687.4090809417 2334392.5292436685, 614062.5600602569 2334472.1250461712, 614360.7744794781 2334537.4706833954, 614665.391310342 2334604.958398676) | line | [10 empty] | 9 | 3 |  |  | 1788 | 1785 | 2 | FALSE | FALSE | 3 | TRUE | TRUE | 1788 | 1785 | 611514.1185 | 2333286.3679 | 614665.3913 | 2334604.9584 | 1788 | 611514.1185 | 2333286.3679 | 1785 | 614665.3913 | 2334604.9584
VN | 1043837449 | LINEVN1747a | 220 | 4.2783 | [5 empty] | 50 | multiple vlevels, 9 cables - 3 systems | LINESTRING (611514.1185412171 2333286.367915314, 611742.9152388823 2333527.387511709, 611903.1221712647 2333702.9689158215, 612001.0478802784 2333827.0336335693, 612192.2316959559 2334065.857253549, 612484.492207786 2334128.7811019663, 612775.63560878 2334190.72850573, 613227.0008212436 2334290.9051470244, 613687.4090809417 2334392.5292436685, 614062.5600602569 2334472.1250461712, 614360.7744794781 2334537.4706833954, 614665.391310342 2334604.958398676) | line | [10 empty] | 9 | 3 |  |  | 1788 | 1785 | 2 | FALSE | FALSE | 3 | TRUE | TRUE | 1788 | 1785 | 611514.1185 | 2333286.3679 | 614665.3913 | 2334604.9584 | 1788 | 611514.1185 | 2333286.3679 | 1785 | 614665.3913 | 2334604.9584
VN | 1043837449 | LINEVN1747b | 220 | 4.2783 | [5 empty] | 50 | multiple vlevels, 9 cables - 3 systems | LINESTRING (611514.1185412171 2333286.367915314, 611742.9152388823 2333527.387511709, 611903.1221712647 2333702.9689158215, 612001.0478802784 2333827.0336335693, 612192.2316959559 2334065.857253549, 612484.492207786 2334128.7811019663, 612775.63560878 2334190.72850573, 613227.0008212436 2334290.9051470244, 613687.4090809417 2334392.5292436685, 614062.5600602569 2334472.1250461712, 614360.7744794781 2334537.4706833954, 614665.391310342 2334604.958398676) | line | [10 empty] | 9 | 3 |  |  | 1788 | 1785 | 2 | FALSE | FALSE | 3 | TRUE | TRUE | 1788 | 1785 | 611514.1185 | 2333286.3679 | 614665.3913 | 2334604.9584 | 1788 | 611514.1185 | 2333286.3679 | 1785 | 614665.3913 | 2334604.9584
VN | 1043837449 | LINEVN1747c | 220 | 4.2783 | [5 empty] | 50 | multiple vlevels, 9 cables - 3 systems | LINESTRING (611514.1185412171 2333286.367915314, 611742.9152388823 2333527.387511709, 611903.1221712647 2333702.9689158215, 612001.0478802784 2333827.0336335693, 612192.2316959559 2334065.857253549, 612484.492207786 2334128.7811019663, 612775.63560878 2334190.72850573, 613227.0008212436 2334290.9051470244, 613687.4090809417 2334392.5292436685, 614062.5600602569 2334472.1250461712, 614360.7744794781 2334537.4706833954, 614665.391310342 2334604.958398676) | line | [10 empty] | 9 | 3 |  |  | 1788 | 1785 | 2 | FALSE | FALSE | 3 | TRUE | TRUE | 1788 | 1785 | 611514.1185 | 2333286.3679 | 614665.3913 | 2334604.9584 | 1788 | 611514.1185 | 2333286.3679 | 1785 | 614665.3913 | 2334604.9584
VN | 1043837450 | LINEVN1748 | 500 | 0.65779 | [5 empty] | 50 | multiple vlevels | LINESTRING (611003.0505151979 2333121.0171136735, 611403.5954470714 2333200.864714098, 611514.1185412171 2333286.367915314) | line | [10 empty] | 3 |  |  |  | 1787 | 1788 | 2 | FALSE | FALSE | 1 | TRUE | TRUE | 1787 | 1788 | 611003.0505 | 2333121.0171 | 611514.1185 | 2333286.3679 | 1787 | 611003.0505 | 2333121.0171 | 1788 | 611514.1185 | 2333286.3679
VN | 1043837450 | LINEVN1749 | 220 | 0.65779 | [5 empty] | 50 | multiple vlevels | LINESTRING (611003.0505151979 2333121.0171136735, 611403.5954470714 2333200.864714098, 611514.1185412171 2333286.367915314) | line | [10 empty] | 3 |  |  |  | 1787 | 1788 | 2 | FALSE | FALSE | 1 | TRUE | TRUE | 1787 | 1788 | 611003.0505 | 2333121.0171 | 611514.1185 | 2333286.3679 | 1787 | 611003.0505 | 2333121.0171 | 1788 | 611514.1185 | 2333286.3679
VN | 1043837451 | LINEVN1750 | 500 | 0.68938 | [5 empty] | 50 | multiple vlevels | LINESTRING (611003.0505151979 2333121.0171136735, 611424.0424319231 2333164.9164355174, 611514.1185412171 2333286.367915314) | line | [10 empty] | 3 |  |  |  | 1787 | 1788 | 2 | FALSE | FALSE | 1 | TRUE | TRUE | 1787 | 1788 | 611003.0505 | 2333121.0171 | 611514.1185 | 2333286.3679 | 1787 | 611003.0505 | 2333121.0171 | 1788 | 611514.1185 | 2333286.3679
VN | 1043837451 | LINEVN1751 | 220 | 0.68938 | [5 empty] | 50 | multiple vlevels | LINESTRING (611003.0505151979 2333121.0171136735, 611424.0424319231 2333164.9164355174, 611514.1185412171 2333286.367915314) | line | [10 empty] | 3 |  |  |  | 1787 | 1788 | 2 | FALSE | FALSE | 1 | TRUE | TRUE | 1787 | 1788 | 611003.0505 | 2333121.0171 | 611514.1185 | 2333286.3679 | 1787 | 611003.0505 | 2333121.0171 | 1788 | 611514.1185 | 2333286.3679
VN | 1043837452 | LINEVN1752a | 500 | 4.8699 | [5 empty] | 50 | multiple vlevels, 9 cables - 3 systems | LINESTRING (607105.8523808105 2332072.316669534, 607331.0157294513 2332198.570358536, 607492.2829843509 2332251.908595062, 607960.4894746608 2332408.211616842, 608351.2378280249 2332541.516898532, 608671.8783513693 2332648.269564902, 608987.5018847923 2332754.3646513396, 609301.2306372416 2332860.519868025, 609616.6016602227 2332909.563566482, 609905.5261633719 2332953.445301286, 610235.6541458957 2333002.7319260514, 610627.0119706714 2333062.27546697, 611003.0505151979 2333121.0171136735) | line | [10 empty] | 9 | 3 |  |  | 1789 | 1787 | 2 | FALSE | FALSE | 3 | TRUE | TRUE | 1789 | 1787 | 607105.8524 | 2332072.3167 | 611003.0505 | 2333121.0171 | 1789 | 607105.8524 | 2332072.3167 | 1787 | 611003.0505 | 2333121.0171
VN | 1043837452 | LINEVN1752b | 500 | 4.8699 | [5 empty] | 50 | multiple vlevels, 9 cables - 3 systems | LINESTRING (607105.8523808105 2332072.316669534, 607331.0157294513 2332198.570358536, 607492.2829843509 2332251.908595062, 607960.4894746608 2332408.211616842, 608351.2378280249 2332541.516898532, 608671.8783513693 2332648.269564902, 608987.5018847923 2332754.3646513396, 609301.2306372416 2332860.519868025, 609616.6016602227 2332909.563566482, 609905.5261633719 2332953.445301286, 610235.6541458957 2333002.7319260514, 610627.0119706714 2333062.27546697, 611003.0505151979 2333121.0171136735) | line | [10 empty] | 9 | 3 |  |  | 1789 | 1787 | 2 | FALSE | FALSE | 3 | TRUE | TRUE | 1789 | 1787 | 607105.8524 | 2332072.3167 | 611003.0505 | 2333121.0171 | 1789 | 607105.8524 | 2332072.3167 | 1787 | 611003.0505 | 2333121.0171
VN | 1043837452 | LINEVN1752c | 500 | 4.8699 | [5 empty] | 50 | multiple vlevels, 9 cables - 3 systems | LINESTRING (607105.8523808105 2332072.316669534, 607331.0157294513 2332198.570358536, 607492.2829843509 2332251.908595062, 607960.4894746608 2332408.211616842, 608351.2378280249 2332541.516898532, 608671.8783513693 2332648.269564902, 608987.5018847923 2332754.3646513396, 609301.2306372416 2332860.519868025, 609616.6016602227 2332909.563566482, 609905.5261633719 2332953.445301286, 610235.6541458957 2333002.7319260514, 610627.0119706714 2333062.27546697, 611003.0505151979 2333121.0171136735) | line | [10 empty] | 9 | 3 |  |  | 1789 | 1787 | 2 | FALSE | FALSE | 3 | TRUE | TRUE | 1789 | 1787 | 607105.8524 | 2332072.3167 | 611003.0505 | 2333121.0171 | 1789 | 607105.8524 | 2332072.3167 | 1787 | 611003.0505 | 2333121.0171
VN | 1043837452 | LINEVN1753a | 220 | 4.8699 | [5 empty] | 50 | multiple vlevels, 9 cables - 3 systems | LINESTRING (607105.8523808105 2332072.316669534, 607331.0157294513 2332198.570358536, 607492.2829843509 2332251.908595062, 607960.4894746608 2332408.211616842, 608351.2378280249 2332541.516898532, 608671.8783513693 2332648.269564902, 608987.5018847923 2332754.3646513396, 609301.2306372416 2332860.519868025, 609616.6016602227 2332909.563566482, 609905.5261633719 2332953.445301286, 610235.6541458957 2333002.7319260514, 610627.0119706714 2333062.27546697, 611003.0505151979 2333121.0171136735) | line | [10 empty] | 9 | 3 |  |  | 1789 | 1787 | 2 | FALSE | FALSE | 3 | TRUE | TRUE | 1789 | 1787 | 607105.8524 | 2332072.3167 | 611003.0505 | 2333121.0171 | 1789 | 607105.8524 | 2332072.3167 | 1787 | 611003.0505 | 2333121.0171
VN | 1043837452 | LINEVN1753b | 220 | 4.8699 | [5 empty] | 50 | multiple vlevels, 9 cables - 3 systems | LINESTRING (607105.8523808105 2332072.316669534, 607331.0157294513 2332198.570358536, 607492.2829843509 2332251.908595062, 607960.4894746608 2332408.211616842, 608351.2378280249 2332541.516898532, 608671.8783513693 2332648.269564902, 608987.5018847923 2332754.3646513396, 609301.2306372416 2332860.519868025, 609616.6016602227 2332909.563566482, 609905.5261633719 2332953.445301286, 610235.6541458957 2333002.7319260514, 610627.0119706714 2333062.27546697, 611003.0505151979 2333121.0171136735) | line | [10 empty] | 9 | 3 |  |  | 1789 | 1787 | 2 | FALSE | FALSE | 3 | TRUE | TRUE | 1789 | 1787 | 607105.8524 | 2332072.3167 | 611003.0505 | 2333121.0171 | 1789 | 607105.8524 | 2332072.3167 | 1787 | 611003.0505 | 2333121.0171
VN | 1043837452 | LINEVN1753c | 220 | 4.8699 | [5 empty] | 50 | multiple vlevels, 9 cables - 3 systems | LINESTRING (607105.8523808105 2332072.316669534, 607331.0157294513 2332198.570358536, 607492.2829843509 2332251.908595062, 607960.4894746608 2332408.211616842, 608351.2378280249 2332541.516898532, 608671.8783513693 2332648.269564902, 608987.5018847923 2332754.3646513396, 609301.2306372416 2332860.519868025, 609616.6016602227 2332909.563566482, 609905.5261633719 2332953.445301286, 610235.6541458957 2333002.7319260514, 610627.0119706714 2333062.27546697, 611003.0505151979 2333121.0171136735) | line | [10 empty] | 9 | 3 |  |  | 1789 | 1787 | 2 | FALSE | FALSE | 3 | TRUE | TRUE | 1789 | 1787 | 607105.8524 | 2332072.3167 | 611003.0505 | 2333121.0171 | 1789 | 607105.8524 | 2332072.3167 | 1787 | 611003.0505 | 2333121.0171
VN | 1043837453 | LINEVN1754a | 220 | 0.042294 | [5 empty] | 50 | 6 cables - 2 systems | LINESTRING (597129.0163696145 2332980.642656479, 597148.6962052025 2332951.4036140656) | line | [10 empty] | 6 | 2 |  |  | 1790 | 1791 | 1 | FALSE | FALSE | 2 | TRUE | TRUE | 1790 | 1791 | 597129.0164 | 2332980.6427 | 597148.6962 | 2332951.4036 | 1790 | 597129.0164 | 2332980.6427 | 1791 | 597148.6962 | 2332951.4036
VN | 1043837453 | LINEVN1754b | 220 | 0.042294 | [5 empty] | 50 | 6 cables - 2 systems | LINESTRING (597129.0163696145 2332980.642656479, 597148.6962052025 2332951.4036140656) | line | [10 empty] | 6 | 2 |  |  | 1790 | 1791 | 1 | FALSE | FALSE | 2 | TRUE | TRUE | 1790 | 1791 | 597129.0164 | 2332980.6427 | 597148.6962 | 2332951.4036 | 1790 | 597129.0164 | 2332980.6427 | 1791 | 597148.6962 | 2332951.4036
VN | 1043837454 | LINEVN1755a | 220 | 0.6983 | [5 empty] | 50 | 6 cables - 2 systems | LINESTRING (607105.8523808105 2332072.316669534, 606849.9639752654 2331935.1970460555, 606595.0877357676 2331793.527636652) | line | [10 empty] | 6 | 2 |  |  | 1789 | 1792 | 1 | FALSE | FALSE | 2 | TRUE | TRUE | 1789 | 1792 | 607105.8524 | 2332072.3167 | 606595.0877 | 2331793.5276 | 1789 | 607105.8524 | 2332072.3167 | 1792 | 606595.0877 | 2331793.5276
VN | 1043837454 | LINEVN1755b | 220 | 0.6983 | [5 empty] | 50 | 6 cables - 2 systems | LINESTRING (607105.8523808105 2332072.316669534, 606849.9639752654 2331935.1970460555, 606595.0877357676 2331793.527636652) | line | [10 empty] | 6 | 2 |  |  | 1789 | 1792 | 1 | FALSE | FALSE | 2 | TRUE | TRUE | 1789 | 1792 | 607105.8524 | 2332072.3167 | 606595.0877 | 2331793.5276 | 1789 | 607105.8524 | 2332072.3167 | 1792 | 606595.0877 | 2331793.5276
VN | 1043837455 | LINEVN1756a | 220 | 0.33722 | [5 empty] | 50 | 6 cables - 2 systems | LINESTRING (606653.5005496595 2332046.95646161, 606679.5039504799 2331924.4113012063, 606595.0877357676 2331793.527636652) | line | [10 empty] | 6 | 2 |  |  | 1793 | 1792 | 1 | FALSE | FALSE | 2 | TRUE | TRUE | 1793 | 1792 | 606653.5005 | 2332046.9565 | 606595.0877 | 2331793.5276 | 1793 | 606653.5005 | 2332046.9565 | 1792 | 606595.0877 | 2331793.5276
VN | 1043837455 | LINEVN1756b | 220 | 0.33722 | [5 empty] | 50 | 6 cables - 2 systems | LINESTRING (606653.5005496595 2332046.95646161, 606679.5039504799 2331924.4113012063, 606595.0877357676 2331793.527636652) | line | [10 empty] | 6 | 2 |  |  | 1793 | 1792 | 1 | FALSE | FALSE | 2 | TRUE | TRUE | 1793 | 1792 | 606653.5005 | 2332046.9565 | 606595.0877 | 2331793.5276 | 1793 | 606653.5005 | 2332046.9565 | 1792 | 606595.0877 | 2331793.5276
VN | 1043837456 | LINEVN1757a | 220 | 0.15867 | [5 empty] | 50 | 6 cables - 2 systems | LINESTRING (604536.4386148038 2332609.6212677364, 604453.1286615079 2332653.5594178233, 604476.071281216 2332683.9008854423) | line | [10 empty] | 6 | 2 |  |  | 1794 | 1795 | 1 | FALSE | FALSE | 2 | TRUE | FALSE | 1794 |  | 604536.4386 | 2332609.6213 |  |  | 1794 | 604536.4386 | 2332609.6213 | 1795 | 604476.0713 | 2332683.9009
VN | 1043837456 | LINEVN1757b | 220 | 0.15867 | [5 empty] | 50 | 6 cables - 2 systems | LINESTRING (604536.4386148038 2332609.6212677364, 604453.1286615079 2332653.5594178233, 604476.071281216 2332683.9008854423) | line | [10 empty] | 6 | 2 |  |  | 1794 | 1795 | 1 | FALSE | FALSE | 2 | TRUE | FALSE | 1794 |  | 604536.4386 | 2332609.6213 |  |  | 1794 | 604536.4386 | 2332609.6213 | 1795 | 604476.0713 | 2332683.9009
VN | 1043837457 | LINEVN1758a | 220 | 0.041692 | [5 empty] | 50 | 6 cables - 2 systems | LINESTRING (604536.4386148038 2332609.6212677364, 604551.0111395057 2332641.160739709) | line | [10 empty] | 6 | 2 |  |  | 1794 | 1796 | 1 | FALSE | FALSE | 2 | TRUE | FALSE | 1794 |  | 604536.4386 | 2332609.6213 |  |  | 1794 | 604536.4386 | 2332609.6213 | 1796 | 604551.0111 | 2332641.1607
VN | 1043837457 | LINEVN1758b | 220 | 0.041692 | [5 empty] | 50 | 6 cables - 2 systems | LINESTRING (604536.4386148038 2332609.6212677364, 604551.0111395057 2332641.160739709) | line | [10 empty] | 6 | 2 |  |  | 1794 | 1796 | 1 | FALSE | FALSE | 2 | TRUE | FALSE | 1794 |  | 604536.4386 | 2332609.6213 |  |  | 1794 | 604536.4386 | 2332609.6213 | 1796 | 604551.0111 | 2332641.1607
VN | 1043837458 | LINEVN1759a | 220 | 2.797 | [5 empty] | 50 | 12 cables - 4 systems | LINESTRING (606595.0877357676 2331793.527636652, 606332.7894633816 2331655.1243635677, 606132.5820332862 2331764.3752959967, 605893.529731333 2331890.548062707, 605685.5181839056 2331999.4663882013, 605423.2625314367 2332139.0792215187, 605153.0268709076 2332284.589395257, 604916.3653442524 2332411.344265728, 604664.0536078113 2332544.500868523, 604536.4386148038 2332609.6212677364) | line | [10 empty] | 12 | 4 |  |  | 1792 | 1794 | 1 | FALSE | FALSE | 4 | TRUE | TRUE | 1792 | 1794 | 606595.0877 | 2331793.5276 | 604536.4386 | 2332609.6213 | 1792 | 606595.0877 | 2331793.5276 | 1794 | 604536.4386 | 2332609.6213
VN | 1043837458 | LINEVN1759b | 220 | 2.797 | [5 empty] | 50 | 12 cables - 4 systems | LINESTRING (606595.0877357676 2331793.527636652, 606332.7894633816 2331655.1243635677, 606132.5820332862 2331764.3752959967, 605893.529731333 2331890.548062707, 605685.5181839056 2331999.4663882013, 605423.2625314367 2332139.0792215187, 605153.0268709076 2332284.589395257, 604916.3653442524 2332411.344265728, 604664.0536078113 2332544.500868523, 604536.4386148038 2332609.6212677364) | line | [10 empty] | 12 | 4 |  |  | 1792 | 1794 | 1 | FALSE | FALSE | 4 | TRUE | TRUE | 1792 | 1794 | 606595.0877 | 2331793.5276 | 604536.4386 | 2332609.6213 | 1792 | 606595.0877 | 2331793.5276 | 1794 | 604536.4386 | 2332609.6213
VN | 1043837458 | LINEVN1759c | 220 | 2.797 | [5 empty] | 50 | 12 cables - 4 systems | LINESTRING (606595.0877357676 2331793.527636652, 606332.7894633816 2331655.1243635677, 606132.5820332862 2331764.3752959967, 605893.529731333 2331890.548062707, 605685.5181839056 2331999.4663882013, 605423.2625314367 2332139.0792215187, 605153.0268709076 2332284.589395257, 604916.3653442524 2332411.344265728, 604664.0536078113 2332544.500868523, 604536.4386148038 2332609.6212677364) | line | [10 empty] | 12 | 4 |  |  | 1792 | 1794 | 1 | FALSE | FALSE | 4 | TRUE | TRUE | 1792 | 1794 | 606595.0877 | 2331793.5276 | 604536.4386 | 2332609.6213 | 1792 | 606595.0877 | 2331793.5276 | 1794 | 604536.4386 | 2332609.6213
VN | 1043837458 | LINEVN1759d | 220 | 2.797 | [5 empty] | 50 | 12 cables - 4 systems | LINESTRING (606595.0877357676 2331793.527636652, 606332.7894633816 2331655.1243635677, 606132.5820332862 2331764.3752959967, 605893.529731333 2331890.548062707, 605685.5181839056 2331999.4663882013, 605423.2625314367 2332139.0792215187, 605153.0268709076 2332284.589395257, 604916.3653442524 2332411.344265728, 604664.0536078113 2332544.500868523, 604536.4386148038 2332609.6212677364) | line | [10 empty] | 12 | 4 |  |  | 1792 | 1794 | 1 | FALSE | FALSE | 4 | TRUE | TRUE | 1792 | 1794 | 606595.0877 | 2331793.5276 | 604536.4386 | 2332609.6213 | 1792 | 606595.0877 | 2331793.5276 | 1794 | 604536.4386 | 2332609.6213
VN | 1043837459 | LINEVN1760 | 500 | 0.56794 | [5 empty] | 50 |  | LINESTRING (606653.5005496595 2332046.95646161, 606786.6325834168 2331991.8607470007, 607105.8523808105 2332072.316669534) | line | [10 empty] | 3 | 1 |  |  | 1793 | 1789 | 1 | FALSE | FALSE | 1 | TRUE | TRUE | 1793 | 1789 | 606653.5005 | 2332046.9565 | 607105.8524 | 2332072.3167 | 1793 | 606653.5005 | 2332046.9565 | 1789 | 607105.8524 | 2332072.3167
VN | 1043837460 | LINEVN1761a | 220 | 2.9537 | [5 empty] | 50 | 6 cables - 2 systems | LINESTRING (596594.4760827053 2331312.56718776, 596429.5294864279 2331144.1446118685, 596190.9639213325 2331031.1158745075, 595997.6911441992 2330939.539132998, 595892.6049656919 2330825.2088438016, 596135.6472323127 2330552.909030385, 596004.1413778996 2330140.8950167485, 595618.0502941561 2329923.261709791, 595286.2619993524 2329905.0002938276, 595266.9774221317 2329901.668303249) | line | [10 empty] | 6 | 2 |  |  | 1797 | 1798 | 1 | FALSE | FALSE | 2 | TRUE | FALSE | 1797 |  | 596594.4761 | 2331312.5672 |  |  | 1797 | 596594.4761 | 2331312.5672 | 1798 | 595266.9774 | 2329901.6683
VN | 1043837460 | LINEVN1761b | 220 | 2.9537 | [5 empty] | 50 | 6 cables - 2 systems | LINESTRING (596594.4760827053 2331312.56718776, 596429.5294864279 2331144.1446118685, 596190.9639213325 2331031.1158745075, 595997.6911441992 2330939.539132998, 595892.6049656919 2330825.2088438016, 596135.6472323127 2330552.909030385, 596004.1413778996 2330140.8950167485, 595618.0502941561 2329923.261709791, 595286.2619993524 2329905.0002938276, 595266.9774221317 2329901.668303249) | line | [10 empty] | 6 | 2 |  |  | 1797 | 1798 | 1 | FALSE | FALSE | 2 | TRUE | FALSE | 1797 |  | 596594.4761 | 2331312.5672 |  |  | 1797 | 596594.4761 | 2331312.5672 | 1798 | 595266.9774 | 2329901.6683
VN | 1043837461 | LINEVN1762a | 220 | 2.9481 | [5 empty] | 50 | 6 cables - 2 systems | LINESTRING (596594.4760827053 2331312.56718776, 596417.0280481025 2331160.8299823175, 596183.4763051372 2331048.5168250413, 595976.8761378793 2330949.535302671, 595865.313277461 2330823.3904096875, 596106.3433534577 2330559.3912152573, 595987.0477900619 2330155.7498624045, 595613.7530976215 2329944.145852052, 595271.4108513512 2329943.699861397, 595254.8128086857 2329946.5486567244) | line | [10 empty] | 6 | 2 |  |  | 1797 | 1799 | 1 | FALSE | FALSE | 2 | TRUE | FALSE | 1797 |  | 596594.4761 | 2331312.5672 |  |  | 1797 | 596594.4761 | 2331312.5672 | 1799 | 595254.8128 | 2329946.5487
VN | 1043837461 | LINEVN1762b | 220 | 2.9481 | [5 empty] | 50 | 6 cables - 2 systems | LINESTRING (596594.4760827053 2331312.56718776, 596417.0280481025 2331160.8299823175, 596183.4763051372 2331048.5168250413, 595976.8761378793 2330949.535302671, 595865.313277461 2330823.3904096875, 596106.3433534577 2330559.3912152573, 595987.0477900619 2330155.7498624045, 595613.7530976215 2329944.145852052, 595271.4108513512 2329943.699861397, 595254.8128086857 2329946.5486567244) | line | [10 empty] | 6 | 2 |  |  | 1797 | 1799 | 1 | FALSE | FALSE | 2 | TRUE | FALSE | 1797 |  | 596594.4761 | 2331312.5672 |  |  | 1797 | 596594.4761 | 2331312.5672 | 1799 | 595254.8128 | 2329946.5487
VN | 1043837462 | LINEVN1763 | 500 | 0.28502 | [5 empty] | 50 |  | LINESTRING (597129.0163696145 2332980.642656479, 597365.5848054223 2333001.847465074) | line | [10 empty] | 3 | 1 |  |  | 1790 | 1800 | 1 | FALSE | FALSE | 1 | TRUE | TRUE | 1790 | 1800 | 597129.0164 | 2332980.6427 | 597365.5848 | 2333001.8475 | 1790 | 597129.0164 | 2332980.6427 | 1800 | 597365.5848 | 2333001.8475
VN | 1043837463 | LINEVN1764a | 220 | 0.26721 | [5 empty] | 50 | 6 cables - 2 systems | LINESTRING (597365.5848054223 2333001.847465074, 597148.6962052025 2332951.4036140656) | line | [10 empty] | 6 | 2 |  |  | 1800 | 1791 | 1 | FALSE | FALSE | 2 | TRUE | TRUE | 1800 | 1791 | 597365.5848 | 2333001.8475 | 597148.6962 | 2332951.4036 | 1800 | 597365.5848 | 2333001.8475 | 1791 | 597148.6962 | 2332951.4036
VN | 1043837463 | LINEVN1764b | 220 | 0.26721 | [5 empty] | 50 | 6 cables - 2 systems | LINESTRING (597365.5848054223 2333001.847465074, 597148.6962052025 2332951.4036140656) | line | [10 empty] | 6 | 2 |  |  | 1800 | 1791 | 1 | FALSE | FALSE | 2 | TRUE | TRUE | 1800 | 1791 | 597365.5848 | 2333001.8475 | 597148.6962 | 2332951.4036 | 1800 | 597365.5848 | 2333001.8475 | 1791 | 597148.6962 | 2332951.4036
VN | 1043837464 | LINEVN1765a | 220 | 2.5052 | [5 empty] | 50 | 12 cables - 4 systems | LINESTRING (597148.6962052025 2332951.4036140656, 597213.5082733313 2332756.4963091253, 597306.287829622 2332495.97142567, 597330.3676036138 2332333.511298661, 597355.6753114997 2332176.050505211, 597197.4103266144 2331939.37484692, 597048.021947763 2331708.1657142793, 597111.7019088452 2331588.0437659575, 596863.0674861929 2331459.4935695855, 596594.4760827053 2331312.56718776) | line | [10 empty] | 12 | 4 |  |  | 1791 | 1797 | 1 | FALSE | FALSE | 4 | TRUE | TRUE | 1791 | 1797 | 597148.6962 | 2332951.4036 | 596594.4761 | 2331312.5672 | 1791 | 597148.6962 | 2332951.4036 | 1797 | 596594.4761 | 2331312.5672
VN | 1043837464 | LINEVN1765b | 220 | 2.5052 | [5 empty] | 50 | 12 cables - 4 systems | LINESTRING (597148.6962052025 2332951.4036140656, 597213.5082733313 2332756.4963091253, 597306.287829622 2332495.97142567, 597330.3676036138 2332333.511298661, 597355.6753114997 2332176.050505211, 597197.4103266144 2331939.37484692, 597048.021947763 2331708.1657142793, 597111.7019088452 2331588.0437659575, 596863.0674861929 2331459.4935695855, 596594.4760827053 2331312.56718776) | line | [10 empty] | 12 | 4 |  |  | 1791 | 1797 | 1 | FALSE | FALSE | 4 | TRUE | TRUE | 1791 | 1797 | 597148.6962 | 2332951.4036 | 596594.4761 | 2331312.5672 | 1791 | 597148.6962 | 2332951.4036 | 1797 | 596594.4761 | 2331312.5672
VN | 1043837464 | LINEVN1765c | 220 | 2.5052 | [5 empty] | 50 | 12 cables - 4 systems | LINESTRING (597148.6962052025 2332951.4036140656, 597213.5082733313 2332756.4963091253, 597306.287829622 2332495.97142567, 597330.3676036138 2332333.511298661, 597355.6753114997 2332176.050505211, 597197.4103266144 2331939.37484692, 597048.021947763 2331708.1657142793, 597111.7019088452 2331588.0437659575, 596863.0674861929 2331459.4935695855, 596594.4760827053 2331312.56718776) | line | [10 empty] | 12 | 4 |  |  | 1791 | 1797 | 1 | FALSE | FALSE | 4 | TRUE | TRUE | 1791 | 1797 | 597148.6962 | 2332951.4036 | 596594.4761 | 2331312.5672 | 1791 | 597148.6962 | 2332951.4036 | 1797 | 596594.4761 | 2331312.5672
VN | 1043837464 | LINEVN1765d | 220 | 2.5052 | [5 empty] | 50 | 12 cables - 4 systems | LINESTRING (597148.6962052025 2332951.4036140656, 597213.5082733313 2332756.4963091253, 597306.287829622 2332495.97142567, 597330.3676036138 2332333.511298661, 597355.6753114997 2332176.050505211, 597197.4103266144 2331939.37484692, 597048.021947763 2331708.1657142793, 597111.7019088452 2331588.0437659575, 596863.0674861929 2331459.4935695855, 596594.4760827053 2331312.56718776) | line | [10 empty] | 12 | 4 |  |  | 1791 | 1797 | 1 | FALSE | FALSE | 4 | TRUE | TRUE | 1791 | 1797 | 597148.6962 | 2332951.4036 | 596594.4761 | 2331312.5672 | 1791 | 597148.6962 | 2332951.4036 | 1797 | 596594.4761 | 2331312.5672
VN | 1043837465 | LINEVN1766a | 500 | 14.1831 | [5 empty] | 50 | multiple vlevels, 9 cables - 3 systems | LINESTRING (597365.5848054223 2333001.847465074, 597752.9256174283 2333014.9363882053, 598193.6565473543 2333021.4222892784, 598257.9119434081 2332688.0209811637, 598325.8800719507 2332338.569941404, 598376.7967733165 2332047.8822026257, 598518.2711873304 2332011.875853197, 598820.3063911246 2332200.520977486, 599139.0120212183 2332371.1299155257, 599477.3498352601 2332566.779618012, 599765.4991412652 2332720.5919555034, 599908.8703323511 2332879.212485919, 600099.2026661198 2333011.9294933556, 600342.7155687253 2333264.649390249, 600498.3670348265 2333417.793523653, 600772.0593067211 2333676.371286237, 601073.45895557 2333912.398809303, 601386.0885759657 2334156.9468610464, 601666.731441508 2334346.8780114953, 602004.1264583905 2334571.367941088, 602258.3144506554 2334688.5777970795, 602586.9705154753 2334635.358652023, 602760.8012716826 2334592.3951601163, 602975.0897939396 2334539.4466775833, 603186.4037296018 2334405.8772359886, 603621.0157536772 2334162.3651379794, 604055.7741623046 2333920.801924586, 604501.721783308 2333672.800618464, 604834.4348124636 2333489.045861787, 604935.4095176423 2333427.3673707526, 605228.8114868911 2333271.895802161, 605476.9517628952 2333114.347154558, 605835.543913068 2332896.418018974, 606209.38840498 2332626.2370481705, 606461.1517967928 2332297.8065398927, 606653.5005496595 2332046.95646161) | line | [10 empty] | 9 | 3 |  |  | 1800 | 1793 | 2 | FALSE | FALSE | 3 | TRUE | TRUE | 1800 | 1793 | 597365.5848 | 2333001.8475 | 606653.5005 | 2332046.9565 | 1800 | 597365.5848 | 2333001.8475 | 1793 | 606653.5005 | 2332046.9565
VN | 1043837465 | LINEVN1766b | 500 | 14.1831 | [5 empty] | 50 | multiple vlevels, 9 cables - 3 systems | LINESTRING (597365.5848054223 2333001.847465074, 597752.9256174283 2333014.9363882053, 598193.6565473543 2333021.4222892784, 598257.9119434081 2332688.0209811637, 598325.8800719507 2332338.569941404, 598376.7967733165 2332047.8822026257, 598518.2711873304 2332011.875853197, 598820.3063911246 2332200.520977486, 599139.0120212183 2332371.1299155257, 599477.3498352601 2332566.779618012, 599765.4991412652 2332720.5919555034, 599908.8703323511 2332879.212485919, 600099.2026661198 2333011.9294933556, 600342.7155687253 2333264.649390249, 600498.3670348265 2333417.793523653, 600772.0593067211 2333676.371286237, 601073.45895557 2333912.398809303, 601386.0885759657 2334156.9468610464, 601666.731441508 2334346.8780114953, 602004.1264583905 2334571.367941088, 602258.3144506554 2334688.5777970795, 602586.9705154753 2334635.358652023, 602760.8012716826 2334592.3951601163, 602975.0897939396 2334539.4466775833, 603186.4037296018 2334405.8772359886, 603621.0157536772 2334162.3651379794, 604055.7741623046 2333920.801924586, 604501.721783308 2333672.800618464, 604834.4348124636 2333489.045861787, 604935.4095176423 2333427.3673707526, 605228.8114868911 2333271.895802161, 605476.9517628952 2333114.347154558, 605835.543913068 2332896.418018974, 606209.38840498 2332626.2370481705, 606461.1517967928 2332297.8065398927, 606653.5005496595 2332046.95646161) | line | [10 empty] | 9 | 3 |  |  | 1800 | 1793 | 2 | FALSE | FALSE | 3 | TRUE | TRUE | 1800 | 1793 | 597365.5848 | 2333001.8475 | 606653.5005 | 2332046.9565 | 1800 | 597365.5848 | 2333001.8475 | 1793 | 606653.5005 | 2332046.9565
VN | 1043837465 | LINEVN1766c | 500 | 14.1831 | [5 empty] | 50 | multiple vlevels, 9 cables - 3 systems | LINESTRING (597365.5848054223 2333001.847465074, 597752.9256174283 2333014.9363882053, 598193.6565473543 2333021.4222892784, 598257.9119434081 2332688.0209811637, 598325.8800719507 2332338.569941404, 598376.7967733165 2332047.8822026257, 598518.2711873304 2332011.875853197, 598820.3063911246 2332200.520977486, 599139.0120212183 2332371.1299155257, 599477.3498352601 2332566.779618012, 599765.4991412652 2332720.5919555034, 599908.8703323511 2332879.212485919, 600099.2026661198 2333011.9294933556, 600342.7155687253 2333264.649390249, 600498.3670348265 2333417.793523653, 600772.0593067211 2333676.371286237, 601073.45895557 2333912.398809303, 601386.0885759657 2334156.9468610464, 601666.731441508 2334346.8780114953, 602004.1264583905 2334571.367941088, 602258.3144506554 2334688.5777970795, 602586.9705154753 2334635.358652023, 602760.8012716826 2334592.3951601163, 602975.0897939396 2334539.4466775833, 603186.4037296018 2334405.8772359886, 603621.0157536772 2334162.3651379794, 604055.7741623046 2333920.801924586, 604501.721783308 2333672.800618464, 604834.4348124636 2333489.045861787, 604935.4095176423 2333427.3673707526, 605228.8114868911 2333271.895802161, 605476.9517628952 2333114.347154558, 605835.543913068 2332896.418018974, 606209.38840498 2332626.2370481705, 606461.1517967928 2332297.8065398927, 606653.5005496595 2332046.95646161) | line | [10 empty] | 9 | 3 |  |  | 1800 | 1793 | 2 | FALSE | FALSE | 3 | TRUE | TRUE | 1800 | 1793 | 597365.5848 | 2333001.8475 | 606653.5005 | 2332046.9565 | 1800 | 597365.5848 | 2333001.8475 | 1793 | 606653.5005 | 2332046.9565
VN | 1043837465 | LINEVN1767a | 220 | 14.1831 | [5 empty] | 50 | multiple vlevels, 9 cables - 3 systems | LINESTRING (597365.5848054223 2333001.847465074, 597752.9256174283 2333014.9363882053, 598193.6565473543 2333021.4222892784, 598257.9119434081 2332688.0209811637, 598325.8800719507 2332338.569941404, 598376.7967733165 2332047.8822026257, 598518.2711873304 2332011.875853197, 598820.3063911246 2332200.520977486, 599139.0120212183 2332371.1299155257, 599477.3498352601 2332566.779618012, 599765.4991412652 2332720.5919555034, 599908.8703323511 2332879.212485919, 600099.2026661198 2333011.9294933556, 600342.7155687253 2333264.649390249, 600498.3670348265 2333417.793523653, 600772.0593067211 2333676.371286237, 601073.45895557 2333912.398809303, 601386.0885759657 2334156.9468610464, 601666.731441508 2334346.8780114953, 602004.1264583905 2334571.367941088, 602258.3144506554 2334688.5777970795, 602586.9705154753 2334635.358652023, 602760.8012716826 2334592.3951601163, 602975.0897939396 2334539.4466775833, 603186.4037296018 2334405.8772359886, 603621.0157536772 2334162.3651379794, 604055.7741623046 2333920.801924586, 604501.721783308 2333672.800618464, 604834.4348124636 2333489.045861787, 604935.4095176423 2333427.3673707526, 605228.8114868911 2333271.895802161, 605476.9517628952 2333114.347154558, 605835.543913068 2332896.418018974, 606209.38840498 2332626.2370481705, 606461.1517967928 2332297.8065398927, 606653.5005496595 2332046.95646161) | line | [10 empty] | 9 | 3 |  |  | 1800 | 1793 | 2 | FALSE | FALSE | 3 | TRUE | TRUE | 1800 | 1793 | 597365.5848 | 2333001.8475 | 606653.5005 | 2332046.9565 | 1800 | 597365.5848 | 2333001.8475 | 1793 | 606653.5005 | 2332046.9565
VN | 1043837465 | LINEVN1767b | 220 | 14.1831 | [5 empty] | 50 | multiple vlevels, 9 cables - 3 systems | LINESTRING (597365.5848054223 2333001.847465074, 597752.9256174283 2333014.9363882053, 598193.6565473543 2333021.4222892784, 598257.9119434081 2332688.0209811637, 598325.8800719507 2332338.569941404, 598376.7967733165 2332047.8822026257, 598518.2711873304 2332011.875853197, 598820.3063911246 2332200.520977486, 599139.0120212183 2332371.1299155257, 599477.3498352601 2332566.779618012, 599765.4991412652 2332720.5919555034, 599908.8703323511 2332879.212485919, 600099.2026661198 2333011.9294933556, 600342.7155687253 2333264.649390249, 600498.3670348265 2333417.793523653, 600772.0593067211 2333676.371286237, 601073.45895557 2333912.398809303, 601386.0885759657 2334156.9468610464, 601666.731441508 2334346.8780114953, 602004.1264583905 2334571.367941088, 602258.3144506554 2334688.5777970795, 602586.9705154753 2334635.358652023, 602760.8012716826 2334592.3951601163, 602975.0897939396 2334539.4466775833, 603186.4037296018 2334405.8772359886, 603621.0157536772 2334162.3651379794, 604055.7741623046 2333920.801924586, 604501.721783308 2333672.800618464, 604834.4348124636 2333489.045861787, 604935.4095176423 2333427.3673707526, 605228.8114868911 2333271.895802161, 605476.9517628952 2333114.347154558, 605835.543913068 2332896.418018974, 606209.38840498 2332626.2370481705, 606461.1517967928 2332297.8065398927, 606653.5005496595 2332046.95646161) | line | [10 empty] | 9 | 3 |  |  | 1800 | 1793 | 2 | FALSE | FALSE | 3 | TRUE | TRUE | 1800 | 1793 | 597365.5848 | 2333001.8475 | 606653.5005 | 2332046.9565 | 1800 | 597365.5848 | 2333001.8475 | 1793 | 606653.5005 | 2332046.9565
VN | 1043837465 | LINEVN1767c | 220 | 14.1831 | [5 empty] | 50 | multiple vlevels, 9 cables - 3 systems | LINESTRING (597365.5848054223 2333001.847465074, 597752.9256174283 2333014.9363882053, 598193.6565473543 2333021.4222892784, 598257.9119434081 2332688.0209811637, 598325.8800719507 2332338.569941404, 598376.7967733165 2332047.8822026257, 598518.2711873304 2332011.875853197, 598820.3063911246 2332200.520977486, 599139.0120212183 2332371.1299155257, 599477.3498352601 2332566.779618012, 599765.4991412652 2332720.5919555034, 599908.8703323511 2332879.212485919, 600099.2026661198 2333011.9294933556, 600342.7155687253 2333264.649390249, 600498.3670348265 2333417.793523653, 600772.0593067211 2333676.371286237, 601073.45895557 2333912.398809303, 601386.0885759657 2334156.9468610464, 601666.731441508 2334346.8780114953, 602004.1264583905 2334571.367941088, 602258.3144506554 2334688.5777970795, 602586.9705154753 2334635.358652023, 602760.8012716826 2334592.3951601163, 602975.0897939396 2334539.4466775833, 603186.4037296018 2334405.8772359886, 603621.0157536772 2334162.3651379794, 604055.7741623046 2333920.801924586, 604501.721783308 2333672.800618464, 604834.4348124636 2333489.045861787, 604935.4095176423 2333427.3673707526, 605228.8114868911 2333271.895802161, 605476.9517628952 2333114.347154558, 605835.543913068 2332896.418018974, 606209.38840498 2332626.2370481705, 606461.1517967928 2332297.8065398927, 606653.5005496595 2332046.95646161) | line | [10 empty] | 9 | 3 |  |  | 1800 | 1793 | 2 | FALSE | FALSE | 3 | TRUE | TRUE | 1800 | 1793 | 597365.5848 | 2333001.8475 | 606653.5005 | 2332046.9565 | 1800 | 597365.5848 | 2333001.8475 | 1793 | 606653.5005 | 2332046.9565
VN | 1043837467 | LINEVN1768a | 220 | 0.39793 | [5 empty] | 50 | 6 cables - 2 systems | LINESTRING (593664.8957892428 2340430.138089874, 593404.0396654565 2340413.1496715616, 593336.7580088084 2340393.1100815134) | line | [10 empty] | 6 | 2 |  |  | 1801 | 1802 | 1 | FALSE | FALSE | 2 | TRUE | FALSE | 1801 |  | 593664.8958 | 2340430.1381 |  |  | 1801 | 593664.8958 | 2340430.1381 | 1802 | 593336.758 | 2340393.1101
VN | 1043837467 | LINEVN1768b | 220 | 0.39793 | [5 empty] | 50 | 6 cables - 2 systems | LINESTRING (593664.8957892428 2340430.138089874, 593404.0396654565 2340413.1496715616, 593336.7580088084 2340393.1100815134) | line | [10 empty] | 6 | 2 |  |  | 1801 | 1802 | 1 | FALSE | FALSE | 2 | TRUE | FALSE | 1801 |  | 593664.8958 | 2340430.1381 |  |  | 1801 | 593664.8958 | 2340430.1381 | 1802 | 593336.758 | 2340393.1101
VN | 1043837468 | LINEVN1769 | 500 | 0.39643 | [5 empty] | 50 |  | LINESTRING (594599.9774380119 2340784.6047587204, 594574.0217816472 2340455.266796314) | line | [10 empty] | 3 |  |  |  | 1803 | 1804 | 1 | FALSE | FALSE | 1 | TRUE | TRUE | 1803 | 1804 | 594599.9774 | 2340784.6048 | 594574.0218 | 2340455.2668 | 1803 | 594599.9774 | 2340784.6048 | 1804 | 594574.0218 | 2340455.2668
VN | 1043837469 | LINEVN1770 | 500 | 1.7679 | [5 empty] | 50 |  | LINESTRING (594599.9774380119 2340784.6047587204, 594572.3683248487 2340864.4522128524, 594226.9786856474 2340681.4079693845, 593877.7180512389 2340469.4152479717, 593631.3288014116 2340528.648358839, 593388.698553511 2340566.16714912, 593301.3878143076 2340542.6934897057) | line | [10 empty] | 3 |  |  |  | 1803 | 1805 | 1 | FALSE | FALSE | 1 | TRUE | FALSE | 1803 |  | 594599.9774 | 2340784.6048 |  |  | 1803 | 594599.9774 | 2340784.6048 | 1805 | 593301.3878 | 2340542.6935
VN | 1043837470 | LINEVN1771 | 500 | 2.0064 | [5 empty] | 50 |  | LINESTRING (594629.9349998597 2341168.9119496434, 594553.3055029635 2340886.2149165934, 594226.9786856474 2340681.4079693845, 593873.1527660309 2340488.903656211, 593631.3288014116 2340528.648358839, 593386.4790433361 2340589.5541352634, 593293.5297069296 2340601.070410845) | line | [10 empty] | 3 |  |  |  | 1399 | 1806 | 1 | FALSE | FALSE | 1 | TRUE | FALSE | 1399 |  | 594629.935 | 2341168.9119 |  |  | 1399 | 594629.935 | 2341168.9119 | 1806 | 593293.5297 | 2340601.0704
VN | 1043837471 | LINEVN1772a | 220 | 0.41893 | [5 empty] | 50 | 6 cables - 2 systems | LINESTRING (593664.8957892428 2340430.138089874, 593396.2835570634 2340504.744775822, 593327.5827402554 2340489.6892142957) | line | [10 empty] | 6 | 2 |  |  | 1801 | 1807 | 1 | FALSE | FALSE | 2 | TRUE | FALSE | 1801 |  | 593664.8958 | 2340430.1381 |  |  | 1801 | 593664.8958 | 2340430.1381 | 1807 | 593327.5827 | 2340489.6892
VN | 1043837471 | LINEVN1772b | 220 | 0.41893 | [5 empty] | 50 | 6 cables - 2 systems | LINESTRING (593664.8957892428 2340430.138089874, 593396.2835570634 2340504.744775822, 593327.5827402554 2340489.6892142957) | line | [10 empty] | 6 | 2 |  |  | 1801 | 1807 | 1 | FALSE | FALSE | 2 | TRUE | FALSE | 1801 |  | 593664.8958 | 2340430.1381 |  |  | 1801 | 593664.8958 | 2340430.1381 | 1807 | 593327.5827 | 2340489.6892
VN | 1043837472 | LINEVN1773a | 220 | 1.1116 | [5 empty] | 50 | 12 cables - 4 systems | LINESTRING (594540.2752463156 2340658.286913517, 594197.726955445 2340562.1948356763, 593958.8758365727 2340422.945874486, 593664.8957892428 2340430.138089874) | line | [10 empty] | 12 | 4 |  |  | 1808 | 1801 | 1 | FALSE | FALSE | 4 | TRUE | TRUE | 1808 | 1801 | 594540.2752 | 2340658.2869 | 593664.8958 | 2340430.1381 | 1808 | 594540.2752 | 2340658.2869 | 1801 | 593664.8958 | 2340430.1381
VN | 1043837472 | LINEVN1773b | 220 | 1.1116 | [5 empty] | 50 | 12 cables - 4 systems | LINESTRING (594540.2752463156 2340658.286913517, 594197.726955445 2340562.1948356763, 593958.8758365727 2340422.945874486, 593664.8957892428 2340430.138089874) | line | [10 empty] | 12 | 4 |  |  | 1808 | 1801 | 1 | FALSE | FALSE | 4 | TRUE | TRUE | 1808 | 1801 | 594540.2752 | 2340658.2869 | 593664.8958 | 2340430.1381 | 1808 | 594540.2752 | 2340658.2869 | 1801 | 593664.8958 | 2340430.1381
VN | 1043837472 | LINEVN1773c | 220 | 1.1116 | [5 empty] | 50 | 12 cables - 4 systems | LINESTRING (594540.2752463156 2340658.286913517, 594197.726955445 2340562.1948356763, 593958.8758365727 2340422.945874486, 593664.8957892428 2340430.138089874) | line | [10 empty] | 12 | 4 |  |  | 1808 | 1801 | 1 | FALSE | FALSE | 4 | TRUE | TRUE | 1808 | 1801 | 594540.2752 | 2340658.2869 | 593664.8958 | 2340430.1381 | 1808 | 594540.2752 | 2340658.2869 | 1801 | 593664.8958 | 2340430.1381
VN | 1043837472 | LINEVN1773d | 220 | 1.1116 | [5 empty] | 50 | 12 cables - 4 systems | LINESTRING (594540.2752463156 2340658.286913517, 594197.726955445 2340562.1948356763, 593958.8758365727 2340422.945874486, 593664.8957892428 2340430.138089874) | line | [10 empty] | 12 | 4 |  |  | 1808 | 1801 | 1 | FALSE | FALSE | 4 | TRUE | TRUE | 1808 | 1801 | 594540.2752 | 2340658.2869 | 593664.8958 | 2340430.1381 | 1808 | 594540.2752 | 2340658.2869 | 1801 | 593664.8958 | 2340430.1381
VN | 1043837473 | LINEVN1774a | 220 | 0.24697 | [5 empty] | 50 | 6 cables - 2 systems | LINESTRING (594540.2752463156 2340658.286913517, 594574.0217816472 2340455.266796314) | line | [10 empty] | 6 | 2 |  |  | 1808 | 1804 | 1 | FALSE | FALSE | 2 | TRUE | TRUE | 1808 | 1804 | 594540.2752 | 2340658.2869 | 594574.0218 | 2340455.2668 | 1808 | 594540.2752 | 2340658.2869 | 1804 | 594574.0218 | 2340455.2668
VN | 1043837473 | LINEVN1774b | 220 | 0.24697 | [5 empty] | 50 | 6 cables - 2 systems | LINESTRING (594540.2752463156 2340658.286913517, 594574.0217816472 2340455.266796314) | line | [10 empty] | 6 | 2 |  |  | 1808 | 1804 | 1 | FALSE | FALSE | 2 | TRUE | TRUE | 1808 | 1804 | 594540.2752 | 2340658.2869 | 594574.0218 | 2340455.2668 | 1808 | 594540.2752 | 2340658.2869 | 1804 | 594574.0218 | 2340455.2668
VN | 1043837474 | LINEVN1775a | 220 | 0.63023 | [5 empty] | 50 | 6 cables - 2 systems | LINESTRING (594629.9349998597 2341168.9119496434, 594599.9774380119 2340784.6047587204, 594540.2752463156 2340658.286913517) | line | [10 empty] | 6 | 2 |  |  | 1399 | 1808 | 1 | FALSE | FALSE | 2 | TRUE | TRUE | 1399 | 1808 | 594629.935 | 2341168.9119 | 594540.2752 | 2340658.2869 | 1399 | 594629.935 | 2341168.9119 | 1808 | 594540.2752 | 2340658.2869
VN | 1043837474 | LINEVN1775b | 220 | 0.63023 | [5 empty] | 50 | 6 cables - 2 systems | LINESTRING (594629.9349998597 2341168.9119496434, 594599.9774380119 2340784.6047587204, 594540.2752463156 2340658.286913517) | line | [10 empty] | 6 | 2 |  |  | 1399 | 1808 | 1 | FALSE | FALSE | 2 | TRUE | TRUE | 1399 | 1808 | 594629.935 | 2341168.9119 | 594540.2752 | 2340658.2869 | 1399 | 594629.935 | 2341168.9119 | 1808 | 594540.2752 | 2340658.2869
VN | 1043837475 | LINEVN1776a | 500 | 10.2726 | [5 empty] | 50 | multiple vlevels, 9 cables - 3 systems | LINESTRING (594574.0217816472 2340455.266796314, 594527.3819747472 2340283.331713354, 594457.0497837879 2340018.514823788, 594390.5002033205 2339774.4852906475, 594305.9513042026 2339461.9586144653, 594336.4016559327 2339079.891531094, 594357.5081544706 2338773.9027832295, 594379.2361215518 2338457.391197316, 594517.7101643828 2338036.7372865584, 594340.7186565484 2337668.127328294, 594469.3406638764 2337314.8260990554, 594609.4624368985 2336923.7804932552, 594718.2954510922 2336500.8441099506, 594835.7268290293 2336035.5640949886, 594825.625946895 2335611.646809809, 595094.7029167488 2335373.9078469514, 595320.1108890916 2335151.0188113074, 595632.4909859793 2334845.4645473924, 595954.2737361671 2334532.487829558, 596266.5530851664 2334225.0734810256, 596537.084021549 2333961.0320399147, 596652.610199594 2333809.78699324, 596818.6340656653 2333647.337854353, 596996.5313321489 2333361.4201526353, 597129.0163696145 2332980.642656479) | line | [10 empty] | 9 | 3 |  |  | 1804 | 1790 | 2 | FALSE | FALSE | 3 | TRUE | TRUE | 1804 | 1790 | 594574.0218 | 2340455.2668 | 597129.0164 | 2332980.6427 | 1804 | 594574.0218 | 2340455.2668 | 1790 | 597129.0164 | 2332980.6427
VN | 1043837475 | LINEVN1776b | 500 | 10.2726 | [5 empty] | 50 | multiple vlevels, 9 cables - 3 systems | LINESTRING (594574.0217816472 2340455.266796314, 594527.3819747472 2340283.331713354, 594457.0497837879 2340018.514823788, 594390.5002033205 2339774.4852906475, 594305.9513042026 2339461.9586144653, 594336.4016559327 2339079.891531094, 594357.5081544706 2338773.9027832295, 594379.2361215518 2338457.391197316, 594517.7101643828 2338036.7372865584, 594340.7186565484 2337668.127328294, 594469.3406638764 2337314.8260990554, 594609.4624368985 2336923.7804932552, 594718.2954510922 2336500.8441099506, 594835.7268290293 2336035.5640949886, 594825.625946895 2335611.646809809, 595094.7029167488 2335373.9078469514, 595320.1108890916 2335151.0188113074, 595632.4909859793 2334845.4645473924, 595954.2737361671 2334532.487829558, 596266.5530851664 2334225.0734810256, 596537.084021549 2333961.0320399147, 596652.610199594 2333809.78699324, 596818.6340656653 2333647.337854353, 596996.5313321489 2333361.4201526353, 597129.0163696145 2332980.642656479) | line | [10 empty] | 9 | 3 |  |  | 1804 | 1790 | 2 | FALSE | FALSE | 3 | TRUE | TRUE | 1804 | 1790 | 594574.0218 | 2340455.2668 | 597129.0164 | 2332980.6427 | 1804 | 594574.0218 | 2340455.2668 | 1790 | 597129.0164 | 2332980.6427
VN | 1043837475 | LINEVN1776c | 500 | 10.2726 | [5 empty] | 50 | multiple vlevels, 9 cables - 3 systems | LINESTRING (594574.0217816472 2340455.266796314, 594527.3819747472 2340283.331713354, 594457.0497837879 2340018.514823788, 594390.5002033205 2339774.4852906475, 594305.9513042026 2339461.9586144653, 594336.4016559327 2339079.891531094, 594357.5081544706 2338773.9027832295, 594379.2361215518 2338457.391197316, 594517.7101643828 2338036.7372865584, 594340.7186565484 2337668.127328294, 594469.3406638764 2337314.8260990554, 594609.4624368985 2336923.7804932552, 594718.2954510922 2336500.8441099506, 594835.7268290293 2336035.5640949886, 594825.625946895 2335611.646809809, 595094.7029167488 2335373.9078469514, 595320.1108890916 2335151.0188113074, 595632.4909859793 2334845.4645473924, 595954.2737361671 2334532.487829558, 596266.5530851664 2334225.0734810256, 596537.084021549 2333961.0320399147, 596652.610199594 2333809.78699324, 596818.6340656653 2333647.337854353, 596996.5313321489 2333361.4201526353, 597129.0163696145 2332980.642656479) | line | [10 empty] | 9 | 3 |  |  | 1804 | 1790 | 2 | FALSE | FALSE | 3 | TRUE | TRUE | 1804 | 1790 | 594574.0218 | 2340455.2668 | 597129.0164 | 2332980.6427 | 1804 | 594574.0218 | 2340455.2668 | 1790 | 597129.0164 | 2332980.6427
VN | 1043837475 | LINEVN1777a | 220 | 10.2726 | [5 empty] | 50 | multiple vlevels, 9 cables - 3 systems | LINESTRING (594574.0217816472 2340455.266796314, 594527.3819747472 2340283.331713354, 594457.0497837879 2340018.514823788, 594390.5002033205 2339774.4852906475, 594305.9513042026 2339461.9586144653, 594336.4016559327 2339079.891531094, 594357.5081544706 2338773.9027832295, 594379.2361215518 2338457.391197316, 594517.7101643828 2338036.7372865584, 594340.7186565484 2337668.127328294, 594469.3406638764 2337314.8260990554, 594609.4624368985 2336923.7804932552, 594718.2954510922 2336500.8441099506, 594835.7268290293 2336035.5640949886, 594825.625946895 2335611.646809809, 595094.7029167488 2335373.9078469514, 595320.1108890916 2335151.0188113074, 595632.4909859793 2334845.4645473924, 595954.2737361671 2334532.487829558, 596266.5530851664 2334225.0734810256, 596537.084021549 2333961.0320399147, 596652.610199594 2333809.78699324, 596818.6340656653 2333647.337854353, 596996.5313321489 2333361.4201526353, 597129.0163696145 2332980.642656479) | line | [10 empty] | 9 | 3 |  |  | 1804 | 1790 | 2 | FALSE | FALSE | 3 | TRUE | TRUE | 1804 | 1790 | 594574.0218 | 2340455.2668 | 597129.0164 | 2332980.6427 | 1804 | 594574.0218 | 2340455.2668 | 1790 | 597129.0164 | 2332980.6427
VN | 1043837475 | LINEVN1777b | 220 | 10.2726 | [5 empty] | 50 | multiple vlevels, 9 cables - 3 systems | LINESTRING (594574.0217816472 2340455.266796314, 594527.3819747472 2340283.331713354, 594457.0497837879 2340018.514823788, 594390.5002033205 2339774.4852906475, 594305.9513042026 2339461.9586144653, 594336.4016559327 2339079.891531094, 594357.5081544706 2338773.9027832295, 594379.2361215518 2338457.391197316, 594517.7101643828 2338036.7372865584, 594340.7186565484 2337668.127328294, 594469.3406638764 2337314.8260990554, 594609.4624368985 2336923.7804932552, 594718.2954510922 2336500.8441099506, 594835.7268290293 2336035.5640949886, 594825.625946895 2335611.646809809, 595094.7029167488 2335373.9078469514, 595320.1108890916 2335151.0188113074, 595632.4909859793 2334845.4645473924, 595954.2737361671 2334532.487829558, 596266.5530851664 2334225.0734810256, 596537.084021549 2333961.0320399147, 596652.610199594 2333809.78699324, 596818.6340656653 2333647.337854353, 596996.5313321489 2333361.4201526353, 597129.0163696145 2332980.642656479) | line | [10 empty] | 9 | 3 |  |  | 1804 | 1790 | 2 | FALSE | FALSE | 3 | TRUE | TRUE | 1804 | 1790 | 594574.0218 | 2340455.2668 | 597129.0164 | 2332980.6427 | 1804 | 594574.0218 | 2340455.2668 | 1790 | 597129.0164 | 2332980.6427
VN | 1043837475 | LINEVN1777c | 220 | 10.2726 | [5 empty] | 50 | multiple vlevels, 9 cables - 3 systems | LINESTRING (594574.0217816472 2340455.266796314, 594527.3819747472 2340283.331713354, 594457.0497837879 2340018.514823788, 594390.5002033205 2339774.4852906475, 594305.9513042026 2339461.9586144653, 594336.4016559327 2339079.891531094, 594357.5081544706 2338773.9027832295, 594379.2361215518 2338457.391197316, 594517.7101643828 2338036.7372865584, 594340.7186565484 2337668.127328294, 594469.3406638764 2337314.8260990554, 594609.4624368985 2336923.7804932552, 594718.2954510922 2336500.8441099506, 594835.7268290293 2336035.5640949886, 594825.625946895 2335611.646809809, 595094.7029167488 2335373.9078469514, 595320.1108890916 2335151.0188113074, 595632.4909859793 2334845.4645473924, 595954.2737361671 2334532.487829558, 596266.5530851664 2334225.0734810256, 596537.084021549 2333961.0320399147, 596652.610199594 2333809.78699324, 596818.6340656653 2333647.337854353, 596996.5313321489 2333361.4201526353, 597129.0163696145 2332980.642656479) | line | [10 empty] | 9 | 3 |  |  | 1804 | 1790 | 2 | FALSE | FALSE | 3 | TRUE | TRUE | 1804 | 1790 | 594574.0218 | 2340455.2668 | 597129.0164 | 2332980.6427 | 1804 | 594574.0218 | 2340455.2668 | 1790 | 597129.0164 | 2332980.6427
VN | 1043856240 | LINEVN1778 | 110 | 0.023636 | [5 empty] | 50 |  | LINESTRING (522368.07362432976 2369630.919172347, 522361.51939223113 2369649.493181702) | line | [10 empty] | 3 | 1 |  |  | 1809 | 1810 | 1 | FALSE | FALSE | 1 | FALSE | TRUE |  | 1810 |  |  | 522361.5194 | 2369649.4932 | 1809 | 522368.0736 | 2369630.9192 | 1810 | 522361.5194 | 2369649.4932
VN | 1043856241 | LINEVN1779 | 110 | 0.022409 | [5 empty] | 50 |  | LINESTRING (522379.79458317196 2369645.6556356284, 522361.51939223113 2369649.493181702) | line | [10 empty] | 3 | 1 |  |  | 1811 | 1810 | 1 | FALSE | FALSE | 1 | FALSE | TRUE |  | 1810 |  |  | 522361.5194 | 2369649.4932 | 1811 | 522379.7946 | 2369645.6556 | 1810 | 522361.5194 | 2369649.4932
VN | 1043856243 | LINEVN1780a | 110 | 18.988 | [5 empty] | 50 | 6 cables - 2 systems | LINESTRING (522361.51939223113 2369649.493181702, 522317.8796981344 2369748.502102758, 522311.2196611072 2370040.4424855327, 522320.6234483341 2370233.070420583, 522347.4489157999 2370378.5951395743, 522570.47582718916 2370695.5679176417, 522690.0291843491 2370863.668189748, 523014.1698917941 2371309.0663623726, 523427.08205130027 2371610.4945883146, 523612.68129598926 2371745.8145433036, 523960.6726864614 2372001.4185626227, 524188.850820304 2372253.2984300973, 524525.9121234291 2372625.3889817167, 524655.9389449435 2373017.2261142284, 524669.3775162237 2373221.284630984, 524575.6658417664 2373309.6198027213, 524411.1350272918 2373463.603637877, 524348.5255146308 2373519.314280158, 524198.524858132 2373659.0222493205, 523914.6959327248 2373922.583615572, 523839.6471610866 2374218.010296006, 523777.62119999225 2374451.3650948415, 523836.2228037443 2374574.1729357042, 523865.802168515 2374636.1307546212, 524061.831750846 2375046.9100709446, 524170.9825457237 2375267.380871026, 524125.3452149938 2375346.7700214395, 523839.6286377133 2375843.809456948, 523592.6759501062 2376273.4287898084, 523464.82556748984 2376497.0492186956, 523237.15484772617 2376893.542251844, 523042.3021887546 2377229.742403607, 522947.32954918366 2377397.1329623223, 522849.28494089865 2377570.1755070006, 522703.93182852987 2377806.959350772, 522542.15151382115 2378069.1227312335, 522366.59663943946 2378356.9575805687, 522233.9941631723 2378573.1768059605, 522050.0953447271 2378873.765101092, 521889.94083571574 2379136.402157559, 521692.3393065317 2379462.50997692, 520757.7004761788 2380995.246386152, 520664.61090951244 2380964.535067783, 520415.9770112626 2380885.2376609636, 520243.1468586134 2380829.514141322, 519851.09707082383 2380702.830328137, 519703.03111189586 2380522.3510342618, 519524.5901070128 2380313.8675628793, 519292.82846059743 2380046.2856389745, 519072.5763772136 2379786.76719521) | line | [10 empty] | 6 | 2 |  |  | 1810 | 1812 | 1 | FALSE | FALSE | 2 | TRUE | TRUE | 1810 | 1812 | 522361.5194 | 2369649.4932 | 519072.5764 | 2379786.7672 | 1810 | 522361.5194 | 2369649.4932 | 1812 | 519072.5764 | 2379786.7672
VN | 1043856243 | LINEVN1780b | 110 | 18.988 | [5 empty] | 50 | 6 cables - 2 systems | LINESTRING (522361.51939223113 2369649.493181702, 522317.8796981344 2369748.502102758, 522311.2196611072 2370040.4424855327, 522320.6234483341 2370233.070420583, 522347.4489157999 2370378.5951395743, 522570.47582718916 2370695.5679176417, 522690.0291843491 2370863.668189748, 523014.1698917941 2371309.0663623726, 523427.08205130027 2371610.4945883146, 523612.68129598926 2371745.8145433036, 523960.6726864614 2372001.4185626227, 524188.850820304 2372253.2984300973, 524525.9121234291 2372625.3889817167, 524655.9389449435 2373017.2261142284, 524669.3775162237 2373221.284630984, 524575.6658417664 2373309.6198027213, 524411.1350272918 2373463.603637877, 524348.5255146308 2373519.314280158, 524198.524858132 2373659.0222493205, 523914.6959327248 2373922.583615572, 523839.6471610866 2374218.010296006, 523777.62119999225 2374451.3650948415, 523836.2228037443 2374574.1729357042, 523865.802168515 2374636.1307546212, 524061.831750846 2375046.9100709446, 524170.9825457237 2375267.380871026, 524125.3452149938 2375346.7700214395, 523839.6286377133 2375843.809456948, 523592.6759501062 2376273.4287898084, 523464.82556748984 2376497.0492186956, 523237.15484772617 2376893.542251844, 523042.3021887546 2377229.742403607, 522947.32954918366 2377397.1329623223, 522849.28494089865 2377570.1755070006, 522703.93182852987 2377806.959350772, 522542.15151382115 2378069.1227312335, 522366.59663943946 2378356.9575805687, 522233.9941631723 2378573.1768059605, 522050.0953447271 2378873.765101092, 521889.94083571574 2379136.402157559, 521692.3393065317 2379462.50997692, 520757.7004761788 2380995.246386152, 520664.61090951244 2380964.535067783, 520415.9770112626 2380885.2376609636, 520243.1468586134 2380829.514141322, 519851.09707082383 2380702.830328137, 519703.03111189586 2380522.3510342618, 519524.5901070128 2380313.8675628793, 519292.82846059743 2380046.2856389745, 519072.5763772136 2379786.76719521) | line | [10 empty] | 6 | 2 |  |  | 1810 | 1812 | 1 | FALSE | FALSE | 2 | TRUE | TRUE | 1810 | 1812 | 522361.5194 | 2369649.4932 | 519072.5764 | 2379786.7672 | 1810 | 522361.5194 | 2369649.4932 | 1812 | 519072.5764 | 2379786.7672
VN | 1043856244 | LINEVN1781 | 220 | 0.041749 | [5 empty] | 50 |  | LINESTRING (519130.27069681784 2380488.492407037, 519102.6554908117 2380467.33090412) | line | [10 empty] | 3 | 1 |  |  | 977 | 1813 | 1 | FALSE | FALSE | 1 | TRUE | FALSE | 977 |  | 519130.2707 | 2380488.4924 |  |  | 977 | 519130.2707 | 2380488.4924 | 1813 | 519102.6555 | 2380467.3309
VN | 1044151651 | LINEVN1782a | 220 | 3.9275 | [5 empty] | 50 | 6 cables - 2 systems | LINESTRING (536859.724182788 2361767.8984951954, 536909.1253713827 2361750.865941441, 537338.2592555557 2361611.9436069247, 537689.8247548826 2361652.563579512, 537965.4367059298 2361583.950452213, 538314.7859048245 2361499.6102934345, 538716.8078236209 2361403.161300265, 539026.5086658413 2361330.6292236615, 539392.3477687235 2361245.0343291713, 539688.4255917051 2361174.5626152656, 539847.553267219 2361322.453520747, 539947.1382486138 2361425.6957574296) | line | [10 empty] | 6 | 2 |  |  | 1814 | 973 | 1 | FALSE | FALSE | 2 | FALSE | TRUE |  | 973 |  |  | 539947.1382 | 2361425.6958 | 1814 | 536859.7242 | 2361767.8985 | 973 | 539947.1382 | 2361425.6958
VN | 1044151651 | LINEVN1782b | 220 | 3.9275 | [5 empty] | 50 | 6 cables - 2 systems | LINESTRING (536859.724182788 2361767.8984951954, 536909.1253713827 2361750.865941441, 537338.2592555557 2361611.9436069247, 537689.8247548826 2361652.563579512, 537965.4367059298 2361583.950452213, 538314.7859048245 2361499.6102934345, 538716.8078236209 2361403.161300265, 539026.5086658413 2361330.6292236615, 539392.3477687235 2361245.0343291713, 539688.4255917051 2361174.5626152656, 539847.553267219 2361322.453520747, 539947.1382486138 2361425.6957574296) | line | [10 empty] | 6 | 2 |  |  | 1814 | 973 | 1 | FALSE | FALSE | 2 | FALSE | TRUE |  | 973 |  |  | 539947.1382 | 2361425.6958 | 1814 | 536859.7242 | 2361767.8985 | 973 | 539947.1382 | 2361425.6958
VN | 1044151652 | LINEVN1783a | 220 | 0.47409 | [5 empty] | 50 | 6 cables - 2 systems | LINESTRING (535173.1813624493 2367899.3181505743, 535274.5423806054 2367823.26800102, 535295.2275134317 2367704.741285036, 535432.3963110412 2367649.0685697477) | line | [10 empty] | 6 | 2 |  |  | 1815 | 1816 | 1 | FALSE | FALSE | 2 | TRUE | TRUE | 1815 | 1816 | 535173.1814 | 2367899.3182 | 535432.3963 | 2367649.0686 | 1815 | 535173.1814 | 2367899.3182 | 1816 | 535432.3963 | 2367649.0686
VN | 1044151652 | LINEVN1783b | 220 | 0.47409 | [5 empty] | 50 | 6 cables - 2 systems | LINESTRING (535173.1813624493 2367899.3181505743, 535274.5423806054 2367823.26800102, 535295.2275134317 2367704.741285036, 535432.3963110412 2367649.0685697477) | line | [10 empty] | 6 | 2 |  |  | 1815 | 1816 | 1 | FALSE | FALSE | 2 | TRUE | TRUE | 1815 | 1816 | 535173.1814 | 2367899.3182 | 535432.3963 | 2367649.0686 | 1815 | 535173.1814 | 2367899.3182 | 1816 | 535432.3963 | 2367649.0686
VN | 1044151653 | LINEVN1784a | 220 | 10.5336 | [5 empty] | 50 | 12 cables - 4 systems | LINESTRING (535432.3963110412 2367649.0685697477, 535780.2871910341 2367469.7756396895, 536110.1477473504 2367292.143434141, 536336.6690964389 2367170.1580543704, 536522.9395609085 2367074.803577785, 536800.92357445 2366776.239300146, 537023.4412347126 2366542.5005335095, 537229.2318719637 2366518.919177417, 537469.5759025705 2366398.2759241294, 537828.0574121553 2366223.7212673007, 538243.4173822216 2366020.15475381, 538336.2382220656 2365712.726328336, 538457.4856909484 2365317.4633855894, 538520.3933086658 2365108.360146365, 538638.3073738976 2364719.222443947, 538735.4948443936 2364390.7111911518, 538840.4568989235 2364042.2302747536, 538967.8421466167 2363622.060887053, 539077.4242915744 2363261.827368546, 539152.8311306929 2363008.9163748175, 539134.1657790408 2362734.2081596744, 539129.9838632745 2362623.4739108356, 539271.5685005502 2362578.5462183445, 539341.6350105145 2362612.0962022524, 539505.4132374356 2362560.373002642, 539765.8939847595 2362478.073671053, 539909.6732328441 2362418.8458981854, 540011.0425199167 2362075.023406079, 539922.4357871922 2361919.145974303, 539844.346826991 2361781.966472849, 539817.5925886338 2361520.419870999, 539882.5056861494 2361470.739287144, 539947.1382486138 2361425.6957574296) | line | [10 empty] | 12 | 4 |  |  | 1816 | 973 | 1 | FALSE | FALSE | 4 | TRUE | TRUE | 1816 | 973 | 535432.3963 | 2367649.0686 | 539947.1382 | 2361425.6958 | 1816 | 535432.3963 | 2367649.0686 | 973 | 539947.1382 | 2361425.6958
VN | 1044151653 | LINEVN1784b | 220 | 10.5336 | [5 empty] | 50 | 12 cables - 4 systems | LINESTRING (535432.3963110412 2367649.0685697477, 535780.2871910341 2367469.7756396895, 536110.1477473504 2367292.143434141, 536336.6690964389 2367170.1580543704, 536522.9395609085 2367074.803577785, 536800.92357445 2366776.239300146, 537023.4412347126 2366542.5005335095, 537229.2318719637 2366518.919177417, 537469.5759025705 2366398.2759241294, 537828.0574121553 2366223.7212673007, 538243.4173822216 2366020.15475381, 538336.2382220656 2365712.726328336, 538457.4856909484 2365317.4633855894, 538520.3933086658 2365108.360146365, 538638.3073738976 2364719.222443947, 538735.4948443936 2364390.7111911518, 538840.4568989235 2364042.2302747536, 538967.8421466167 2363622.060887053, 539077.4242915744 2363261.827368546, 539152.8311306929 2363008.9163748175, 539134.1657790408 2362734.2081596744, 539129.9838632745 2362623.4739108356, 539271.5685005502 2362578.5462183445, 539341.6350105145 2362612.0962022524, 539505.4132374356 2362560.373002642, 539765.8939847595 2362478.073671053, 539909.6732328441 2362418.8458981854, 540011.0425199167 2362075.023406079, 539922.4357871922 2361919.145974303, 539844.346826991 2361781.966472849, 539817.5925886338 2361520.419870999, 539882.5056861494 2361470.739287144, 539947.1382486138 2361425.6957574296) | line | [10 empty] | 12 | 4 |  |  | 1816 | 973 | 1 | FALSE | FALSE | 4 | TRUE | TRUE | 1816 | 973 | 535432.3963 | 2367649.0686 | 539947.1382 | 2361425.6958 | 1816 | 535432.3963 | 2367649.0686 | 973 | 539947.1382 | 2361425.6958
VN | 1044151653 | LINEVN1784c | 220 | 10.5336 | [5 empty] | 50 | 12 cables - 4 systems | LINESTRING (535432.3963110412 2367649.0685697477, 535780.2871910341 2367469.7756396895, 536110.1477473504 2367292.143434141, 536336.6690964389 2367170.1580543704, 536522.9395609085 2367074.803577785, 536800.92357445 2366776.239300146, 537023.4412347126 2366542.5005335095, 537229.2318719637 2366518.919177417, 537469.5759025705 2366398.2759241294, 537828.0574121553 2366223.7212673007, 538243.4173822216 2366020.15475381, 538336.2382220656 2365712.726328336, 538457.4856909484 2365317.4633855894, 538520.3933086658 2365108.360146365, 538638.3073738976 2364719.222443947, 538735.4948443936 2364390.7111911518, 538840.4568989235 2364042.2302747536, 538967.8421466167 2363622.060887053, 539077.4242915744 2363261.827368546, 539152.8311306929 2363008.9163748175, 539134.1657790408 2362734.2081596744, 539129.9838632745 2362623.4739108356, 539271.5685005502 2362578.5462183445, 539341.6350105145 2362612.0962022524, 539505.4132374356 2362560.373002642, 539765.8939847595 2362478.073671053, 539909.6732328441 2362418.8458981854, 540011.0425199167 2362075.023406079, 539922.4357871922 2361919.145974303, 539844.346826991 2361781.966472849, 539817.5925886338 2361520.419870999, 539882.5056861494 2361470.739287144, 539947.1382486138 2361425.6957574296) | line | [10 empty] | 12 | 4 |  |  | 1816 | 973 | 1 | FALSE | FALSE | 4 | TRUE | TRUE | 1816 | 973 | 535432.3963 | 2367649.0686 | 539947.1382 | 2361425.6958 | 1816 | 535432.3963 | 2367649.0686 | 973 | 539947.1382 | 2361425.6958
VN | 1044151653 | LINEVN1784d | 220 | 10.5336 | [5 empty] | 50 | 12 cables - 4 systems | LINESTRING (535432.3963110412 2367649.0685697477, 535780.2871910341 2367469.7756396895, 536110.1477473504 2367292.143434141, 536336.6690964389 2367170.1580543704, 536522.9395609085 2367074.803577785, 536800.92357445 2366776.239300146, 537023.4412347126 2366542.5005335095, 537229.2318719637 2366518.919177417, 537469.5759025705 2366398.2759241294, 537828.0574121553 2366223.7212673007, 538243.4173822216 2366020.15475381, 538336.2382220656 2365712.726328336, 538457.4856909484 2365317.4633855894, 538520.3933086658 2365108.360146365, 538638.3073738976 2364719.222443947, 538735.4948443936 2364390.7111911518, 538840.4568989235 2364042.2302747536, 538967.8421466167 2363622.060887053, 539077.4242915744 2363261.827368546, 539152.8311306929 2363008.9163748175, 539134.1657790408 2362734.2081596744, 539129.9838632745 2362623.4739108356, 539271.5685005502 2362578.5462183445, 539341.6350105145 2362612.0962022524, 539505.4132374356 2362560.373002642, 539765.8939847595 2362478.073671053, 539909.6732328441 2362418.8458981854, 540011.0425199167 2362075.023406079, 539922.4357871922 2361919.145974303, 539844.346826991 2361781.966472849, 539817.5925886338 2361520.419870999, 539882.5056861494 2361470.739287144, 539947.1382486138 2361425.6957574296) | line | [10 empty] | 12 | 4 |  |  | 1816 | 973 | 1 | FALSE | FALSE | 4 | TRUE | TRUE | 1816 | 973 | 535432.3963 | 2367649.0686 | 539947.1382 | 2361425.6958 | 1816 | 535432.3963 | 2367649.0686 | 973 | 539947.1382 | 2361425.6958
VN | 1044151654 | LINEVN1785a | 220 | 0.48185 | [5 empty] | 50 | 6 cables - 2 systems | LINESTRING (535173.1813624493 2367899.3181505743, 535307.077346384 2367846.4153941306, 535320.546151805 2367724.486230956, 535432.3963110412 2367649.0685697477) | line | [10 empty] | 6 | 2 |  |  | 1815 | 1816 | 1 | FALSE | FALSE | 2 | TRUE | TRUE | 1815 | 1816 | 535173.1814 | 2367899.3182 | 535432.3963 | 2367649.0686 | 1815 | 535173.1814 | 2367899.3182 | 1816 | 535432.3963 | 2367649.0686
VN | 1044151654 | LINEVN1785b | 220 | 0.48185 | [5 empty] | 50 | 6 cables - 2 systems | LINESTRING (535173.1813624493 2367899.3181505743, 535307.077346384 2367846.4153941306, 535320.546151805 2367724.486230956, 535432.3963110412 2367649.0685697477) | line | [10 empty] | 6 | 2 |  |  | 1815 | 1816 | 1 | FALSE | FALSE | 2 | TRUE | TRUE | 1815 | 1816 | 535173.1814 | 2367899.3182 | 535432.3963 | 2367649.0686 | 1815 | 535173.1814 | 2367899.3182 | 1816 | 535432.3963 | 2367649.0686
VN | 1044151655 | LINEVN1786a | 220 | 7.0818 | [5 empty] | 50 | 12 cables - 4 systems | LINESTRING (531811.6314710324 2372001.3021842875, 532136.1815032666 2371961.875153525, 532491.4384024063 2371920.579110999, 532755.7107049573 2371797.6020073206, 532972.1423979399 2371697.18819861, 533257.9025401204 2371563.914225642, 533442.8421142593 2371075.197737249, 533588.4385784674 2370690.441485371, 533692.9579843101 2370413.6363286795, 533714.6290941229 2370082.625672819, 533937.8644323077 2369730.341525635, 534175.1296673748 2369353.9727120483, 534366.9352199902 2369053.9136794223, 534418.7716225223 2368599.415788988, 534455.8594956687 2368278.4888860765, 535173.1813624493 2367899.3181505743) | line | [10 empty] | 12 | 4 |  |  | 1817 | 1815 | 1 | FALSE | FALSE | 4 | TRUE | TRUE | 1817 | 1815 | 531811.6315 | 2372001.3022 | 535173.1814 | 2367899.3182 | 1817 | 531811.6315 | 2372001.3022 | 1815 | 535173.1814 | 2367899.3182
VN | 1044151655 | LINEVN1786b | 220 | 7.0818 | [5 empty] | 50 | 12 cables - 4 systems | LINESTRING (531811.6314710324 2372001.3021842875, 532136.1815032666 2371961.875153525, 532491.4384024063 2371920.579110999, 532755.7107049573 2371797.6020073206, 532972.1423979399 2371697.18819861, 533257.9025401204 2371563.914225642, 533442.8421142593 2371075.197737249, 533588.4385784674 2370690.441485371, 533692.9579843101 2370413.6363286795, 533714.6290941229 2370082.625672819, 533937.8644323077 2369730.341525635, 534175.1296673748 2369353.9727120483, 534366.9352199902 2369053.9136794223, 534418.7716225223 2368599.415788988, 534455.8594956687 2368278.4888860765, 535173.1813624493 2367899.3181505743) | line | [10 empty] | 12 | 4 |  |  | 1817 | 1815 | 1 | FALSE | FALSE | 4 | TRUE | TRUE | 1817 | 1815 | 531811.6315 | 2372001.3022 | 535173.1814 | 2367899.3182 | 1817 | 531811.6315 | 2372001.3022 | 1815 | 535173.1814 | 2367899.3182
VN | 1044151655 | LINEVN1786c | 220 | 7.0818 | [5 empty] | 50 | 12 cables - 4 systems | LINESTRING (531811.6314710324 2372001.3021842875, 532136.1815032666 2371961.875153525, 532491.4384024063 2371920.579110999, 532755.7107049573 2371797.6020073206, 532972.1423979399 2371697.18819861, 533257.9025401204 2371563.914225642, 533442.8421142593 2371075.197737249, 533588.4385784674 2370690.441485371, 533692.9579843101 2370413.6363286795, 533714.6290941229 2370082.625672819, 533937.8644323077 2369730.341525635, 534175.1296673748 2369353.9727120483, 534366.9352199902 2369053.9136794223, 534418.7716225223 2368599.415788988, 534455.8594956687 2368278.4888860765, 535173.1813624493 2367899.3181505743) | line | [10 empty] | 12 | 4 |  |  | 1817 | 1815 | 1 | FALSE | FALSE | 4 | TRUE | TRUE | 1817 | 1815 | 531811.6315 | 2372001.3022 | 535173.1814 | 2367899.3182 | 1817 | 531811.6315 | 2372001.3022 | 1815 | 535173.1814 | 2367899.3182
VN | 1044151655 | LINEVN1786d | 220 | 7.0818 | [5 empty] | 50 | 12 cables - 4 systems | LINESTRING (531811.6314710324 2372001.3021842875, 532136.1815032666 2371961.875153525, 532491.4384024063 2371920.579110999, 532755.7107049573 2371797.6020073206, 532972.1423979399 2371697.18819861, 533257.9025401204 2371563.914225642, 533442.8421142593 2371075.197737249, 533588.4385784674 2370690.441485371, 533692.9579843101 2370413.6363286795, 533714.6290941229 2370082.625672819, 533937.8644323077 2369730.341525635, 534175.1296673748 2369353.9727120483, 534366.9352199902 2369053.9136794223, 534418.7716225223 2368599.415788988, 534455.8594956687 2368278.4888860765, 535173.1813624493 2367899.3181505743) | line | [10 empty] | 12 | 4 |  |  | 1817 | 1815 | 1 | FALSE | FALSE | 4 | TRUE | TRUE | 1817 | 1815 | 531811.6315 | 2372001.3022 | 535173.1814 | 2367899.3182 | 1817 | 531811.6315 | 2372001.3022 | 1815 | 535173.1814 | 2367899.3182
VN | 1044151656 | LINEVN1787a | 220 | 0.53655 | [5 empty] | 50 | 6 cables - 2 systems | LINESTRING (531383.1854188557 2371875.986258815, 531427.057179221 2371897.067156477, 531811.6314710324 2372001.3021842875) | line | [10 empty] | 6 | 2 |  |  | 1818 | 1817 | 1 | FALSE | FALSE | 2 | FALSE | TRUE |  | 1817 |  |  | 531811.6315 | 2372001.3022 | 1818 | 531383.1854 | 2371875.9863 | 1817 | 531811.6315 | 2372001.3022
VN | 1044151656 | LINEVN1787b | 220 | 0.53655 | [5 empty] | 50 | 6 cables - 2 systems | LINESTRING (531383.1854188557 2371875.986258815, 531427.057179221 2371897.067156477, 531811.6314710324 2372001.3021842875) | line | [10 empty] | 6 | 2 |  |  | 1818 | 1817 | 1 | FALSE | FALSE | 2 | FALSE | TRUE |  | 1817 |  |  | 531811.6315 | 2372001.3022 | 1818 | 531383.1854 | 2371875.9863 | 1817 | 531811.6315 | 2372001.3022
VN | 1044151657 | LINEVN1788a | 220 | 0.55595 | [5 empty] | 50 | 6 cables - 2 systems | LINESTRING (531357.5455120998 2371910.8895154735, 531407.2622397669 2371926.049194156, 531811.6314710324 2372001.3021842875) | line | [10 empty] | 6 | 2 |  |  | 1819 | 1817 | 1 | FALSE | FALSE | 2 | FALSE | TRUE |  | 1817 |  |  | 531811.6315 | 2372001.3022 | 1819 | 531357.5455 | 2371910.8895 | 1817 | 531811.6315 | 2372001.3022
VN | 1044151657 | LINEVN1788b | 220 | 0.55595 | [5 empty] | 50 | 6 cables - 2 systems | LINESTRING (531357.5455120998 2371910.8895154735, 531407.2622397669 2371926.049194156, 531811.6314710324 2372001.3021842875) | line | [10 empty] | 6 | 2 |  |  | 1819 | 1817 | 1 | FALSE | FALSE | 2 | FALSE | TRUE |  | 1817 |  |  | 531811.6315 | 2372001.3022 | 1819 | 531357.5455 | 2371910.8895 | 1817 | 531811.6315 | 2372001.3022
VN | 1044154068 | LINEVN1789 | 110 | 1.9843 | [5 empty] | 50 |  | LINESTRING (593470.7023708741 2369356.7919697254, 593449.332284856 2369518.766583858, 593447.4005462967 2369759.200870235, 593445.2964041511 2369955.7005132544, 593442.7964166253 2370235.4384333408, 593440.2294095232 2370521.396952392, 593436.8922798793 2370788.068538737, 593435.8708729385 2371008.871573919) | line | [14 empty] | 1820 | 1821 | 1 | FALSE | FALSE | 1 | TRUE | TRUE | 1820 | 1821 | 593470.7024 | 2369356.792 | 593435.8709 | 2371008.8716 | 1820 | 593470.7024 | 2369356.792 | 1821 | 593435.8709 | 2371008.8716
VN | 1044154071 | LINEVN1790 | 110 | 3.4543 | [5 empty] | 50 |  | LINESTRING (593435.8708729385 2371008.871573919, 593433.6689272359 2371215.0896944725, 593430.5313258916 2371434.419515852, 593428.8956372412 2371695.2897971137, 593427.2106505763 2371916.078156904, 593463.6080462432 2372183.775836575, 593461.0519566826 2372481.933335389, 593456.8860238115 2372771.7022358943, 593194.0312380656 2372806.597427821, 593080.549122347 2373063.8926487938, 592825.7856476458 2372996.8148654634, 592756.5534618851 2373269.1427381234, 592750.7305240192 2373290.8051500004) | line | [14 empty] | 1821 | 1822 | 1 | FALSE | FALSE | 1 | TRUE | FALSE | 1821 |  | 593435.8709 | 2371008.8716 |  |  | 1821 | 593435.8709 | 2371008.8716 | 1822 | 592750.7305 | 2373290.8051
VN | 1044154073 | LINEVN1791a | 110 | 8.7949 | [5 empty] | 50 | 12 cables - 4 systems | LINESTRING (589558.625077328 2365637.6082324414, 589693.1193791653 2365830.3412966495, 589895.7966506163 2365860.6260771616, 590101.6676273926 2365890.6543597574, 590129.6182656905 2365714.2242200524, 590398.5948440132 2365697.2632037466, 590447.9251365762 2365537.6886420622, 590497.1331865148 2365553.23736969, 590679.4207590753 2365436.553943209, 590824.3285200198 2365505.5692045717, 591002.687505804 2365621.218631795, 591186.7883388782 2365740.366916762, 591276.9398253977 2365976.6771311895, 591371.5648179889 2366233.6680826936, 591551.5810313529 2366325.3466429757, 591713.8257488247 2366409.95359747, 591791.3727448027 2366539.279606433, 591875.7255563483 2366680.244921107, 592029.124081601 2366669.300846671, 592245.8590543013 2366656.768901677, 592478.042566682 2366641.9920111513, 592520.8626145434 2366806.6011584215, 592759.1340003943 2366809.197265037, 593013.2649943663 2366813.7249804144, 593238.384513231 2367013.073884058, 593299.5764744303 2367130.3483156143, 593314.7169591205 2367302.7822287553, 593290.2892159442 2367500.846865129, 593266.5248821116 2367693.568944095, 593242.4157157958 2367886.8536256747, 593218.1920540191 2368085.7276412994, 593232.9530274548 2368226.6344383857, 593239.854631652 2368454.7103632125, 593281.3451515217 2368612.0754973185, 593335.4651506806 2368822.5790239517, 593357.5166116741 2369049.0707562543, 593351.7743357568 2369153.796702927, 593470.7023708741 2369356.7919697254) | line | [10 empty] | 12 | 4 |  |  | 1823 | 1820 | 1 | FALSE | FALSE | 4 | FALSE | TRUE |  | 1820 |  |  | 593470.7024 | 2369356.792 | 1823 | 589558.6251 | 2365637.6082 | 1820 | 593470.7024 | 2369356.792
VN | 1044154073 | LINEVN1791b | 110 | 8.7949 | [5 empty] | 50 | 12 cables - 4 systems | LINESTRING (589558.625077328 2365637.6082324414, 589693.1193791653 2365830.3412966495, 589895.7966506163 2365860.6260771616, 590101.6676273926 2365890.6543597574, 590129.6182656905 2365714.2242200524, 590398.5948440132 2365697.2632037466, 590447.9251365762 2365537.6886420622, 590497.1331865148 2365553.23736969, 590679.4207590753 2365436.553943209, 590824.3285200198 2365505.5692045717, 591002.687505804 2365621.218631795, 591186.7883388782 2365740.366916762, 591276.9398253977 2365976.6771311895, 591371.5648179889 2366233.6680826936, 591551.5810313529 2366325.3466429757, 591713.8257488247 2366409.95359747, 591791.3727448027 2366539.279606433, 591875.7255563483 2366680.244921107, 592029.124081601 2366669.300846671, 592245.8590543013 2366656.768901677, 592478.042566682 2366641.9920111513, 592520.8626145434 2366806.6011584215, 592759.1340003943 2366809.197265037, 593013.2649943663 2366813.7249804144, 593238.384513231 2367013.073884058, 593299.5764744303 2367130.3483156143, 593314.7169591205 2367302.7822287553, 593290.2892159442 2367500.846865129, 593266.5248821116 2367693.568944095, 593242.4157157958 2367886.8536256747, 593218.1920540191 2368085.7276412994, 593232.9530274548 2368226.6344383857, 593239.854631652 2368454.7103632125, 593281.3451515217 2368612.0754973185, 593335.4651506806 2368822.5790239517, 593357.5166116741 2369049.0707562543, 593351.7743357568 2369153.796702927, 593470.7023708741 2369356.7919697254) | line | [10 empty] | 12 | 4 |  |  | 1823 | 1820 | 1 | FALSE | FALSE | 4 | FALSE | TRUE |  | 1820 |  |  | 593470.7024 | 2369356.792 | 1823 | 589558.6251 | 2365637.6082 | 1820 | 593470.7024 | 2369356.792
VN | 1044154073 | LINEVN1791c | 110 | 8.7949 | [5 empty] | 50 | 12 cables - 4 systems | LINESTRING (589558.625077328 2365637.6082324414, 589693.1193791653 2365830.3412966495, 589895.7966506163 2365860.6260771616, 590101.6676273926 2365890.6543597574, 590129.6182656905 2365714.2242200524, 590398.5948440132 2365697.2632037466, 590447.9251365762 2365537.6886420622, 590497.1331865148 2365553.23736969, 590679.4207590753 2365436.553943209, 590824.3285200198 2365505.5692045717, 591002.687505804 2365621.218631795, 591186.7883388782 2365740.366916762, 591276.9398253977 2365976.6771311895, 591371.5648179889 2366233.6680826936, 591551.5810313529 2366325.3466429757, 591713.8257488247 2366409.95359747, 591791.3727448027 2366539.279606433, 591875.7255563483 2366680.244921107, 592029.124081601 2366669.300846671, 592245.8590543013 2366656.768901677, 592478.042566682 2366641.9920111513, 592520.8626145434 2366806.6011584215, 592759.1340003943 2366809.197265037, 593013.2649943663 2366813.7249804144, 593238.384513231 2367013.073884058, 593299.5764744303 2367130.3483156143, 593314.7169591205 2367302.7822287553, 593290.2892159442 2367500.846865129, 593266.5248821116 2367693.568944095, 593242.4157157958 2367886.8536256747, 593218.1920540191 2368085.7276412994, 593232.9530274548 2368226.6344383857, 593239.854631652 2368454.7103632125, 593281.3451515217 2368612.0754973185, 593335.4651506806 2368822.5790239517, 593357.5166116741 2369049.0707562543, 593351.7743357568 2369153.796702927, 593470.7023708741 2369356.7919697254) | line | [10 empty] | 12 | 4 |  |  | 1823 | 1820 | 1 | FALSE | FALSE | 4 | FALSE | TRUE |  | 1820 |  |  | 593470.7024 | 2369356.792 | 1823 | 589558.6251 | 2365637.6082 | 1820 | 593470.7024 | 2369356.792
VN | 1044154073 | LINEVN1791d | 110 | 8.7949 | [5 empty] | 50 | 12 cables - 4 systems | LINESTRING (589558.625077328 2365637.6082324414, 589693.1193791653 2365830.3412966495, 589895.7966506163 2365860.6260771616, 590101.6676273926 2365890.6543597574, 590129.6182656905 2365714.2242200524, 590398.5948440132 2365697.2632037466, 590447.9251365762 2365537.6886420622, 590497.1331865148 2365553.23736969, 590679.4207590753 2365436.553943209, 590824.3285200198 2365505.5692045717, 591002.687505804 2365621.218631795, 591186.7883388782 2365740.366916762, 591276.9398253977 2365976.6771311895, 591371.5648179889 2366233.6680826936, 591551.5810313529 2366325.3466429757, 591713.8257488247 2366409.95359747, 591791.3727448027 2366539.279606433, 591875.7255563483 2366680.244921107, 592029.124081601 2366669.300846671, 592245.8590543013 2366656.768901677, 592478.042566682 2366641.9920111513, 592520.8626145434 2366806.6011584215, 592759.1340003943 2366809.197265037, 593013.2649943663 2366813.7249804144, 593238.384513231 2367013.073884058, 593299.5764744303 2367130.3483156143, 593314.7169591205 2367302.7822287553, 593290.2892159442 2367500.846865129, 593266.5248821116 2367693.568944095, 593242.4157157958 2367886.8536256747, 593218.1920540191 2368085.7276412994, 593232.9530274548 2368226.6344383857, 593239.854631652 2368454.7103632125, 593281.3451515217 2368612.0754973185, 593335.4651506806 2368822.5790239517, 593357.5166116741 2369049.0707562543, 593351.7743357568 2369153.796702927, 593470.7023708741 2369356.7919697254) | line | [10 empty] | 12 | 4 |  |  | 1823 | 1820 | 1 | FALSE | FALSE | 4 | FALSE | TRUE |  | 1820 |  |  | 593470.7024 | 2369356.792 | 1823 | 589558.6251 | 2365637.6082 | 1820 | 593470.7024 | 2369356.792
VN | 1044164021 | LINEVN1792 | 220 | 1.2367 | [5 empty] | 50 |  | LINESTRING (588751.2840545324 2356608.266469433, 589001.6254287935 2356314.551812195, 589205.9274920732 2356068.938602921, 589373.9666405744 2355865.999534134, 589379.1780713007 2355804.484775401) | line | [10 empty] | 3 |  |  |  | 959 | 1824 | 1 | FALSE | FALSE | 1 | TRUE | FALSE | 959 |  | 588751.2841 | 2356608.2665 |  |  | 959 | 588751.2841 | 2356608.2665 | 1824 | 589379.1781 | 2355804.4848
VN | 1044164022 | LINEVN1793a | 220 | 33.1437 | [5 empty] | 50 | 6 cables - 2 systems | LINESTRING (589304.4677849588 2355805.183609847, 589294.7088973352 2355859.899372717, 589132.4512200403 2356022.347396437, 588908.2191420668 2356249.733306346, 588731.6872619838 2356379.4652211736, 588455.7351812761 2356576.712487454, 588230.4982158844 2356735.917224169, 587977.902864857 2357018.617296119, 587719.5724944879 2357306.669706652, 587506.4493796754 2357544.770458352, 587282.4502028152 2357579.391625182, 587053.8863429006 2357610.526948704, 586806.1266497761 2357643.3676922554, 586468.8580714983 2357688.323631177, 586131.7250511735 2357733.5528227733, 585891.6083007172 2357477.2959296964, 585688.2761144517 2357258.1392384414, 585385.4644385966 2357337.866340263, 584806.0954712658 2357482.5303334272, 584674.1716394405 2357515.462358634, 584311.7252053934 2357102.0393659403, 584208.436205931 2356982.0303449016, 583982.3738378454 2356715.891664181, 583855.7932221584 2356418.0450882935, 583830.3603593592 2356359.28334644, 583741.084590768 2356162.7203813223, 583662.7083296309 2355982.3852551524, 583443.5934046535 2355468.1622662954, 583252.4368968947 2355034.2894185507, 583115.1660701123 2354726.0022065365, 583025.63242686 2354603.2713556383, 582776.0201732223 2354279.7408658685, 582281.8540966384 2354003.2433145307, 582056.1715873169 2354006.814769005, 581715.7193818375 2354008.9194861734, 581320.3189183732 2354010.614343636, 581036.5072038674 2354011.0111968713, 580852.3973501766 2353793.354068706, 580712.8093087025 2353497.674232079, 580706.3102780172 2353483.9059829894, 580562.7469988496 2353254.974291896, 580400.4102738284 2352992.602043875, 580194.0122001317 2352665.563185836, 579962.7561355332 2352296.334129094, 579740.3429606451 2351939.183493696, 579520.1297549078 2351586.3306015884, 579298.3883823041 2351229.942875264, 579103.9588719 2350920.4330770303, 578925.146271486 2350630.7142772316, 578939.5239281855 2350286.5725852624, 578953.7191491661 2349986.859417791, 578987.5087354518 2349701.596625992, 578856.2679364742 2349530.5866316054, 578715.6047536255 2349350.401040274, 578559.606267442 2349147.5192311304, 578440.9398064157 2348992.5451182583, 578325.7725978422 2348921.4329578616, 578205.7299153116 2348849.744984277, 578062.4221094103 2348712.2997116386, 577946.469873942 2348541.348402667, 577814.403495268 2348347.5757937185, 577674.8070095964 2348143.5193112823, 577557.0493766167 2347970.769506771, 577436.3921508102 2347791.7754168017, 577190.1702501894 2347937.306964155, 576944.831860539 2348085.701885815, 576636.7694210272 2347864.407207521, 576702.8103404067 2347580.642582925, 576573.3226905414 2347291.9585561845, 576483.5365606925 2347085.920852719, 576444.2330999027 2346769.5555687984, 576405.0448359137 2346457.0539750415, 576373.1440920644 2346208.5844146395, 576299.6624497058 2346101.3547939453, 576461.1028719937 2345925.5298979925, 576622.3872488462 2345739.389952978, 576766.3291597443 2345573.791054224, 576893.2528197248 2345427.9816332455, 577032.6084180526 2345305.3313042647, 577173.0763603321 2345182.7537309504, 577302.3782105697 2345068.979573902, 577450.0024787617 2344939.630785673, 577598.9840414613 2344809.094266449, 577735.8285018475 2344688.5186246745, 577886.0983339476 2344556.5074899103, 578043.3662276309 2344418.0225968035, 578179.5178798572 2344298.2662416114, 578335.7947300551 2344161.860169277, 578493.9742078148 2344023.1844763136, 578659.4270139355 2343877.0627016495, 578817.3252927887 2343739.7279039985, 578976.2065061709 2343599.2890138645, 579132.0991549005 2343461.360823663, 579290.3561584253 2343322.3275091746, 579448.1945316774 2343184.555427453, 579602.625107532 2343047.930489857, 579753.1731562698 2342920.419635239, 579931.220911324 2342765.505156199, 580086.2748689292 2342630.4150058837, 580245.3651890818 2342496.2424695743, 580195.8141706525 2342321.8709767708, 580127.9726452306 2341986.994664148, 580102.9482033611 2341693.5683701327, 580141.6778133229 2341688.0786878825) | line | [10 empty] | 6 | 2 |  |  | 1825 | 1826 | 1 | FALSE | FALSE | 2 | FALSE | FALSE | [6 empty] | 1825 | 589304.4678 | 2355805.1836 | 1826 | 580141.6778 | 2341688.0787
VN | 1044164022 | LINEVN1793b | 220 | 33.1437 | [5 empty] | 50 | 6 cables - 2 systems | LINESTRING (589304.4677849588 2355805.183609847, 589294.7088973352 2355859.899372717, 589132.4512200403 2356022.347396437, 588908.2191420668 2356249.733306346, 588731.6872619838 2356379.4652211736, 588455.7351812761 2356576.712487454, 588230.4982158844 2356735.917224169, 587977.902864857 2357018.617296119, 587719.5724944879 2357306.669706652, 587506.4493796754 2357544.770458352, 587282.4502028152 2357579.391625182, 587053.8863429006 2357610.526948704, 586806.1266497761 2357643.3676922554, 586468.8580714983 2357688.323631177, 586131.7250511735 2357733.5528227733, 585891.6083007172 2357477.2959296964, 585688.2761144517 2357258.1392384414, 585385.4644385966 2357337.866340263, 584806.0954712658 2357482.5303334272, 584674.1716394405 2357515.462358634, 584311.7252053934 2357102.0393659403, 584208.436205931 2356982.0303449016, 583982.3738378454 2356715.891664181, 583855.7932221584 2356418.0450882935, 583830.3603593592 2356359.28334644, 583741.084590768 2356162.7203813223, 583662.7083296309 2355982.3852551524, 583443.5934046535 2355468.1622662954, 583252.4368968947 2355034.2894185507, 583115.1660701123 2354726.0022065365, 583025.63242686 2354603.2713556383, 582776.0201732223 2354279.7408658685, 582281.8540966384 2354003.2433145307, 582056.1715873169 2354006.814769005, 581715.7193818375 2354008.9194861734, 581320.3189183732 2354010.614343636, 581036.5072038674 2354011.0111968713, 580852.3973501766 2353793.354068706, 580712.8093087025 2353497.674232079, 580706.3102780172 2353483.9059829894, 580562.7469988496 2353254.974291896, 580400.4102738284 2352992.602043875, 580194.0122001317 2352665.563185836, 579962.7561355332 2352296.334129094, 579740.3429606451 2351939.183493696, 579520.1297549078 2351586.3306015884, 579298.3883823041 2351229.942875264, 579103.9588719 2350920.4330770303, 578925.146271486 2350630.7142772316, 578939.5239281855 2350286.5725852624, 578953.7191491661 2349986.859417791, 578987.5087354518 2349701.596625992, 578856.2679364742 2349530.5866316054, 578715.6047536255 2349350.401040274, 578559.606267442 2349147.5192311304, 578440.9398064157 2348992.5451182583, 578325.7725978422 2348921.4329578616, 578205.7299153116 2348849.744984277, 578062.4221094103 2348712.2997116386, 577946.469873942 2348541.348402667, 577814.403495268 2348347.5757937185, 577674.8070095964 2348143.5193112823, 577557.0493766167 2347970.769506771, 577436.3921508102 2347791.7754168017, 577190.1702501894 2347937.306964155, 576944.831860539 2348085.701885815, 576636.7694210272 2347864.407207521, 576702.8103404067 2347580.642582925, 576573.3226905414 2347291.9585561845, 576483.5365606925 2347085.920852719, 576444.2330999027 2346769.5555687984, 576405.0448359137 2346457.0539750415, 576373.1440920644 2346208.5844146395, 576299.6624497058 2346101.3547939453, 576461.1028719937 2345925.5298979925, 576622.3872488462 2345739.389952978, 576766.3291597443 2345573.791054224, 576893.2528197248 2345427.9816332455, 577032.6084180526 2345305.3313042647, 577173.0763603321 2345182.7537309504, 577302.3782105697 2345068.979573902, 577450.0024787617 2344939.630785673, 577598.9840414613 2344809.094266449, 577735.8285018475 2344688.5186246745, 577886.0983339476 2344556.5074899103, 578043.3662276309 2344418.0225968035, 578179.5178798572 2344298.2662416114, 578335.7947300551 2344161.860169277, 578493.9742078148 2344023.1844763136, 578659.4270139355 2343877.0627016495, 578817.3252927887 2343739.7279039985, 578976.2065061709 2343599.2890138645, 579132.0991549005 2343461.360823663, 579290.3561584253 2343322.3275091746, 579448.1945316774 2343184.555427453, 579602.625107532 2343047.930489857, 579753.1731562698 2342920.419635239, 579931.220911324 2342765.505156199, 580086.2748689292 2342630.4150058837, 580245.3651890818 2342496.2424695743, 580195.8141706525 2342321.8709767708, 580127.9726452306 2341986.994664148, 580102.9482033611 2341693.5683701327, 580141.6778133229 2341688.0786878825) | line | [10 empty] | 6 | 2 |  |  | 1825 | 1826 | 1 | FALSE | FALSE | 2 | FALSE | FALSE | [6 empty] | 1825 | 589304.4678 | 2355805.1836 | 1826 | 580141.6778 | 2341688.0787
VN | 1044164023 | LINEVN1794 | 110 | 1.3746 | [5 empty] | 50 |  | LINESTRING (589875.3398056498 2365260.215969919, 590023.1209571216 2365009.0451081507, 590086.0187065466 2364900.3294546907, 590094.6623238964 2364769.607437858, 590109.3809867199 2364571.4752989947, 590245.499492728 2364572.6383331083, 590468.2889756386 2364562.816036729, 590495.0132166574 2364533.5207568654) | line | [14 empty] | 1827 | 1828 | 1 | FALSE | FALSE | 1 | FALSE | TRUE |  | 1828 |  |  | 590495.0132 | 2364533.5208 | 1827 | 589875.3398 | 2365260.216 | 1828 | 590495.0132 | 2364533.5208
VN | 1044164024 | LINEVN1795 | 110 | 14.9525 | [5 empty] | 50 |  | LINESTRING (591672.8085787748 2364669.3486091364, 591648.2622934161 2364782.9122766396, 591614.7539064853 2364930.551606298, 591579.3387907713 2365096.5771277547, 591539.1625121667 2365281.636957324, 591481.5718422146 2365558.738261821, 591369.34773487 2365736.55315687, 591268.5454600606 2365900.3971603173, 591202.4612725686 2366007.142522726, 591086.2511972591 2366190.6706588254, 591004.2430156335 2366324.0041905306, 591088.8141099685 2366620.0001603067, 591147.8942399841 2366826.736589501, 591212.0756040922 2367057.012735248, 591246.349579139 2367242.9557360867, 591259.3019363892 2367349.170157176, 591291.426818147 2367607.5265769013, 591235.362824512 2367800.977053993, 591160.8135905247 2368058.2150814906, 591109.2647618988 2368238.0983804953, 591066.3117352684 2368387.9883549833, 591011.7381268018 2368575.304522511, 590975.03739228 2368700.9993954734, 590908.9974790222 2368929.960201146, 590853.6344104783 2369121.8993384666, 590809.2327010459 2369275.8552820818, 590761.8513088442 2369440.144335796, 590719.9561502772 2369585.3920261264, 590559.5479209451 2369724.898272289, 590381.7750259108 2369875.07968017, 590223.1179424119 2370011.964337986, 590133.3114446388 2370088.9940727334, 589976.9065807146 2370222.307091109, 589969.8512267359 2370493.2400530614, 589962.2794482779 2370730.1769505143, 589954.5592333915 2370945.273696571, 589950.2905760246 2371087.3001545775, 589882.8450777731 2371246.6542574666, 589823.8226324567 2371387.890763072, 589731.2855824403 2371610.0457222904, 589761.7123046505 2371763.576674632, 589790.7726315964 2371911.100706741, 589821.3396675154 2372063.3929009135, 589857.1016009806 2372243.0657974724, 589898.2323604934 2372457.9352392606, 589876.0489558335 2372648.3455456295, 589856.9650454856 2372819.9001686126, 589838.1486815689 2372980.6196157816, 589820.5525104163 2373134.3612192967, 589653.7616941532 2373367.617639429, 589552.3771970065 2373507.2816461828, 589427.5089190395 2373679.979916569, 589322.2411408873 2373825.567969066, 589213.432910725 2373978.4538785466, 589134.3468374294 2374113.682459768, 589058.7588890227 2374246.0969014466, 588979.9946410012 2374381.671078646, 588893.1585123078 2374530.816394425, 588812.4918400554 2374671.826900269, 588728.9595580627 2374816.0764158578, 588628.4520125294 2374989.799181994, 588543.4560529914 2375135.1484808032, 588399.876787719 2375384.1841969835, 588294.6465570455 2375572.1733481027, 588198.171439027 2375733.821949025, 588074.4608446108 2375948.9197737398) | line | [10 empty] | 3 | 1 |  |  | 968 | 1829 | 1 | FALSE | FALSE | 1 | TRUE | FALSE | 968 |  | 591672.8086 | 2364669.3486 |  |  | 968 | 591672.8086 | 2364669.3486 | 1829 | 588074.4608 | 2375948.9198
VN | 1044164025 | LINEVN1796 |  | 3.4433 | [5 empty] | 50 | multiple vlevels | LINESTRING (592229.5726785498 2363420.0771522066, 592408.2940216269 2363289.621655257, 592429.5474636591 2363150.9466690617, 592439.7670706743 2363089.427200433, 592450.2446192325 2363026.3152511637, 592458.8863071051 2362974.2952061603, 592455.3326008349 2362915.3099530432, 592451.0401622748 2362851.284076343, 592446.0537861728 2362774.3144959514, 592442.3794600706 2362710.978423151, 592438.4293730941 2362634.09221927, 592433.2526434126 2362554.088655179, 592428.9466004425 2362479.6135150744, 592424.5249065792 2362401.750585822, 592413.2415187566 2362343.5517650493, 592402.0967216166 2362284.6674608192, 592386.769839303 2362204.3961363304, 592371.4023032737 2362118.4572362485, 592356.6766732543 2362043.6464327555, 592341.6922723354 2361963.233232103, 592292.3468682112 2361898.808600756, 592244.1696922221 2361834.933131232, 592197.1763082286 2361772.525633794, 592153.8339230337 2361715.385658846, 592101.9981894433 2361647.3169598016, 592061.2629561849 2361594.7856517956, 592010.6536388457 2361531.5945966286, 591961.0903997135 2361468.5535138743, 591916.4124866818 2361412.580051347, 591864.0952933276 2361344.952263819, 591849.3045307786 2361266.411469426, 591829.4840365923 2361167.6524253553, 591814.5986774405 2361094.800655879, 591803.4958515073 2361040.787591287, 591781.5210300381 2360985.7061026897, 591744.8819285297 2360892.099371823, 591724.0503068952 2360838.341630885) | line | [10 empty] | 3 | 1 |  |  | 1830 | 1831 | 0 | FALSE | FALSE | 1 | FALSE | FALSE | [6 empty] | 1830 | 592229.5727 | 2363420.0772 | 1831 | 591724.0503 | 2360838.3416
VN | 1044164027 | LINEVN1797a | 110 | 1.9027 | [5 empty] | 50 | 6 cables - 2 systems | LINESTRING (590495.0132166574 2364533.5207568654, 590591.7074008572 2364496.87717343, 590798.1184354073 2364533.414093004, 590877.5196894867 2364431.8331732564, 591095.6735971288 2364157.5532355276, 591291.2112355584 2364223.8998490926, 591441.5643386338 2364401.1952888924, 591636.2427746155 2364632.448817753, 591672.8085787748 2364669.3486091364) | line | [10 empty] | 6 | 2 |  |  | 1828 | 968 | 1 | FALSE | FALSE | 2 | TRUE | TRUE | 1828 | 968 | 590495.0132 | 2364533.5208 | 591672.8086 | 2364669.3486 | 1828 | 590495.0132 | 2364533.5208 | 968 | 591672.8086 | 2364669.3486
VN | 1044164027 | LINEVN1797b | 110 | 1.9027 | [5 empty] | 50 | 6 cables - 2 systems | LINESTRING (590495.0132166574 2364533.5207568654, 590591.7074008572 2364496.87717343, 590798.1184354073 2364533.414093004, 590877.5196894867 2364431.8331732564, 591095.6735971288 2364157.5532355276, 591291.2112355584 2364223.8998490926, 591441.5643386338 2364401.1952888924, 591636.2427746155 2364632.448817753, 591672.8085787748 2364669.3486091364) | line | [10 empty] | 6 | 2 |  |  | 1828 | 968 | 1 | FALSE | FALSE | 2 | TRUE | TRUE | 1828 | 968 | 590495.0132 | 2364533.5208 | 591672.8086 | 2364669.3486 | 1828 | 590495.0132 | 2364533.5208 | 968 | 591672.8086 | 2364669.3486
VN | 1044168345 | LINEVN1798 | 110 | 0.022907 | [5 empty] | 50 |  | LINESTRING (582908.2712695433 2334660.7241309364, 582912.6336670372 2334679.3078980437) | line | [10 empty] | 3 | 1 |  |  | 1832 | 1833 | 1 | FALSE | FALSE | 1 | TRUE | FALSE | 1832 |  | 582908.2713 | 2334660.7241 |  |  | 1832 | 582908.2713 | 2334660.7241 | 1833 | 582912.6337 | 2334679.3079
VN | 1044168346 | LINEVN1799 | 110 | 0.022171 | [5 empty] | 50 |  | LINESTRING (582908.2712695433 2334660.7241309364, 582893.8595602971 2334672.2847997933) | line | [10 empty] | 3 | 1 |  |  | 1832 | 1834 | 1 | FALSE | FALSE | 1 | TRUE | FALSE | 1832 |  | 582908.2713 | 2334660.7241 |  |  | 1832 | 582908.2713 | 2334660.7241 | 1834 | 582893.8596 | 2334672.2848
VN | 1044168347 | LINEVN1800a | 110 | 5.0625 | [5 empty] | 50 | 6 cables - 2 systems | LINESTRING (580735.1833878176 2334440.5791149656, 580873.9394085126 2334292.9516959, 581001.49780624 2334302.818713327, 581210.4749362938 2334318.9751269454, 581422.8109055249 2334336.357212963, 581601.4621146264 2334349.845570566, 581651.2406855867 2334424.0399011276, 581599.6493911846 2334575.9653076837, 581534.1630314334 2334776.1582590207, 581454.8437251203 2335016.4396207784, 581416.6652308663 2335132.2931714663, 581545.8713547328 2335282.476708542, 581707.3604964179 2335326.3423297624, 582004.7485632072 2335407.2991570076, 582147.7464935422 2335445.3992324006, 582355.3570505438 2335470.175231553, 582605.1031577061 2335565.2392700594, 582839.0675914704 2335654.7491104584, 583071.6212126414 2335747.586896994, 583160.9156849016 2335687.801525459, 583159.8113716872 2335436.8948440906, 583164.2190305198 2335143.2140532997) | line | [10 empty] | 6 | 2 |  |  | 1835 | 1836 | 1 | FALSE | FALSE | 2 | TRUE | TRUE | 1835 | 1836 | 580735.1834 | 2334440.5791 | 583164.219 | 2335143.2141 | 1835 | 580735.1834 | 2334440.5791 | 1836 | 583164.219 | 2335143.2141
VN | 1044168347 | LINEVN1800b | 110 | 5.0625 | [5 empty] | 50 | 6 cables - 2 systems | LINESTRING (580735.1833878176 2334440.5791149656, 580873.9394085126 2334292.9516959, 581001.49780624 2334302.818713327, 581210.4749362938 2334318.9751269454, 581422.8109055249 2334336.357212963, 581601.4621146264 2334349.845570566, 581651.2406855867 2334424.0399011276, 581599.6493911846 2334575.9653076837, 581534.1630314334 2334776.1582590207, 581454.8437251203 2335016.4396207784, 581416.6652308663 2335132.2931714663, 581545.8713547328 2335282.476708542, 581707.3604964179 2335326.3423297624, 582004.7485632072 2335407.2991570076, 582147.7464935422 2335445.3992324006, 582355.3570505438 2335470.175231553, 582605.1031577061 2335565.2392700594, 582839.0675914704 2335654.7491104584, 583071.6212126414 2335747.586896994, 583160.9156849016 2335687.801525459, 583159.8113716872 2335436.8948440906, 583164.2190305198 2335143.2140532997) | line | [10 empty] | 6 | 2 |  |  | 1835 | 1836 | 1 | FALSE | FALSE | 2 | TRUE | TRUE | 1835 | 1836 | 580735.1834 | 2334440.5791 | 583164.219 | 2335143.2141 | 1835 | 580735.1834 | 2334440.5791 | 1836 | 583164.219 | 2335143.2141
VN | 1044168348 | LINEVN1801a | 110 | 0.21211 | [5 empty] | 50 | 6 cables - 2 systems | LINESTRING (580081.3188580964 2341617.610660143, 580128.5707072602 2341578.2595440075, 580193.3084189009 2341578.85141541, 580215.585238402 2341607.0518077877, 580229.6332781775 2341610.994230073) | line | [10 empty] | 6 | 2 |  |  | 1366 | 1837 | 1 | FALSE | FALSE | 2 | TRUE | FALSE | 1366 |  | 580081.3189 | 2341617.6107 |  |  | 1366 | 580081.3189 | 2341617.6107 | 1837 | 580229.6333 | 2341610.9942
VN | 1044168348 | LINEVN1801b | 110 | 0.21211 | [5 empty] | 50 | 6 cables - 2 systems | LINESTRING (580081.3188580964 2341617.610660143, 580128.5707072602 2341578.2595440075, 580193.3084189009 2341578.85141541, 580215.585238402 2341607.0518077877, 580229.6332781775 2341610.994230073) | line | [10 empty] | 6 | 2 |  |  | 1366 | 1837 | 1 | FALSE | FALSE | 2 | TRUE | FALSE | 1366 |  | 580081.3189 | 2341617.6107 |  |  | 1366 | 580081.3189 | 2341617.6107 | 1837 | 580229.6333 | 2341610.9942
VN | 1044168349 | LINEVN1802a | 220 | 0.071857 | [5 empty] | 50 | 6 cables - 2 systems | LINESTRING (580141.1942300714 2341616.7951213545, 580081.3188580964 2341617.610660143) | line | [10 empty] | 6 | 2 |  |  | 1838 | 1366 | 1 | FALSE | FALSE | 2 | FALSE | TRUE |  | 1366 |  |  | 580081.3189 | 2341617.6107 | 1838 | 580141.1942 | 2341616.7951 | 1366 | 580081.3189 | 2341617.6107
VN | 1044168349 | LINEVN1802b | 220 | 0.071857 | [5 empty] | 50 | 6 cables - 2 systems | LINESTRING (580141.1942300714 2341616.7951213545, 580081.3188580964 2341617.610660143) | line | [10 empty] | 6 | 2 |  |  | 1838 | 1366 | 1 | FALSE | FALSE | 2 | FALSE | TRUE |  | 1366 |  |  | 580081.3189 | 2341617.6107 | 1838 | 580141.1942 | 2341616.7951 | 1366 | 580081.3189 | 2341617.6107
VN | 1044171429 | LINEVN1803a | 110 | 9.6963 | [5 empty] | 50 | 6 cables - 2 systems | LINESTRING (587444.670750193 2338054.072426517, 587465.0305540413 2338074.325345228, 587464.3947416906 2338194.2177180457, 587266.090654513 2338311.823251206, 587051.0915487723 2338439.371129385, 586852.044048649 2338555.350414648, 586684.6359563565 2338677.785299259, 586519.3776889971 2338776.878241101, 586299.5699726477 2338881.1439856635, 586113.9296953978 2338990.8596640043, 585932.8964828603 2339097.6903100177, 585756.6892289021 2339201.4376821327, 585609.1414012897 2339257.364257672, 585413.1783334576 2339331.105161974, 585286.9023512607 2339380.1494108047, 585161.6092128801 2339428.026404216, 584997.5923361995 2339491.0678171394, 584860.0266920505 2339543.24478788, 584738.2208271753 2339589.892111854, 584627.5072422174 2339632.0259305746, 584394.5840041072 2339721.0959779257, 584224.3645064243 2339786.11652476, 584106.6813345044 2339831.339470511, 584022.9040326899 2339863.376285774, 583946.7987382564 2339958.8534712456, 583868.272703591 2340054.8056801367, 583754.414818513 2340181.448893344, 583637.7883060984 2340281.1489200774, 583510.37992671 2340363.6277016965, 583394.4073996457 2340414.6751985443, 583293.8575080364 2340458.80611238, 583145.3326410977 2340506.6469061547, 582997.0094576303 2340553.7927036183, 582836.9015110251 2340605.3854495273, 582677.6300184355 2340658.0907696136, 582501.650014753 2340709.5959777962, 582362.9586615375 2340753.962043593, 582222.95425446 2340780.7458320376, 582058.234124259 2340781.7175455107, 581883.7707866849 2340781.5466825305, 581708.3289144532 2340781.915171524, 581550.3641406358 2340781.5529722814, 581385.5649040715 2340867.9468856826, 581231.4126556447 2340928.3727801885, 581009.186170384 2341014.0666211057, 580759.0712170165 2341109.1787394234, 580517.6810299414 2341201.990684008, 580306.4306039746 2341280.2761737304) | line | [10 empty] | 6 | 2 |  |  | 1839 | 1840 | 1 | FALSE | FALSE | 2 | FALSE | TRUE |  | 1840 |  |  | 580306.4306 | 2341280.2762 | 1839 | 587444.6708 | 2338054.0724 | 1840 | 580306.4306 | 2341280.2762
VN | 1044171429 | LINEVN1803b | 110 | 9.6963 | [5 empty] | 50 | 6 cables - 2 systems | LINESTRING (587444.670750193 2338054.072426517, 587465.0305540413 2338074.325345228, 587464.3947416906 2338194.2177180457, 587266.090654513 2338311.823251206, 587051.0915487723 2338439.371129385, 586852.044048649 2338555.350414648, 586684.6359563565 2338677.785299259, 586519.3776889971 2338776.878241101, 586299.5699726477 2338881.1439856635, 586113.9296953978 2338990.8596640043, 585932.8964828603 2339097.6903100177, 585756.6892289021 2339201.4376821327, 585609.1414012897 2339257.364257672, 585413.1783334576 2339331.105161974, 585286.9023512607 2339380.1494108047, 585161.6092128801 2339428.026404216, 584997.5923361995 2339491.0678171394, 584860.0266920505 2339543.24478788, 584738.2208271753 2339589.892111854, 584627.5072422174 2339632.0259305746, 584394.5840041072 2339721.0959779257, 584224.3645064243 2339786.11652476, 584106.6813345044 2339831.339470511, 584022.9040326899 2339863.376285774, 583946.7987382564 2339958.8534712456, 583868.272703591 2340054.8056801367, 583754.414818513 2340181.448893344, 583637.7883060984 2340281.1489200774, 583510.37992671 2340363.6277016965, 583394.4073996457 2340414.6751985443, 583293.8575080364 2340458.80611238, 583145.3326410977 2340506.6469061547, 582997.0094576303 2340553.7927036183, 582836.9015110251 2340605.3854495273, 582677.6300184355 2340658.0907696136, 582501.650014753 2340709.5959777962, 582362.9586615375 2340753.962043593, 582222.95425446 2340780.7458320376, 582058.234124259 2340781.7175455107, 581883.7707866849 2340781.5466825305, 581708.3289144532 2340781.915171524, 581550.3641406358 2340781.5529722814, 581385.5649040715 2340867.9468856826, 581231.4126556447 2340928.3727801885, 581009.186170384 2341014.0666211057, 580759.0712170165 2341109.1787394234, 580517.6810299414 2341201.990684008, 580306.4306039746 2341280.2761737304) | line | [10 empty] | 6 | 2 |  |  | 1839 | 1840 | 1 | FALSE | FALSE | 2 | FALSE | TRUE |  | 1840 |  |  | 580306.4306 | 2341280.2762 | 1839 | 587444.6708 | 2338054.0724 | 1840 | 580306.4306 | 2341280.2762
VN | 1044171720 | LINEVN1804a | 110 | 2.9389 | [5 empty] | 50 | 6 cables - 2 systems | LINESTRING (586101.0591891655 2336373.6063409313, 586117.1528974354 2336437.943546105, 586205.0329464776 2336572.985486273, 586387.5576074033 2336877.1756159095, 586474.4893509932 2337019.8848281982, 586567.0463709291 2337168.855728741, 586662.5159100187 2337322.5134997014, 586760.2901960346 2337479.8920332273, 586847.2056656724 2337636.2843125644, 586931.454525055 2337780.1223170576, 587029.1778551685 2337934.325765255, 587138.8955801092 2338097.86878886, 587310.5617860694 2338210.5036870195, 587427.3597031101 2338165.851607817, 587444.180831186 2338093.5960157914, 587423.6734241153 2338073.7629491603) | line | [10 empty] | 6 | 2 |  |  | 1841 | 1842 | 1 | FALSE | FALSE | 2 | FALSE | FALSE | [6 empty] | 1841 | 586101.0592 | 2336373.6063 | 1842 | 587423.6734 | 2338073.7629
VN | 1044171720 | LINEVN1804b | 110 | 2.9389 | [5 empty] | 50 | 6 cables - 2 systems | LINESTRING (586101.0591891655 2336373.6063409313, 586117.1528974354 2336437.943546105, 586205.0329464776 2336572.985486273, 586387.5576074033 2336877.1756159095, 586474.4893509932 2337019.8848281982, 586567.0463709291 2337168.855728741, 586662.5159100187 2337322.5134997014, 586760.2901960346 2337479.8920332273, 586847.2056656724 2337636.2843125644, 586931.454525055 2337780.1223170576, 587029.1778551685 2337934.325765255, 587138.8955801092 2338097.86878886, 587310.5617860694 2338210.5036870195, 587427.3597031101 2338165.851607817, 587444.180831186 2338093.5960157914, 587423.6734241153 2338073.7629491603) | line | [10 empty] | 6 | 2 |  |  | 1841 | 1842 | 1 | FALSE | FALSE | 2 | FALSE | FALSE | [6 empty] | 1841 | 586101.0592 | 2336373.6063 | 1842 | 587423.6734 | 2338073.7629
VN | 1044172934 | LINEVN1805a | 110 | 2.4778 | [5 empty] | 50 | 6 cables - 2 systems | LINESTRING (581430.1056916309 2343291.814006059, 581616.6729983549 2343261.4586626706, 581813.3415019586 2343226.9385071155, 581956.8026743882 2343185.4369315654, 582015.4701242971 2343217.6289009918, 582159.2668007363 2343373.0850896244, 582482.4317375246 2343724.237197044, 582597.8257370236 2343851.4520621486, 582740.3522785883 2344038.464076697, 582843.1584409315 2344176.542262049, 582944.0976665332 2344311.922087377, 582960.1559002852 2344328.340364105) | line | [10 empty] | 6 | 2 |  |  | 1843 | 1844 | 1 | FALSE | FALSE | 2 | FALSE | FALSE | [6 empty] | 1843 | 581430.1057 | 2343291.814 | 1844 | 582960.1559 | 2344328.3404
VN | 1044172934 | LINEVN1805b | 110 | 2.4778 | [5 empty] | 50 | 6 cables - 2 systems | LINESTRING (581430.1056916309 2343291.814006059, 581616.6729983549 2343261.4586626706, 581813.3415019586 2343226.9385071155, 581956.8026743882 2343185.4369315654, 582015.4701242971 2343217.6289009918, 582159.2668007363 2343373.0850896244, 582482.4317375246 2343724.237197044, 582597.8257370236 2343851.4520621486, 582740.3522785883 2344038.464076697, 582843.1584409315 2344176.542262049, 582944.0976665332 2344311.922087377, 582960.1559002852 2344328.340364105) | line | [10 empty] | 6 | 2 |  |  | 1843 | 1844 | 1 | FALSE | FALSE | 2 | FALSE | FALSE | [6 empty] | 1843 | 581430.1057 | 2343291.814 | 1844 | 582960.1559 | 2344328.3404
VN | 1044172935 | LINEVN1806a | 110 | 0.76576 | [5 empty] | 50 | 6 cables - 2 systems | LINESTRING (580268.5177405482 2341686.6599400365, 580294.5556830722 2341686.521251686, 580376.853567281 2341686.059446755, 580377.8549816615 2341863.714060787, 580378.8730021905 2342042.1989299604, 580379.8314876544 2342215.846598664) | line | [10 empty] | 6 | 2 |  |  | 1845 | 1846 | 1 | FALSE | FALSE | 2 | FALSE | FALSE | [6 empty] | 1845 | 580268.5177 | 2341686.6599 | 1846 | 580379.8315 | 2342215.8466
VN | 1044172935 | LINEVN1806b | 110 | 0.76576 | [5 empty] | 50 | 6 cables - 2 systems | LINESTRING (580268.5177405482 2341686.6599400365, 580294.5556830722 2341686.521251686, 580376.853567281 2341686.059446755, 580377.8549816615 2341863.714060787, 580378.8730021905 2342042.1989299604, 580379.8314876544 2342215.846598664) | line | [10 empty] | 6 | 2 |  |  | 1845 | 1846 | 1 | FALSE | FALSE | 2 | FALSE | FALSE | [6 empty] | 1845 | 580268.5177 | 2341686.6599 | 1846 | 580379.8315 | 2342215.8466
VN | 1044177317 | LINEVN1807 | 110 | 0.58024 | [5 empty] | 50 |  | LINESTRING (602410.8693694174 2344389.1081122905, 601931.0379357846 2344448.8227399355) | line | [14 empty] | 1847 | 1848 | 1 | FALSE | FALSE | 1 | TRUE | FALSE | 1847 |  | 602410.8694 | 2344389.1081 |  |  | 1847 | 602410.8694 | 2344389.1081 | 1848 | 601931.0379 | 2344448.8227
VN | 1044177319 | LINEVN1808 | 110 | 1.2962 | [5 empty] | 50 |  | LINESTRING (603464.7681345012 2344161.2479716255, 603205.1209865685 2344229.363676407, 603017.1507505308 2344278.2954510655, 602782.8795886575 2344339.5255532144, 602481.0717816795 2344382.760035522, 602410.8693694174 2344389.1081122905) | line | [14 empty] | 1849 | 1847 | 1 | FALSE | FALSE | 1 | FALSE | TRUE |  | 1847 |  |  | 602410.8694 | 2344389.1081 | 1849 | 603464.7681 | 2344161.248 | 1847 | 602410.8694 | 2344389.1081
VN | 1044177321 | LINEVN1809 | 110 | 0.35168 | [5 empty] | 50 |  | LINESTRING (601718.0255710509 2344766.384199059, 601723.470091779 2344742.0546514695, 601702.6113184015 2344579.994839172, 601679.4404150636 2344477.8492331593) | line | [14 empty] | 1850 | 1851 | 1 | FALSE | FALSE | 1 | FALSE | TRUE |  | 1851 |  |  | 601679.4404 | 2344477.8492 | 1850 | 601718.0256 | 2344766.3842 | 1851 | 601679.4404 | 2344477.8492
VN | 1044177322 | LINEVN1810 | 110 | 0.75555 | [5 empty] | 50 |  | LINESTRING (601037.6739092564 2344543.5073706293, 601093.990296454 2344534.7214568793, 601335.4104231711 2344506.032936675, 601662.5285859114 2344466.3987837574) | line | [14 empty] | 1852 | 1853 | 1 | FALSE | FALSE | 1 | TRUE | FALSE | 1852 |  | 601037.6739 | 2344543.5074 |  |  | 1852 | 601037.6739 | 2344543.5074 | 1853 | 601662.5286 | 2344466.3988
VN | 1044177323 | LINEVN1811a | 110 | 3.8002 | [5 empty] | 50 | 6 cables - 2 systems | LINESTRING (601000.32927246 2344571.515325244, 601024.5129499387 2344691.9411666337, 601045.9466959557 2344930.3915289207, 601069.6447697239 2345208.9926648005, 601092.6705476429 2345470.15590613, 601267.5042603506 2345674.9489524853, 601452.5564907572 2345893.366922308, 601630.916934479 2346110.4950521076, 601868.8899123956 2346075.152533717, 602098.9111180769 2346043.505391105, 602331.0161375774 2346012.427862207, 602568.5608995513 2345979.727140777, 602815.8477251674 2345946.2605662337, 602962.4298236102 2346123.488860188) | line | [10 empty] | 6 | 2 |  |  | 1854 | 1855 | 1 | FALSE | FALSE | 2 | TRUE | TRUE | 1854 | 1855 | 601000.3293 | 2344571.5153 | 602962.4298 | 2346123.4889 | 1854 | 601000.3293 | 2344571.5153 | 1855 | 602962.4298 | 2346123.4889
VN | 1044177323 | LINEVN1811b | 110 | 3.8002 | [5 empty] | 50 | 6 cables - 2 systems | LINESTRING (601000.32927246 2344571.515325244, 601024.5129499387 2344691.9411666337, 601045.9466959557 2344930.3915289207, 601069.6447697239 2345208.9926648005, 601092.6705476429 2345470.15590613, 601267.5042603506 2345674.9489524853, 601452.5564907572 2345893.366922308, 601630.916934479 2346110.4950521076, 601868.8899123956 2346075.152533717, 602098.9111180769 2346043.505391105, 602331.0161375774 2346012.427862207, 602568.5608995513 2345979.727140777, 602815.8477251674 2345946.2605662337, 602962.4298236102 2346123.488860188) | line | [10 empty] | 6 | 2 |  |  | 1854 | 1855 | 1 | FALSE | FALSE | 2 | TRUE | TRUE | 1854 | 1855 | 601000.3293 | 2344571.5153 | 602962.4298 | 2346123.4889 | 1854 | 601000.3293 | 2344571.5153 | 1855 | 602962.4298 | 2346123.4889
VN | 1044177324 | LINEVN1812a | 110 | 3.7374 | [5 empty] | 50 | 12 cables - 4 systems | LINESTRING (598031.9518257524 2345357.783786991, 598190.8813650715 2345306.907059594, 598431.875694944 2345231.816865945, 598679.6876641577 2345169.5668812166, 598859.2698267999 2345121.720530374, 599052.6611209062 2345071.745475203, 599243.530133993 2345021.967728745, 599561.9900700151 2344938.506227212, 599808.371019885 2344872.456428615, 600054.2719826956 2344807.171080982, 600295.8457289508 2344742.0068253744, 600542.7960675404 2344675.5616819724, 600802.2934565645 2344606.562615694, 601037.6739092564 2344543.5073706293) | line | [10 empty] | 12 | 4 |  |  | 1856 | 1852 | 1 | FALSE | FALSE | 4 | TRUE | TRUE | 1856 | 1852 | 598031.9518 | 2345357.7838 | 601037.6739 | 2344543.5074 | 1856 | 598031.9518 | 2345357.7838 | 1852 | 601037.6739 | 2344543.5074
VN | 1044177324 | LINEVN1812b | 110 | 3.7374 | [5 empty] | 50 | 12 cables - 4 systems | LINESTRING (598031.9518257524 2345357.783786991, 598190.8813650715 2345306.907059594, 598431.875694944 2345231.816865945, 598679.6876641577 2345169.5668812166, 598859.2698267999 2345121.720530374, 599052.6611209062 2345071.745475203, 599243.530133993 2345021.967728745, 599561.9900700151 2344938.506227212, 599808.371019885 2344872.456428615, 600054.2719826956 2344807.171080982, 600295.8457289508 2344742.0068253744, 600542.7960675404 2344675.5616819724, 600802.2934565645 2344606.562615694, 601037.6739092564 2344543.5073706293) | line | [10 empty] | 12 | 4 |  |  | 1856 | 1852 | 1 | FALSE | FALSE | 4 | TRUE | TRUE | 1856 | 1852 | 598031.9518 | 2345357.7838 | 601037.6739 | 2344543.5074 | 1856 | 598031.9518 | 2345357.7838 | 1852 | 601037.6739 | 2344543.5074
VN | 1044177324 | LINEVN1812c | 110 | 3.7374 | [5 empty] | 50 | 12 cables - 4 systems | LINESTRING (598031.9518257524 2345357.783786991, 598190.8813650715 2345306.907059594, 598431.875694944 2345231.816865945, 598679.6876641577 2345169.5668812166, 598859.2698267999 2345121.720530374, 599052.6611209062 2345071.745475203, 599243.530133993 2345021.967728745, 599561.9900700151 2344938.506227212, 599808.371019885 2344872.456428615, 600054.2719826956 2344807.171080982, 600295.8457289508 2344742.0068253744, 600542.7960675404 2344675.5616819724, 600802.2934565645 2344606.562615694, 601037.6739092564 2344543.5073706293) | line | [10 empty] | 12 | 4 |  |  | 1856 | 1852 | 1 | FALSE | FALSE | 4 | TRUE | TRUE | 1856 | 1852 | 598031.9518 | 2345357.7838 | 601037.6739 | 2344543.5074 | 1856 | 598031.9518 | 2345357.7838 | 1852 | 601037.6739 | 2344543.5074
VN | 1044177324 | LINEVN1812d | 110 | 3.7374 | [5 empty] | 50 | 12 cables - 4 systems | LINESTRING (598031.9518257524 2345357.783786991, 598190.8813650715 2345306.907059594, 598431.875694944 2345231.816865945, 598679.6876641577 2345169.5668812166, 598859.2698267999 2345121.720530374, 599052.6611209062 2345071.745475203, 599243.530133993 2345021.967728745, 599561.9900700151 2344938.506227212, 599808.371019885 2344872.456428615, 600054.2719826956 2344807.171080982, 600295.8457289508 2344742.0068253744, 600542.7960675404 2344675.5616819724, 600802.2934565645 2344606.562615694, 601037.6739092564 2344543.5073706293) | line | [10 empty] | 12 | 4 |  |  | 1856 | 1852 | 1 | FALSE | FALSE | 4 | TRUE | TRUE | 1856 | 1852 | 598031.9518 | 2345357.7838 | 601037.6739 | 2344543.5074 | 1856 | 598031.9518 | 2345357.7838 | 1852 | 601037.6739 | 2344543.5074
VN | 1044177325 | LINEVN1813 | 110 | 0.82343 | [5 empty] | 50 |  | LINESTRING (601679.4404150636 2344477.8492331593, 601373.4865028427 2344516.097026908, 601078.1424051363 2344551.094916666, 601000.32927246 2344571.515325244) | line | [14 empty] | 1851 | 1854 | 1 | FALSE | FALSE | 1 | TRUE | TRUE | 1851 | 1854 | 601679.4404 | 2344477.8492 | 601000.3293 | 2344571.5153 | 1851 | 601679.4404 | 2344477.8492 | 1854 | 601000.3293 | 2344571.5153
VN | 1044177326 | LINEVN1814a | 110 | 0.29352 | [5 empty] | 50 | 6 cables - 2 systems | LINESTRING (597825.4547618325 2345226.879643934, 597858.5788727968 2345251.019152361, 598031.9518257524 2345357.783786991) | line | [10 empty] | 6 | 2 |  |  | 1857 | 1856 | 1 | FALSE | FALSE | 2 | FALSE | TRUE |  | 1856 |  |  | 598031.9518 | 2345357.7838 | 1857 | 597825.4548 | 2345226.8796 | 1856 | 598031.9518 | 2345357.7838
VN | 1044177326 | LINEVN1814b | 110 | 0.29352 | [5 empty] | 50 | 6 cables - 2 systems | LINESTRING (597825.4547618325 2345226.879643934, 597858.5788727968 2345251.019152361, 598031.9518257524 2345357.783786991) | line | [10 empty] | 6 | 2 |  |  | 1857 | 1856 | 1 | FALSE | FALSE | 2 | FALSE | TRUE |  | 1856 |  |  | 598031.9518 | 2345357.7838 | 1857 | 597825.4548 | 2345226.8796 | 1856 | 598031.9518 | 2345357.7838
VN | 1044177327 | LINEVN1815a | 110 | 0.32138 | [5 empty] | 50 | 6 cables - 2 systems | LINESTRING (597794.3226480334 2345236.0366816255, 597824.6983006933 2345259.805560341, 598031.9518257524 2345357.783786991) | line | [10 empty] | 6 | 2 |  |  | 1858 | 1856 | 1 | FALSE | FALSE | 2 | FALSE | TRUE |  | 1856 |  |  | 598031.9518 | 2345357.7838 | 1858 | 597794.3226 | 2345236.0367 | 1856 | 598031.9518 | 2345357.7838
VN | 1044177327 | LINEVN1815b | 110 | 0.32138 | [5 empty] | 50 | 6 cables - 2 systems | LINESTRING (597794.3226480334 2345236.0366816255, 597824.6983006933 2345259.805560341, 598031.9518257524 2345357.783786991) | line | [10 empty] | 6 | 2 |  |  | 1858 | 1856 | 1 | FALSE | FALSE | 2 | FALSE | TRUE |  | 1856 |  |  | 598031.9518 | 2345357.7838 | 1858 | 597794.3226 | 2345236.0367 | 1856 | 598031.9518 | 2345357.7838
VN | 1044177328 | LINEVN1816a | 110 | 0.33684 | [5 empty] | 50 | 6 cables - 2 systems | LINESTRING (597772.3409395 2345242.5030757305, 597783.9727720093 2345272.8571765623, 598006.7488045836 2345382.2621450336) | line | [10 empty] | 6 | 2 |  |  | 1859 | 1860 | 1 | FALSE | FALSE | 2 | FALSE | TRUE |  | 1860 |  |  | 598006.7488 | 2345382.2621 | 1859 | 597772.3409 | 2345242.5031 | 1860 | 598006.7488 | 2345382.2621
VN | 1044177328 | LINEVN1816b | 110 | 0.33684 | [5 empty] | 50 | 6 cables - 2 systems | LINESTRING (597772.3409395 2345242.5030757305, 597783.9727720093 2345272.8571765623, 598006.7488045836 2345382.2621450336) | line | [10 empty] | 6 | 2 |  |  | 1859 | 1860 | 1 | FALSE | FALSE | 2 | FALSE | TRUE |  | 1860 |  |  | 598006.7488 | 2345382.2621 | 1859 | 597772.3409 | 2345242.5031 | 1860 | 598006.7488 | 2345382.2621
VN | 1044177329 | LINEVN1817a | 110 | 0.35725 | [5 empty] | 50 | 6 cables - 2 systems | LINESTRING (597750.2864607023 2345248.9912038385, 597762.7685311879 2345279.5053109247, 598006.7488045836 2345382.2621450336) | line | [10 empty] | 6 | 2 |  |  | 1861 | 1860 | 1 | FALSE | FALSE | 2 | FALSE | TRUE |  | 1860 |  |  | 598006.7488 | 2345382.2621 | 1861 | 597750.2865 | 2345248.9912 | 1860 | 598006.7488 | 2345382.2621
VN | 1044177329 | LINEVN1817b | 110 | 0.35725 | [5 empty] | 50 | 6 cables - 2 systems | LINESTRING (597750.2864607023 2345248.9912038385, 597762.7685311879 2345279.5053109247, 598006.7488045836 2345382.2621450336) | line | [10 empty] | 6 | 2 |  |  | 1861 | 1860 | 1 | FALSE | FALSE | 2 | FALSE | TRUE |  | 1860 |  |  | 598006.7488 | 2345382.2621 | 1861 | 597750.2865 | 2345248.9912 | 1860 | 598006.7488 | 2345382.2621
VN | 1044177330 | LINEVN1818 | 110 | 0.035656 | [5 empty] | 50 |  | LINESTRING (598428.203019511 2345299.1169399265, 598410.3732880517 2345322.886164859) | line | [10 empty] | 3 | 1 |  |  | 1862 | 1863 | 1 | FALSE | FALSE | 1 | TRUE | FALSE | 1862 |  | 598428.203 | 2345299.1169 |  |  | 1862 | 598428.203 | 2345299.1169 | 1863 | 598410.3733 | 2345322.8862
VN | 1044177331 | LINEVN1819 | 110 | 0.030346 | [5 empty] | 50 |  | LINESTRING (598428.203019511 2345299.1169399265, 598403.0571065699 2345301.800069705) | line | [10 empty] | 3 | 1 |  |  | 1862 | 1864 | 1 | FALSE | FALSE | 1 | TRUE | FALSE | 1862 |  | 598428.203 | 2345299.1169 |  |  | 1862 | 598428.203 | 2345299.1169 | 1864 | 598403.0571 | 2345301.8001
VN | 1044177333 | LINEVN1820a | 110 | 0.066004 | [5 empty] | 50 | 6 cables - 2 systems | LINESTRING (598409.7150646052 2345247.3137063803, 598428.203019511 2345299.1169399265) | line | [10 empty] | 6 | 2 |  |  | 1865 | 1862 | 1 | FALSE | FALSE | 2 | TRUE | TRUE | 1865 | 1862 | 598409.7151 | 2345247.3137 | 598428.203 | 2345299.1169 | 1865 | 598409.7151 | 2345247.3137 | 1862 | 598428.203 | 2345299.1169
VN | 1044177333 | LINEVN1820b | 110 | 0.066004 | [5 empty] | 50 | 6 cables - 2 systems | LINESTRING (598409.7150646052 2345247.3137063803, 598428.203019511 2345299.1169399265) | line | [10 empty] | 6 | 2 |  |  | 1865 | 1862 | 1 | FALSE | FALSE | 2 | TRUE | TRUE | 1865 | 1862 | 598409.7151 | 2345247.3137 | 598428.203 | 2345299.1169 | 1865 | 598409.7151 | 2345247.3137 | 1862 | 598428.203 | 2345299.1169
VN | 1044177334 | LINEVN1821a | 110 | 3.214 | [5 empty] | 50 | 6 cables - 2 systems | LINESTRING (598409.7150646052 2345247.3137063803, 598467.3695656587 2345243.1649205023, 598660.7634277485 2345192.288791474, 598906.150701711 2345127.880201256, 599097.8688493245 2345076.523041399, 599271.5369278358 2345030.3722238713, 599628.8983002254 2344935.513333388, 599901.4198549327 2344863.889541052, 600119.7798407292 2344805.843069816, 600348.6608184591 2344745.4394989787, 600556.1955556171 2344692.800767373, 600744.3095800278 2344641.9162785346, 601000.32927246 2344571.515325244) | line | [10 empty] | 6 | 2 |  |  | 1865 | 1854 | 1 | FALSE | FALSE | 2 | TRUE | TRUE | 1865 | 1854 | 598409.7151 | 2345247.3137 | 601000.3293 | 2344571.5153 | 1865 | 598409.7151 | 2345247.3137 | 1854 | 601000.3293 | 2344571.5153
VN | 1044177334 | LINEVN1821b | 110 | 3.214 | [5 empty] | 50 | 6 cables - 2 systems | LINESTRING (598409.7150646052 2345247.3137063803, 598467.3695656587 2345243.1649205023, 598660.7634277485 2345192.288791474, 598906.150701711 2345127.880201256, 599097.8688493245 2345076.523041399, 599271.5369278358 2345030.3722238713, 599628.8983002254 2344935.513333388, 599901.4198549327 2344863.889541052, 600119.7798407292 2344805.843069816, 600348.6608184591 2344745.4394989787, 600556.1955556171 2344692.800767373, 600744.3095800278 2344641.9162785346, 601000.32927246 2344571.515325244) | line | [10 empty] | 6 | 2 |  |  | 1865 | 1854 | 1 | FALSE | FALSE | 2 | TRUE | TRUE | 1865 | 1854 | 598409.7151 | 2345247.3137 | 601000.3293 | 2344571.5153 | 1865 | 598409.7151 | 2345247.3137 | 1854 | 601000.3293 | 2344571.5153
VN | 1044177335 | LINEVN1822a | 110 | 0.50997 | [5 empty] | 50 | 12 cables - 4 systems | LINESTRING (598006.7488045836 2345382.2621450336, 598215.2809357798 2345310.9934132104, 598409.7150646052 2345247.3137063803) | line | [10 empty] | 12 | 4 |  |  | 1860 | 1865 | 1 | FALSE | FALSE | 4 | TRUE | TRUE | 1860 | 1865 | 598006.7488 | 2345382.2621 | 598409.7151 | 2345247.3137 | 1860 | 598006.7488 | 2345382.2621 | 1865 | 598409.7151 | 2345247.3137
VN | 1044177335 | LINEVN1822b | 110 | 0.50997 | [5 empty] | 50 | 12 cables - 4 systems | LINESTRING (598006.7488045836 2345382.2621450336, 598215.2809357798 2345310.9934132104, 598409.7150646052 2345247.3137063803) | line | [10 empty] | 12 | 4 |  |  | 1860 | 1865 | 1 | FALSE | FALSE | 4 | TRUE | TRUE | 1860 | 1865 | 598006.7488 | 2345382.2621 | 598409.7151 | 2345247.3137 | 1860 | 598006.7488 | 2345382.2621 | 1865 | 598409.7151 | 2345247.3137
VN | 1044177335 | LINEVN1822c | 110 | 0.50997 | [5 empty] | 50 | 12 cables - 4 systems | LINESTRING (598006.7488045836 2345382.2621450336, 598215.2809357798 2345310.9934132104, 598409.7150646052 2345247.3137063803) | line | [10 empty] | 12 | 4 |  |  | 1860 | 1865 | 1 | FALSE | FALSE | 4 | TRUE | TRUE | 1860 | 1865 | 598006.7488 | 2345382.2621 | 598409.7151 | 2345247.3137 | 1860 | 598006.7488 | 2345382.2621 | 1865 | 598409.7151 | 2345247.3137
VN | 1044177335 | LINEVN1822d | 110 | 0.50997 | [5 empty] | 50 | 12 cables - 4 systems | LINESTRING (598006.7488045836 2345382.2621450336, 598215.2809357798 2345310.9934132104, 598409.7150646052 2345247.3137063803) | line | [10 empty] | 12 | 4 |  |  | 1860 | 1865 | 1 | FALSE | FALSE | 4 | TRUE | TRUE | 1860 | 1865 | 598006.7488 | 2345382.2621 | 598409.7151 | 2345247.3137 | 1860 | 598006.7488 | 2345382.2621 | 1865 | 598409.7151 | 2345247.3137
VN | 1044178223 | LINEVN1823a | 110 | 0.70611 | [5 empty] | 50 | 6 cables - 2 systems | LINESTRING (593219.599539024 2340354.2370997886, 593182.7077247867 2340352.64480258, 593000.2357308728 2340364.2101497883, 592811.6065487482 2340379.5505008935, 592632.7355291361 2340393.4314273098) | line | [10 empty] | 6 | 2 |  |  | 1866 | 1867 | 1 | FALSE | FALSE | 2 | FALSE | TRUE |  | 1867 |  |  | 592632.7355 | 2340393.4314 | 1866 | 593219.5995 | 2340354.2371 | 1867 | 592632.7355 | 2340393.4314
VN | 1044178223 | LINEVN1823b | 110 | 0.70611 | [5 empty] | 50 | 6 cables - 2 systems | LINESTRING (593219.599539024 2340354.2370997886, 593182.7077247867 2340352.64480258, 593000.2357308728 2340364.2101497883, 592811.6065487482 2340379.5505008935, 592632.7355291361 2340393.4314273098) | line | [10 empty] | 6 | 2 |  |  | 1866 | 1867 | 1 | FALSE | FALSE | 2 | FALSE | TRUE |  | 1867 |  |  | 592632.7355 | 2340393.4314 | 1866 | 593219.5995 | 2340354.2371 | 1867 | 592632.7355 | 2340393.4314
VN | 1044178224 | LINEVN1824a | 110 | 0.10597 | [5 empty] | 50 | 6 cables - 2 systems | LINESTRING (593222.2748367339 2340323.657931661, 593182.9812945584 2340328.1399154887, 593187.4402347234 2340279.583952212) | line | [10 empty] | 6 | 2 |  |  | 1868 | 1869 | 1 | FALSE | FALSE | 2 | FALSE | TRUE |  | 1869 |  |  | 593187.4402 | 2340279.584 | 1868 | 593222.2748 | 2340323.6579 | 1869 | 593187.4402 | 2340279.584
VN | 1044178224 | LINEVN1824b | 110 | 0.10597 | [5 empty] | 50 | 6 cables - 2 systems | LINESTRING (593222.2748367339 2340323.657931661, 593182.9812945584 2340328.1399154887, 593187.4402347234 2340279.583952212) | line | [10 empty] | 6 | 2 |  |  | 1868 | 1869 | 1 | FALSE | FALSE | 2 | FALSE | TRUE |  | 1869 |  |  | 593187.4402 | 2340279.584 | 1868 | 593222.2748 | 2340323.6579 | 1869 | 593187.4402 | 2340279.584
VN | 1044178225 | LINEVN1825a | 110 | 0.047587 | [5 empty] | 50 | 6 cables - 2 systems | LINESTRING (593226.6759631158 2340285.3403339786, 593187.4402347234 2340279.583952212) | line | [10 empty] | 6 | 2 |  |  | 1870 | 1869 | 1 | FALSE | FALSE | 2 | FALSE | TRUE |  | 1869 |  |  | 593187.4402 | 2340279.584 | 1870 | 593226.676 | 2340285.3403 | 1869 | 593187.4402 | 2340279.584
VN | 1044178225 | LINEVN1825b | 110 | 0.047587 | [5 empty] | 50 | 6 cables - 2 systems | LINESTRING (593226.6759631158 2340285.3403339786, 593187.4402347234 2340279.583952212) | line | [10 empty] | 6 | 2 |  |  | 1870 | 1869 | 1 | FALSE | FALSE | 2 | FALSE | TRUE |  | 1869 |  |  | 593187.4402 | 2340279.584 | 1870 | 593226.676 | 2340285.3403 | 1869 | 593187.4402 | 2340279.584
VN | 1044178226 | LINEVN1826a | 110 | 0.42941 | [5 empty] | 50 | 12 cables - 4 systems | LINESTRING (594425.3783346848 2339324.890193368, 594429.8369758881 2339251.6729935836, 594443.7174970813 2338967.5260037472) | line | [10 empty] | 12 | 4 |  |  | 1871 | 1872 | 1 | FALSE | FALSE | 4 | TRUE | TRUE | 1871 | 1872 | 594425.3783 | 2339324.8902 | 594443.7175 | 2338967.526 | 1871 | 594425.3783 | 2339324.8902 | 1872 | 594443.7175 | 2338967.526
VN | 1044178226 | LINEVN1826b | 110 | 0.42941 | [5 empty] | 50 | 12 cables - 4 systems | LINESTRING (594425.3783346848 2339324.890193368, 594429.8369758881 2339251.6729935836, 594443.7174970813 2338967.5260037472) | line | [10 empty] | 12 | 4 |  |  | 1871 | 1872 | 1 | FALSE | FALSE | 4 | TRUE | TRUE | 1871 | 1872 | 594425.3783 | 2339324.8902 | 594443.7175 | 2338967.526 | 1871 | 594425.3783 | 2339324.8902 | 1872 | 594443.7175 | 2338967.526
VN | 1044178226 | LINEVN1826c | 110 | 0.42941 | [5 empty] | 50 | 12 cables - 4 systems | LINESTRING (594425.3783346848 2339324.890193368, 594429.8369758881 2339251.6729935836, 594443.7174970813 2338967.5260037472) | line | [10 empty] | 12 | 4 |  |  | 1871 | 1872 | 1 | FALSE | FALSE | 4 | TRUE | TRUE | 1871 | 1872 | 594425.3783 | 2339324.8902 | 594443.7175 | 2338967.526 | 1871 | 594425.3783 | 2339324.8902 | 1872 | 594443.7175 | 2338967.526
VN | 1044178226 | LINEVN1826d | 110 | 0.42941 | [5 empty] | 50 | 12 cables - 4 systems | LINESTRING (594425.3783346848 2339324.890193368, 594429.8369758881 2339251.6729935836, 594443.7174970813 2338967.5260037472) | line | [10 empty] | 12 | 4 |  |  | 1871 | 1872 | 1 | FALSE | FALSE | 4 | TRUE | TRUE | 1871 | 1872 | 594425.3783 | 2339324.8902 | 594443.7175 | 2338967.526 | 1871 | 594425.3783 | 2339324.8902 | 1872 | 594443.7175 | 2338967.526
VN | 1044178227 | LINEVN1827a | 110 | 0.49888 | [5 empty] | 50 | 6 cables - 2 systems | LINESTRING (594073.4770017993 2339545.3512571603, 594284.8676184826 2339422.9309133193, 594352.2332955803 2339379.8489243207, 594425.3783346848 2339324.890193368) | line | [10 empty] | 6 | 2 |  |  | 1873 | 1871 | 1 | FALSE | FALSE | 2 | TRUE | TRUE | 1873 | 1871 | 594073.477 | 2339545.3513 | 594425.3783 | 2339324.8902 | 1873 | 594073.477 | 2339545.3513 | 1871 | 594425.3783 | 2339324.8902
VN | 1044178227 | LINEVN1827b | 110 | 0.49888 | [5 empty] | 50 | 6 cables - 2 systems | LINESTRING (594073.4770017993 2339545.3512571603, 594284.8676184826 2339422.9309133193, 594352.2332955803 2339379.8489243207, 594425.3783346848 2339324.890193368) | line | [10 empty] | 6 | 2 |  |  | 1873 | 1871 | 1 | FALSE | FALSE | 2 | TRUE | TRUE | 1873 | 1871 | 594073.477 | 2339545.3513 | 594425.3783 | 2339324.8902 | 1873 | 594073.477 | 2339545.3513 | 1871 | 594425.3783 | 2339324.8902
VN | 1044178228 | LINEVN1828a | 110 | 0.49911 | [5 empty] | 50 | 6 cables - 2 systems | LINESTRING (594073.4770017993 2339545.3512571603, 594276.049886493 2339406.9634404466, 594342.9803876496 2339365.5392544796, 594425.3783346848 2339324.890193368) | line | [10 empty] | 6 | 2 |  |  | 1873 | 1871 | 1 | FALSE | FALSE | 2 | TRUE | TRUE | 1873 | 1871 | 594073.477 | 2339545.3513 | 594425.3783 | 2339324.8902 | 1873 | 594073.477 | 2339545.3513 | 1871 | 594425.3783 | 2339324.8902
VN | 1044178228 | LINEVN1828b | 110 | 0.49911 | [5 empty] | 50 | 6 cables - 2 systems | LINESTRING (594073.4770017993 2339545.3512571603, 594276.049886493 2339406.9634404466, 594342.9803876496 2339365.5392544796, 594425.3783346848 2339324.890193368) | line | [10 empty] | 6 | 2 |  |  | 1873 | 1871 | 1 | FALSE | FALSE | 2 | TRUE | TRUE | 1873 | 1871 | 594073.477 | 2339545.3513 | 594425.3783 | 2339324.8902 | 1873 | 594073.477 | 2339545.3513 | 1871 | 594425.3783 | 2339324.8902
VN | 1044178229 | LINEVN1829a | 110 | 1.4549 | [5 empty] | 50 | 12 cables - 4 systems | LINESTRING (593187.4402347234 2340279.583952212, 593211.5113909212 2340086.2476974376, 593445.4535767478 2339937.72256703, 593653.954299791 2339806.832582767, 593863.99665946 2339675.6771674124, 594073.4770017993 2339545.3512571603) | line | [10 empty] | 12 | 4 |  |  | 1869 | 1873 | 1 | FALSE | FALSE | 4 | TRUE | TRUE | 1869 | 1873 | 593187.4402 | 2340279.584 | 594073.477 | 2339545.3513 | 1869 | 593187.4402 | 2340279.584 | 1873 | 594073.477 | 2339545.3513
VN | 1044178229 | LINEVN1829b | 110 | 1.4549 | [5 empty] | 50 | 12 cables - 4 systems | LINESTRING (593187.4402347234 2340279.583952212, 593211.5113909212 2340086.2476974376, 593445.4535767478 2339937.72256703, 593653.954299791 2339806.832582767, 593863.99665946 2339675.6771674124, 594073.4770017993 2339545.3512571603) | line | [10 empty] | 12 | 4 |  |  | 1869 | 1873 | 1 | FALSE | FALSE | 4 | TRUE | TRUE | 1869 | 1873 | 593187.4402 | 2340279.584 | 594073.477 | 2339545.3513 | 1869 | 593187.4402 | 2340279.584 | 1873 | 594073.477 | 2339545.3513
VN | 1044178229 | LINEVN1829c | 110 | 1.4549 | [5 empty] | 50 | 12 cables - 4 systems | LINESTRING (593187.4402347234 2340279.583952212, 593211.5113909212 2340086.2476974376, 593445.4535767478 2339937.72256703, 593653.954299791 2339806.832582767, 593863.99665946 2339675.6771674124, 594073.4770017993 2339545.3512571603) | line | [10 empty] | 12 | 4 |  |  | 1869 | 1873 | 1 | FALSE | FALSE | 4 | TRUE | TRUE | 1869 | 1873 | 593187.4402 | 2340279.584 | 594073.477 | 2339545.3513 | 1869 | 593187.4402 | 2340279.584 | 1873 | 594073.477 | 2339545.3513
VN | 1044178229 | LINEVN1829d | 110 | 1.4549 | [5 empty] | 50 | 12 cables - 4 systems | LINESTRING (593187.4402347234 2340279.583952212, 593211.5113909212 2340086.2476974376, 593445.4535767478 2339937.72256703, 593653.954299791 2339806.832582767, 593863.99665946 2339675.6771674124, 594073.4770017993 2339545.3512571603) | line | [10 empty] | 12 | 4 |  |  | 1869 | 1873 | 1 | FALSE | FALSE | 4 | TRUE | TRUE | 1869 | 1873 | 593187.4402 | 2340279.584 | 594073.477 | 2339545.3513 | 1869 | 593187.4402 | 2340279.584 | 1873 | 594073.477 | 2339545.3513
VN | 1044263434 | LINEVN1830 | 500 | 29.6485 | [5 empty] | 50 |  | LINESTRING (587875.5537977645 2306582.82698531, 587733.2167948495 2306418.3914008792, 587633.1664511319 2306294.2899305844, 587343.761755394 2305950.4246830223, 587053.4299462824 2305606.4716872196, 586765.6095096333 2305265.481503586, 586523.5898750112 2304978.879193805, 586453.2799578059 2304866.8487304063, 586406.5508779794 2304485.661119806, 586352.9424405193 2304043.6738667744, 586298.4675755909 2303579.335912313, 586248.9499506027 2303168.1403425173, 586199.3372313438 2302746.5405944386, 586147.2974889915 2302308.603222764, 586104.0787124728 2301947.8569151084, 586233.3096477061 2301840.4286549613, 586304.5190019928 2301590.354694291, 586405.3792742068 2301219.1594390236, 586531.0883806049 2300766.763749961, 586665.0945214081 2300278.8828749526, 586767.0511077936 2299887.6840328616, 586874.6955463645 2299504.417881449, 587002.7775130017 2299058.62334324, 587092.1402251318 2298730.23950048, 587104.5590097066 2298434.8387369085, 587121.731329013 2298029.6885141856, 587140.9839381515 2297600.8190711183, 587160.8282629541 2297138.2170978514, 587177.3401255789 2296728.17182917, 587196.2825717622 2296279.0687221857, 587216.916987731 2295798.8730690284, 587234.5234840942 2295364.661166065, 587332.3227642304 2294989.426879068, 587424.057740153 2294639.972550273, 587527.4502445247 2294235.7477055043, 587630.2225550307 2293847.535836197, 587732.1592256294 2293456.6749191443, 587798.1409519099 2293094.9023946677, 587852.1342103145 2292796.2334855916, 587936.8470683629 2292335.776114567, 588028.927109894 2291819.264394671, 588115.0642333078 2291342.9548019627, 588197.3256049802 2290887.732326087, 588263.8505323317 2290519.03597054, 588489.9409004687 2290202.200124615, 588753.2396312673 2289823.913275461, 588983.0365697386 2289496.8871009215, 588851.3928764579 2289153.568718606, 588742.1977793794 2288869.7390633556, 588612.8520606878 2288539.063969673, 588635.6068408089 2288168.4351149155, 588661.1253205598 2287749.619333457, 588688.3592641451 2287311.7091990337, 588714.2593039887 2286876.07227534, 588739.4734521125 2286450.205053794, 588794.1832715487 2285981.6483748197, 588406.061118274 2285120.699080017, 588231.597369185 2284700.828948794, 588066.0387398191 2284297.6095810523, 588240.1907231621 2284043.9187863446, 588487.2922825844 2283679.0782313817, 588759.683939383 2283396.741999136) | line | [10 empty] | 3 |  |  |  | 652 | 1874 | 1 | FALSE | FALSE | 1 | TRUE | FALSE | 652 |  | 587875.5538 | 2306582.827 |  |  | 652 | 587875.5538 | 2306582.827 | 1874 | 588759.6839 | 2283396.742
VN | 1044263435 | LINEVN1831a | 500 | 0.51914 | [5 empty] | 50 | 6 cables - 2 systems | LINESTRING (587040.3139497358 2305701.789818315, 586768.9966202548 2305364.8255520957) | line | [10 empty] | 6 | 2 |  |  | 1875 | 1876 | 1 | FALSE | FALSE | 2 | TRUE | TRUE | 1875 | 1876 | 587040.3139 | 2305701.7898 | 586768.9966 | 2305364.8256 | 1875 | 587040.3139 | 2305701.7898 | 1876 | 586768.9966 | 2305364.8256
VN | 1044263435 | LINEVN1831b | 500 | 0.51914 | [5 empty] | 50 | 6 cables - 2 systems | LINESTRING (587040.3139497358 2305701.789818315, 586768.9966202548 2305364.8255520957) | line | [10 empty] | 6 | 2 |  |  | 1875 | 1876 | 1 | FALSE | FALSE | 2 | TRUE | TRUE | 1875 | 1876 | 587040.3139 | 2305701.7898 | 586768.9966 | 2305364.8256 | 1875 | 587040.3139 | 2305701.7898 | 1876 | 586768.9966 | 2305364.8256
VN | 1044263436 | LINEVN1832 | 500 | 2.1456 | [5 empty] | 50 |  | LINESTRING (587731.9422099572 2307147.862948797, 587634.2724614907 2306830.266660994, 587257.2581791894 2306619.6819722853, 587329.7305796545 2306312.671578586, 587301.1924789137 2306007.3592620725, 587040.3139497358 2305701.789818315) | line | [10 empty] | 3 | 1 |  |  | 1877 | 1875 | 1 | FALSE | FALSE | 1 | TRUE | TRUE | 1877 | 1875 | 587731.9422 | 2307147.8629 | 587040.3139 | 2305701.7898 | 1877 | 587731.9422 | 2307147.8629 | 1875 | 587040.3139 | 2305701.7898
VN | 1044263437 | LINEVN1833 | 500 | 2.1417 | [5 empty] | 50 |  | LINESTRING (587731.9422099572 2307147.862948797, 587615.7470801567 2306849.4506461034, 587236.2670161978 2306630.9396903017, 587329.7305796545 2306312.671578586, 587278.5255052513 2306018.6082153763, 587040.3139497358 2305701.789818315) | line | [10 empty] | 3 | 1 |  |  | 1877 | 1875 | 1 | FALSE | FALSE | 1 | TRUE | TRUE | 1877 | 1875 | 587731.9422 | 2307147.8629 | 587040.3139 | 2305701.7898 | 1877 | 587731.9422 | 2307147.8629 | 1875 | 587040.3139 | 2305701.7898
VN | 1044263438 | LINEVN1834 | 500 | 0.96499 | [5 empty] | 50 |  | LINESTRING (588741.3761690225 2308781.3156380747, 588690.0759070291 2308754.877908165, 588344.2858281627 2308711.4527386976, 588203.3903028389 2308339.28904902) | line | [10 empty] | 3 | 1 |  |  | 1878 | 1879 | 1 | FALSE | FALSE | 1 | FALSE | TRUE |  | 1879 |  |  | 588203.3903 | 2308339.289 | 1878 | 588741.3762 | 2308781.3156 | 1879 | 588203.3903 | 2308339.289
VN | 1044263439 | LINEVN1835 | 110 | 0.41182 | [5 empty] | 50 |  | LINESTRING (588615.6172043151 2308791.6728115175, 588589.105667792 2308779.047249272, 588612.3514716013 2308724.802706582, 588654.7350101024 2308624.061907957, 588800.0625915918 2308631.341134279) | line | [10 empty] | 3 | 1 |  |  | 1880 | 1881 | 1 | FALSE | FALSE | 1 | FALSE | TRUE |  | 1881 |  |  | 588800.0626 | 2308631.3411 | 1880 | 588615.6172 | 2308791.6728 | 1881 | 588800.0626 | 2308631.3411
VN | 1044263440 | LINEVN1836 | 110 | 0.45533 | [5 empty] | 50 |  | LINESTRING (588611.6576039671 2308802.7423104555, 588575.5055575598 2308779.805332147, 588599.2606640111 2308719.7415220686, 588646.9861068665 2308612.0891571413, 588800.0625915918 2308631.341134279) | line | [10 empty] | 3 | 1 |  |  | 1882 | 1881 | 1 | FALSE | FALSE | 1 | FALSE | TRUE |  | 1881 |  |  | 588800.0626 | 2308631.3411 | 1882 | 588611.6576 | 2308802.7423 | 1881 | 588800.0626 | 2308631.3411
VN | 1044263441 | LINEVN1837a | 110 | 1.145 | [5 empty] | 50 | 6 cables - 2 systems | LINESTRING (588800.0625915918 2308631.341134279, 588957.9346584586 2308681.832790802, 589110.2094284453 2308734.2441837904, 589346.6457133899 2308896.528327931, 589436.2422715796 2308941.2475739648, 589602.2790363419 2309041.574756159, 589624.3833567251 2309082.46912251) | line | [10 empty] | 6 | 2 |  |  | 1881 | 1883 | 1 | FALSE | FALSE | 2 | TRUE | FALSE | 1881 |  | 588800.0626 | 2308631.3411 |  |  | 1881 | 588800.0626 | 2308631.3411 | 1883 | 589624.3834 | 2309082.4691
VN | 1044263441 | LINEVN1837b | 110 | 1.145 | [5 empty] | 50 | 6 cables - 2 systems | LINESTRING (588800.0625915918 2308631.341134279, 588957.9346584586 2308681.832790802, 589110.2094284453 2308734.2441837904, 589346.6457133899 2308896.528327931, 589436.2422715796 2308941.2475739648, 589602.2790363419 2309041.574756159, 589624.3833567251 2309082.46912251) | line | [10 empty] | 6 | 2 |  |  | 1881 | 1883 | 1 | FALSE | FALSE | 2 | TRUE | FALSE | 1881 |  | 588800.0626 | 2308631.3411 |  |  | 1881 | 588800.0626 | 2308631.3411 | 1883 | 589624.3834 | 2309082.4691
VN | 1044267695 | LINEVN1838 | 500 | 0.37935 | [5 empty] | 50 |  | LINESTRING (566742.8069323276 2320382.1569684213, 566888.783923785 2320603.4495392037, 566937.7892371565 2320617.6476992876) | line | [10 empty] | 3 | 1 |  |  | 1884 | 1885 | 1 | FALSE | FALSE | 1 | TRUE | FALSE | 1884 |  | 566742.8069 | 2320382.157 |  |  | 1884 | 566742.8069 | 2320382.157 | 1885 | 566937.7892 | 2320617.6477
VN | 1044267696 | LINEVN1839 | 500 | 0.36965 | [5 empty] | 50 |  | LINESTRING (566742.8069323276 2320382.1569684213, 566910.5954101272 2320587.0460343673, 566953.5152485857 2320592.0776214125) | line | [10 empty] | 3 | 1 |  |  | 1884 | 1886 | 1 | FALSE | FALSE | 1 | TRUE | FALSE | 1884 |  | 566742.8069 | 2320382.157 |  |  | 1884 | 566742.8069 | 2320382.157 | 1886 | 566953.5152 | 2320592.0776
VN | 1044267697 | LINEVN1840a | 500 | 1.1402 | [5 empty] | 50 | 6 cables - 2 systems | LINESTRING (566304.8809661791 2319538.9432300236, 566564.9767032873 2320038.6478578565, 566742.8069323276 2320382.1569684213) | line | [10 empty] | 6 | 2 |  |  | 1887 | 1884 | 1 | FALSE | FALSE | 2 | TRUE | TRUE | 1887 | 1884 | 566304.881 | 2319538.9432 | 566742.8069 | 2320382.157 | 1887 | 566304.881 | 2319538.9432 | 1884 | 566742.8069 | 2320382.157
VN | 1044267697 | LINEVN1840b | 500 | 1.1402 | [5 empty] | 50 | 6 cables - 2 systems | LINESTRING (566304.8809661791 2319538.9432300236, 566564.9767032873 2320038.6478578565, 566742.8069323276 2320382.1569684213) | line | [10 empty] | 6 | 2 |  |  | 1887 | 1884 | 1 | FALSE | FALSE | 2 | TRUE | TRUE | 1887 | 1884 | 566304.881 | 2319538.9432 | 566742.8069 | 2320382.157 | 1887 | 566304.881 | 2319538.9432 | 1884 | 566742.8069 | 2320382.157
VN | 1044267698 | LINEVN1841 | 500 | 1.5801 | [5 empty] | 50 |  | LINESTRING (565500.6569904354 2318555.638881244, 565737.6314592769 2318900.109966977, 566077.8065958037 2319075.8101043655, 566304.8809661791 2319538.9432300236) | line | [10 empty] | 3 | 1 |  |  | 1888 | 1887 | 1 | FALSE | FALSE | 1 | TRUE | TRUE | 1888 | 1887 | 565500.657 | 2318555.6389 | 566304.881 | 2319538.9432 | 1888 | 565500.657 | 2318555.6389 | 1887 | 566304.881 | 2319538.9432
VN | 1044267699 | LINEVN1842 | 500 | 1.577 | [5 empty] | 50 |  | LINESTRING (565500.6569904354 2318555.638881244, 565722.2258965136 2318918.3443793366, 566060.5947394904 2319093.3508299133, 566304.8809661791 2319538.9432300236) | line | [10 empty] | 3 | 1 |  |  | 1888 | 1887 | 1 | FALSE | FALSE | 1 | TRUE | TRUE | 1888 | 1887 | 565500.657 | 2318555.6389 | 566304.881 | 2319538.9432 | 1888 | 565500.657 | 2318555.6389 | 1887 | 566304.881 | 2319538.9432
VN | 1044267700 | LINEVN1843 | 500 | 0.73225 | [5 empty] | 50 |  | LINESTRING (564792.9139604251 2316689.3038559738, 564568.3902165281 2316912.157932038, 564626.1184231339 2317200.290237369) | line | [10 empty] | 3 | 1 |  |  | 1889 | 1890 | 1 | FALSE | FALSE | 1 | TRUE | TRUE | 1889 | 1890 | 564792.914 | 2316689.3039 | 564626.1184 | 2317200.2902 | 1889 | 564792.914 | 2316689.3039 | 1890 | 564626.1184 | 2317200.2902
VN | 1044267701 | LINEVN1844a | 500 | 1.9356 | [5 empty] | 50 | 6 cables - 2 systems | LINESTRING (564626.1184231339 2317200.290237369, 564883.6212261639 2317601.052029094, 565198.2188964414 2318086.445573192, 565500.6569904354 2318555.638881244) | line | [10 empty] | 6 | 2 |  |  | 1890 | 1888 | 1 | FALSE | FALSE | 2 | TRUE | TRUE | 1890 | 1888 | 564626.1184 | 2317200.2902 | 565500.657 | 2318555.6389 | 1890 | 564626.1184 | 2317200.2902 | 1888 | 565500.657 | 2318555.6389
VN | 1044267701 | LINEVN1844b | 500 | 1.9356 | [5 empty] | 50 | 6 cables - 2 systems | LINESTRING (564626.1184231339 2317200.290237369, 564883.6212261639 2317601.052029094, 565198.2188964414 2318086.445573192, 565500.6569904354 2318555.638881244) | line | [10 empty] | 6 | 2 |  |  | 1890 | 1888 | 1 | FALSE | FALSE | 2 | TRUE | TRUE | 1890 | 1888 | 564626.1184 | 2317200.2902 | 565500.657 | 2318555.6389 | 1890 | 564626.1184 | 2317200.2902 | 1888 | 565500.657 | 2318555.6389
VN | 1044267702 | LINEVN1845 | 500 | 0.76104 | [5 empty] | 50 |  | LINESTRING (564792.9139604251 2316689.3038559738, 564545.4174442858 2316905.693811492, 564626.1184231339 2317200.290237369) | line | [10 empty] | 3 | 1 |  |  | 1889 | 1890 | 1 | FALSE | FALSE | 1 | TRUE | TRUE | 1889 | 1890 | 564792.914 | 2316689.3039 | 564626.1184 | 2317200.2902 | 1889 | 564792.914 | 2316689.3039 | 1890 | 564626.1184 | 2317200.2902
VN | 1044267703 | LINEVN1846a | 500 | 0.80563 | [5 empty] | 50 | 6 cables - 2 systems | LINESTRING (565284.6735497239 2316232.250022667, 564917.4632017058 2316573.62037648, 564792.9139604251 2316689.3038559738) | line | [10 empty] | 6 | 2 |  |  | 1891 | 1889 | 1 | FALSE | FALSE | 2 | TRUE | TRUE | 1891 | 1889 | 565284.6735 | 2316232.25 | 564792.914 | 2316689.3039 | 1891 | 565284.6735 | 2316232.25 | 1889 | 564792.914 | 2316689.3039
VN | 1044267703 | LINEVN1846b | 500 | 0.80563 | [5 empty] | 50 | 6 cables - 2 systems | LINESTRING (565284.6735497239 2316232.250022667, 564917.4632017058 2316573.62037648, 564792.9139604251 2316689.3038559738) | line | [10 empty] | 6 | 2 |  |  | 1891 | 1889 | 1 | FALSE | FALSE | 2 | TRUE | TRUE | 1891 | 1889 | 565284.6735 | 2316232.25 | 564792.914 | 2316689.3039 | 1891 | 565284.6735 | 2316232.25 | 1889 | 564792.914 | 2316689.3039
VN | 1044267704 | LINEVN1847 | 500 | 1.657 | [5 empty] | 50 |  | LINESTRING (566412.0565302274 2315563.257219016, 566148.7188965626 2315860.5337955295, 565923.4605621472 2315909.4135089307, 565562.5287644072 2315960.528893439, 565284.6735497239 2316232.250022667) | line | [10 empty] | 3 | 1 |  |  | 1892 | 1891 | 1 | FALSE | FALSE | 1 | TRUE | TRUE | 1892 | 1891 | 566412.0565 | 2315563.2572 | 565284.6735 | 2316232.25 | 1892 | 566412.0565 | 2315563.2572 | 1891 | 565284.6735 | 2316232.25
VN | 1044267705 | LINEVN1848 | 500 | 1.66 | [5 empty] | 50 |  | LINESTRING (566412.0565302274 2315563.257219016, 566161.6073522728 2315879.998026094, 565923.4605621472 2315909.4135089307, 565573.3198108606 2315982.054093514, 565284.6735497239 2316232.250022667) | line | [10 empty] | 3 | 1 |  |  | 1892 | 1891 | 1 | FALSE | FALSE | 1 | TRUE | TRUE | 1892 | 1891 | 566412.0565 | 2315563.2572 | 565284.6735 | 2316232.25 | 1892 | 566412.0565 | 2315563.2572 | 1891 | 565284.6735 | 2316232.25
VN | 1044267706 | LINEVN1849a | 500 | 1.2365 | [5 empty] | 50 | 6 cables - 2 systems | LINESTRING (567065.7634268786 2314766.7946861023, 566746.1282062248 2315154.791874545, 566412.0565302274 2315563.257219016) | line | [10 empty] | 6 | 2 |  |  | 1893 | 1892 | 1 | FALSE | FALSE | 2 | TRUE | TRUE | 1893 | 1892 | 567065.7634 | 2314766.7947 | 566412.0565 | 2315563.2572 | 1893 | 567065.7634 | 2314766.7947 | 1892 | 566412.0565 | 2315563.2572
VN | 1044267706 | LINEVN1849b | 500 | 1.2365 | [5 empty] | 50 | 6 cables - 2 systems | LINESTRING (567065.7634268786 2314766.7946861023, 566746.1282062248 2315154.791874545, 566412.0565302274 2315563.257219016) | line | [10 empty] | 6 | 2 |  |  | 1893 | 1892 | 1 | FALSE | FALSE | 2 | TRUE | TRUE | 1893 | 1892 | 567065.7634 | 2314766.7947 | 566412.0565 | 2315563.2572 | 1893 | 567065.7634 | 2314766.7947 | 1892 | 566412.0565 | 2315563.2572
VN | 1044267707 | LINEVN1850 | 500 | 1.5153 | [5 empty] | 50 |  | LINESTRING (568050.4611899984 2314314.6646333183, 567843.452916993 2314466.602615016, 567406.4481670475 2314335.4026240767, 567065.7634268786 2314766.7946861023) | line | [10 empty] | 3 | 1 |  |  | 1894 | 1893 | 1 | FALSE | FALSE | 1 | TRUE | TRUE | 1894 | 1893 | 568050.4612 | 2314314.6646 | 567065.7634 | 2314766.7947 | 1894 | 568050.4612 | 2314314.6646 | 1893 | 567065.7634 | 2314766.7947
VN | 1044267708 | LINEVN1851 | 500 | 1.5102 | [5 empty] | 50 |  | LINESTRING (568050.4611899984 2314314.6646333183, 567850.3244309607 2314490.061323074, 567416.1840965857 2314357.8323239805, 567238.030613276 2314565.753946027, 567065.7634268786 2314766.7946861023) | line | [10 empty] | 3 | 1 |  |  | 1894 | 1893 | 1 | FALSE | FALSE | 1 | TRUE | TRUE | 1894 | 1893 | 568050.4612 | 2314314.6646 | 567065.7634 | 2314766.7947 | 1894 | 568050.4612 | 2314314.6646 | 1893 | 567065.7634 | 2314766.7947
VN | 1044267709 | LINEVN1852a | 500 | 10.5795 | [5 empty] | 50 | 6 cables - 2 systems | LINESTRING (572047.7766615626 2306466.5809056386, 571835.6363550986 2306968.8823552644, 571610.7190993429 2307494.0089987386, 571394.8200502098 2308000.571819423, 571202.9581327809 2308452.021794456, 571037.4790459047 2308836.459045615, 570825.4228789995 2309234.4135907437, 570612.1820431023 2309634.4353499184, 570407.1135869126 2310017.7815474956, 570196.5777307008 2310409.895052587, 569955.108456607 2310864.2823424265, 569723.1543000614 2311294.6399292136, 569484.7336323187 2311742.217430362, 569381.9839334106 2311933.97330805, 569269.6730913697 2312142.192356994, 569055.8816200936 2312524.4111465574, 568830.9557587863 2312920.7313703783, 568634.9979314153 2313280.1292903516, 568444.0923761056 2313614.049644744, 568277.046201383 2313913.1061792956, 568050.4611899984 2314314.6646333183) | line | [10 empty] | 6 | 2 |  |  | 1895 | 1894 | 1 | FALSE | FALSE | 2 | TRUE | TRUE | 1895 | 1894 | 572047.7767 | 2306466.5809 | 568050.4612 | 2314314.6646 | 1895 | 572047.7767 | 2306466.5809 | 1894 | 568050.4612 | 2314314.6646
VN | 1044267709 | LINEVN1852b | 500 | 10.5795 | [5 empty] | 50 | 6 cables - 2 systems | LINESTRING (572047.7766615626 2306466.5809056386, 571835.6363550986 2306968.8823552644, 571610.7190993429 2307494.0089987386, 571394.8200502098 2308000.571819423, 571202.9581327809 2308452.021794456, 571037.4790459047 2308836.459045615, 570825.4228789995 2309234.4135907437, 570612.1820431023 2309634.4353499184, 570407.1135869126 2310017.7815474956, 570196.5777307008 2310409.895052587, 569955.108456607 2310864.2823424265, 569723.1543000614 2311294.6399292136, 569484.7336323187 2311742.217430362, 569381.9839334106 2311933.97330805, 569269.6730913697 2312142.192356994, 569055.8816200936 2312524.4111465574, 568830.9557587863 2312920.7313703783, 568634.9979314153 2313280.1292903516, 568444.0923761056 2313614.049644744, 568277.046201383 2313913.1061792956, 568050.4611899984 2314314.6646333183) | line | [10 empty] | 6 | 2 |  |  | 1895 | 1894 | 1 | FALSE | FALSE | 2 | TRUE | TRUE | 1895 | 1894 | 572047.7767 | 2306466.5809 | 568050.4612 | 2314314.6646 | 1895 | 572047.7767 | 2306466.5809 | 1894 | 568050.4612 | 2314314.6646
VN | 1044267710 | LINEVN1853 | 500 | 1.0401 | [5 empty] | 50 |  | LINESTRING (572589.9188932842 2305863.320139829, 572212.0852724124 2306055.1865806202, 572047.7766615626 2306466.5809056386) | line | [10 empty] | 3 | 1 |  |  | 1896 | 1895 | 1 | FALSE | FALSE | 1 | TRUE | TRUE | 1896 | 1895 | 572589.9189 | 2305863.3201 | 572047.7767 | 2306466.5809 | 1896 | 572589.9189 | 2305863.3201 | 1895 | 572047.7767 | 2306466.5809
VN | 1044267711 | LINEVN1854 | 500 | 1.0213 | [5 empty] | 50 |  | LINESTRING (572589.9188932842 2305863.320139829, 572229.3151980258 2306071.7742069196, 572047.7766615626 2306466.5809056386) | line | [10 empty] | 3 | 1 |  |  | 1896 | 1895 | 1 | FALSE | FALSE | 1 | TRUE | TRUE | 1896 | 1895 | 572589.9189 | 2305863.3201 | 572047.7767 | 2306466.5809 | 1896 | 572589.9189 | 2305863.3201 | 1895 | 572047.7767 | 2306466.5809
VN | 1044267712 | LINEVN1855a | 500 | 0.59991 | [5 empty] | 50 | 6 cables - 2 systems | LINESTRING (573031.9796815404 2305629.8498800746, 572589.9188932842 2305863.320139829) | line | [10 empty] | 6 | 2 |  |  | 1897 | 1896 | 1 | FALSE | FALSE | 2 | TRUE | TRUE | 1897 | 1896 | 573031.9797 | 2305629.8499 | 572589.9189 | 2305863.3201 | 1897 | 573031.9797 | 2305629.8499 | 1896 | 572589.9189 | 2305863.3201
VN | 1044267712 | LINEVN1855b | 500 | 0.59991 | [5 empty] | 50 | 6 cables - 2 systems | LINESTRING (573031.9796815404 2305629.8498800746, 572589.9188932842 2305863.320139829) | line | [10 empty] | 6 | 2 |  |  | 1897 | 1896 | 1 | FALSE | FALSE | 2 | TRUE | TRUE | 1897 | 1896 | 573031.9797 | 2305629.8499 | 572589.9189 | 2305863.3201 | 1897 | 573031.9797 | 2305629.8499 | 1896 | 572589.9189 | 2305863.3201
VN | 1044267713 | LINEVN1856 | 500 | 1.1081 | [5 empty] | 50 |  | LINESTRING (573654.2297466656 2305849.0415750234, 573402.0989877665 2305419.7940318473, 573031.9796815404 2305629.8498800746) | line | [10 empty] | 3 | 1 |  |  | 1898 | 1897 | 1 | FALSE | FALSE | 1 | TRUE | TRUE | 1898 | 1897 | 573654.2297 | 2305849.0416 | 573031.9797 | 2305629.8499 | 1898 | 573654.2297 | 2305849.0416 | 1897 | 573031.9797 | 2305629.8499
VN | 1044267714 | LINEVN1857 | 500 | 1.067 | [5 empty] | 50 |  | LINESTRING (573654.2297466656 2305849.0415750234, 573395.8548462752 2305443.9058009256, 573031.9796815404 2305629.8498800746) | line | [10 empty] | 3 | 1 |  |  | 1898 | 1897 | 1 | FALSE | FALSE | 1 | TRUE | TRUE | 1898 | 1897 | 573654.2297 | 2305849.0416 | 573031.9797 | 2305629.8499 | 1898 | 573654.2297 | 2305849.0416 | 1897 | 573031.9797 | 2305629.8499
VN | 1044267715 | LINEVN1858a | 500 | 1.1918 | [5 empty] | 50 | 6 cables - 2 systems | LINESTRING (574174.8936902535 2306694.7506363443, 573965.0286307319 2306352.6082596797, 573654.2297466656 2305849.0415750234) | line | [10 empty] | 6 | 2 |  |  | 1899 | 1898 | 1 | FALSE | FALSE | 2 | TRUE | TRUE | 1899 | 1898 | 574174.8937 | 2306694.7506 | 573654.2297 | 2305849.0416 | 1899 | 574174.8937 | 2306694.7506 | 1898 | 573654.2297 | 2305849.0416
VN | 1044267715 | LINEVN1858b | 500 | 1.1918 | [5 empty] | 50 | 6 cables - 2 systems | LINESTRING (574174.8936902535 2306694.7506363443, 573965.0286307319 2306352.6082596797, 573654.2297466656 2305849.0415750234) | line | [10 empty] | 6 | 2 |  |  | 1899 | 1898 | 1 | FALSE | FALSE | 2 | TRUE | TRUE | 1899 | 1898 | 574174.8937 | 2306694.7506 | 573654.2297 | 2305849.0416 | 1899 | 574174.8937 | 2306694.7506 | 1898 | 573654.2297 | 2305849.0416
VN | 1044267716 | LINEVN1859 | 500 | 0.93826 | [5 empty] | 50 |  | LINESTRING (574800.7266875705 2306989.508659389, 574325.5082697162 2306960.8947785012, 574174.8936902535 2306694.7506363443) | line | [10 empty] | 3 | 1 |  |  | 1900 | 1899 | 1 | FALSE | FALSE | 1 | TRUE | TRUE | 1900 | 1899 | 574800.7267 | 2306989.5087 | 574174.8937 | 2306694.7506 | 1900 | 574800.7267 | 2306989.5087 | 1899 | 574174.8937 | 2306694.7506
VN | 1044267717 | LINEVN1860 | 500 | 0.91151 | [5 empty] | 50 |  | LINESTRING (574800.7266875705 2306989.508659389, 574339.0723100388 2306940.2247327785, 574174.8936902535 2306694.7506363443) | line | [10 empty] | 3 | 1 |  |  | 1900 | 1899 | 1 | FALSE | FALSE | 1 | TRUE | TRUE | 1900 | 1899 | 574800.7267 | 2306989.5087 | 574174.8937 | 2306694.7506 | 1900 | 574800.7267 | 2306989.5087 | 1899 | 574174.8937 | 2306694.7506
VN | 1044267718 | LINEVN1861a | 500 | 3.664 | [5 empty] | 50 | 6 cables - 2 systems | LINESTRING (577473.272771253 2308181.9847631594, 577109.7428193409 2307873.10050769, 576676.4090142595 2307509.1069302554, 576310.2142611434 2307196.465996603, 575894.5556315273 2307081.814983776, 575372.4058524669 2307035.9691032455, 574800.7266875705 2306989.508659389) | line | [10 empty] | 6 | 2 |  |  | 1901 | 1900 | 1 | FALSE | FALSE | 2 | TRUE | TRUE | 1901 | 1900 | 577473.2728 | 2308181.9848 | 574800.7267 | 2306989.5087 | 1901 | 577473.2728 | 2308181.9848 | 1900 | 574800.7267 | 2306989.5087
VN | 1044267718 | LINEVN1861b | 500 | 3.664 | [5 empty] | 50 | 6 cables - 2 systems | LINESTRING (577473.272771253 2308181.9847631594, 577109.7428193409 2307873.10050769, 576676.4090142595 2307509.1069302554, 576310.2142611434 2307196.465996603, 575894.5556315273 2307081.814983776, 575372.4058524669 2307035.9691032455, 574800.7266875705 2306989.508659389) | line | [10 empty] | 6 | 2 |  |  | 1901 | 1900 | 1 | FALSE | FALSE | 2 | TRUE | TRUE | 1901 | 1900 | 577473.2728 | 2308181.9848 | 574800.7267 | 2306989.5087 | 1901 | 577473.2728 | 2308181.9848 | 1900 | 574800.7267 | 2306989.5087
VN | 1044267719 | LINEVN1862 | 500 | 1.1359 | [5 empty] | 50 |  | LINESTRING (578295.3769217316 2308471.4463660703, 577843.2639585161 2308507.8306478756, 577473.272771253 2308181.9847631594) | line | [10 empty] | 3 | 1 |  |  | 1902 | 1901 | 1 | FALSE | FALSE | 1 | TRUE | TRUE | 1902 | 1901 | 578295.3769 | 2308471.4464 | 577473.2728 | 2308181.9848 | 1902 | 578295.3769 | 2308471.4464 | 1901 | 577473.2728 | 2308181.9848
VN | 1044267720 | LINEVN1863a | 500 | 0.59775 | [5 empty] | 50 | 6 cables - 2 systems | LINESTRING (578792.7141392234 2308443.4112000163, 578295.3769217316 2308471.4463660703) | line | [10 empty] | 6 | 2 |  |  | 1903 | 1902 | 1 | FALSE | FALSE | 2 | TRUE | TRUE | 1903 | 1902 | 578792.7141 | 2308443.4112 | 578295.3769 | 2308471.4464 | 1903 | 578792.7141 | 2308443.4112 | 1902 | 578295.3769 | 2308471.4464
VN | 1044267720 | LINEVN1863b | 500 | 0.59775 | [5 empty] | 50 | 6 cables - 2 systems | LINESTRING (578792.7141392234 2308443.4112000163, 578295.3769217316 2308471.4463660703) | line | [10 empty] | 6 | 2 |  |  | 1903 | 1902 | 1 | FALSE | FALSE | 2 | TRUE | TRUE | 1903 | 1902 | 578792.7141 | 2308443.4112 | 578295.3769 | 2308471.4464 | 1903 | 578792.7141 | 2308443.4112 | 1902 | 578295.3769 | 2308471.4464
VN | 1044267721 | LINEVN1864 | 500 | 1.1147 | [5 empty] | 50 |  | LINESTRING (578295.3769217316 2308471.4463660703, 577851.4621012072 2308485.2567590107, 577473.272771253 2308181.9847631594) | line | [10 empty] | 3 | 1 |  |  | 1902 | 1901 | 1 | FALSE | FALSE | 1 | TRUE | TRUE | 1902 | 1901 | 578295.3769 | 2308471.4464 | 577473.2728 | 2308181.9848 | 1902 | 578295.3769 | 2308471.4464 | 1901 | 577473.2728 | 2308181.9848
VN | 1044267722 | LINEVN1865 | 500 | 4.5604 | [5 empty] | 50 |  | LINESTRING (581730.3703807575 2306651.984216252, 581511.3591388476 2307015.9875941826, 581104.3165955982 2307086.5505893156, 580874.5601050474 2307424.156443361, 580619.5798943789 2307760.791406383, 580195.076236118 2307782.890748999, 579714.8710310675 2307782.256008715, 579486.3601977357 2308086.781003243, 579218.3095789057 2308408.3878060873, 578792.7141392234 2308443.4112000163) | line | [10 empty] | 3 | 1 |  |  | 1904 | 1903 | 1 | FALSE | FALSE | 1 | TRUE | TRUE | 1904 | 1903 | 581730.3704 | 2306651.9842 | 578792.7141 | 2308443.4112 | 1904 | 581730.3704 | 2306651.9842 | 1903 | 578792.7141 | 2308443.4112
VN | 1044267723 | LINEVN1866 | 500 | 4.5937 | [5 empty] | 50 |  | LINESTRING (581730.3703807575 2306651.984216252, 581524.6311347709 2307040.04795649, 581117.1850500945 2307108.118326062, 580874.5601050474 2307424.156443361, 580630.2108689696 2307784.7055081828, 580195.076236118 2307782.890748999, 579726.3483955036 2307803.4618370156, 579486.3601977357 2308086.781003243, 579229.6368513489 2308430.5665817023, 578792.7141392234 2308443.4112000163) | line | [10 empty] | 3 | 1 |  |  | 1904 | 1903 | 1 | FALSE | FALSE | 1 | TRUE | TRUE | 1904 | 1903 | 581730.3704 | 2306651.9842 | 578792.7141 | 2308443.4112 | 1904 | 581730.3704 | 2306651.9842 | 1903 | 578792.7141 | 2308443.4112
VN | 1044267724 | LINEVN1867a | 500 | 1.2915 | [5 empty] | 50 | 6 cables - 2 systems | LINESTRING (582260.5543945681 2305715.3607064, 582079.9814890802 2306033.1041866876, 581841.279196588 2306455.004119279, 581730.3703807575 2306651.984216252) | line | [10 empty] | 6 | 2 |  |  | 1905 | 1904 | 1 | FALSE | FALSE | 2 | TRUE | TRUE | 1905 | 1904 | 582260.5544 | 2305715.3607 | 581730.3704 | 2306651.9842 | 1905 | 582260.5544 | 2305715.3607 | 1904 | 581730.3704 | 2306651.9842
VN | 1044267724 | LINEVN1867b | 500 | 1.2915 | [5 empty] | 50 | 6 cables - 2 systems | LINESTRING (582260.5543945681 2305715.3607064, 582079.9814890802 2306033.1041866876, 581841.279196588 2306455.004119279, 581730.3703807575 2306651.984216252) | line | [10 empty] | 6 | 2 |  |  | 1905 | 1904 | 1 | FALSE | FALSE | 2 | TRUE | TRUE | 1905 | 1904 | 582260.5544 | 2305715.3607 | 581730.3704 | 2306651.9842 | 1905 | 582260.5544 | 2305715.3607 | 1904 | 581730.3704 | 2306651.9842
VN | 1044267725 | LINEVN1868 | 500 | 0.93091 | [5 empty] | 50 |  | LINESTRING (582841.3452609514 2305308.4585818048, 582416.9796308135 2305415.674057389, 582260.5543945681 2305715.3607064) | line | [10 empty] | 3 | 1 |  |  | 1906 | 1905 | 1 | FALSE | FALSE | 1 | TRUE | TRUE | 1906 | 1905 | 582841.3453 | 2305308.4586 | 582260.5544 | 2305715.3607 | 1906 | 582841.3453 | 2305308.4586 | 1905 | 582260.5544 | 2305715.3607
VN | 1044267726 | LINEVN1869 | 500 | 0.90863 | [5 empty] | 50 |  | LINESTRING (582841.3452609514 2305308.4585818048, 582431.6793272101 2305435.060301069, 582260.5543945681 2305715.3607064) | line | [10 empty] | 3 | 1 |  |  | 1906 | 1905 | 1 | FALSE | FALSE | 1 | TRUE | TRUE | 1906 | 1905 | 582841.3453 | 2305308.4586 | 582260.5544 | 2305715.3607 | 1906 | 582841.3453 | 2305308.4586 | 1905 | 582260.5544 | 2305715.3607
VN | 1044267727 | LINEVN1870a | 500 | 3.6297 | [5 empty] | 50 | 6 cables - 2 systems | LINESTRING (585816.1924609335 2304774.7839718447, 585395.0019574661 2304841.996354393, 584946.8462079269 2304915.324904847, 584518.786653854 2304988.622778866, 584111.2861012139 2305052.5381607465, 583664.2829182176 2305122.6412555347, 583244.7573428499 2305193.7891839067, 582841.3452609514 2305308.4585818048) | line | [10 empty] | 6 | 2 |  |  | 1907 | 1906 | 1 | FALSE | FALSE | 2 | TRUE | TRUE | 1907 | 1906 | 585816.1925 | 2304774.784 | 582841.3453 | 2305308.4586 | 1907 | 585816.1925 | 2304774.784 | 1906 | 582841.3453 | 2305308.4586
VN | 1044267727 | LINEVN1870b | 500 | 3.6297 | [5 empty] | 50 | 6 cables - 2 systems | LINESTRING (585816.1924609335 2304774.7839718447, 585395.0019574661 2304841.996354393, 584946.8462079269 2304915.324904847, 584518.786653854 2304988.622778866, 584111.2861012139 2305052.5381607465, 583664.2829182176 2305122.6412555347, 583244.7573428499 2305193.7891839067, 582841.3452609514 2305308.4585818048) | line | [10 empty] | 6 | 2 |  |  | 1907 | 1906 | 1 | FALSE | FALSE | 2 | TRUE | TRUE | 1907 | 1906 | 585816.1925 | 2304774.784 | 582841.3453 | 2305308.4586 | 1907 | 585816.1925 | 2304774.784 | 1906 | 582841.3453 | 2305308.4586
VN | 1044267728 | LINEVN1871 | 500 | 1.5804 | [5 empty] | 50 |  | LINESTRING (586768.9966202548 2305364.8255520957, 586532.2678155459 2305055.361303254, 586293.6117885957 2304684.019509065, 585816.1924609335 2304774.7839718447) | line | [10 empty] | 3 | 1 |  |  | 1876 | 1907 | 1 | FALSE | FALSE | 1 | TRUE | TRUE | 1876 | 1907 | 586768.9966 | 2305364.8256 | 585816.1925 | 2304774.784 | 1876 | 586768.9966 | 2305364.8256 | 1907 | 585816.1925 | 2304774.784
VN | 1044267729 | LINEVN1872 | 500 | 1.5485 | [5 empty] | 50 |  | LINESTRING (586768.9966202548 2305364.8255520957, 586512.3946063253 2305067.4669314655, 586284.9707110984 2304709.2216451787, 585816.1924609335 2304774.7839718447) | line | [10 empty] | 3 | 1 |  |  | 1876 | 1907 | 1 | FALSE | FALSE | 1 | TRUE | TRUE | 1876 | 1907 | 586768.9966 | 2305364.8256 | 585816.1925 | 2304774.784 | 1876 | 586768.9966 | 2305364.8256 | 1907 | 585816.1925 | 2304774.784
VN | 1044444723 | LINEVN1873a | 110 | 12.9124 | [5 empty] | 50 | 6 cables - 2 systems | LINESTRING (578001.1607489149 2318404.940766411, 577832.7003855009 2318516.084736072, 577696.0009133781 2318605.2643516334, 577554.9744012284 2318695.254994617, 577385.4839650572 2318803.410101139, 577240.6172722914 2318897.259307013, 577100.6076951445 2318993.224109443, 577001.1532804411 2319064.5628219065, 576864.3323680762 2319121.241235975, 576653.6070070437 2319210.009841735, 576482.9185551213 2319280.4701377004, 576251.1792131038 2319377.946306344, 575908.2622991974 2319521.0832385067, 575651.8082198682 2319628.01766331, 575477.4893908966 2319700.961819685, 575278.5261869517 2319782.805675308, 575049.3247627217 2319878.5829891902, 574834.7786139637 2319968.463584374, 574635.1339244909 2320048.441353842, 574440.8425854472 2320131.212446275, 574219.8981840091 2320221.4816493774, 574035.9569389039 2320298.935501564, 573870.4523946791 2320368.2938852864, 573667.240439975 2320453.2477760366, 573483.0142359821 2320530.5292313024, 573289.9419098815 2320610.6181844026, 573072.5468478515 2320702.7883877186, 572910.6660531558 2320767.8443760737, 572703.5777200786 2320854.939950323, 572434.2399493398 2320970.4330539005, 572302.1808178097 2321029.537319844, 572023.1265600547 2321153.052215294, 571812.1553062251 2321246.1738809445, 571624.7331568964 2321328.7853265265, 571497.1347902182 2321371.965954602, 571343.7905951389 2321422.441554315, 571171.1137644988 2321480.3177594272, 570955.5747881203 2321552.367959653, 570808.7866161473 2321601.835985076, 570656.9588595115 2321653.6081457157, 570400.3965056139 2321741.108067584, 570185.7701685493 2321815.308043144, 570029.9816678083 2321868.2090944126, 569813.1188767386 2321943.6550465915, 569618.3178426485 2322010.6737963334, 569400.5456822931 2322036.0162533517, 569110.439074016 2322012.6379640144, 568902.4446287899 2322016.345345537, 568654.8418466988 2321994.40201388, 568413.3679234852 2321973.173838672, 568166.1700264423 2321951.095611884, 568016.2805663976 2321928.445080192) | line | [10 empty] | 6 | 2 |  |  | 1908 | 1909 | 1 | FALSE | FALSE | 2 | TRUE | TRUE | 1908 | 1909 | 578001.1607 | 2318404.9408 | 568016.2806 | 2321928.4451 | 1908 | 578001.1607 | 2318404.9408 | 1909 | 568016.2806 | 2321928.4451
VN | 1044444723 | LINEVN1873b | 110 | 12.9124 | [5 empty] | 50 | 6 cables - 2 systems | LINESTRING (578001.1607489149 2318404.940766411, 577832.7003855009 2318516.084736072, 577696.0009133781 2318605.2643516334, 577554.9744012284 2318695.254994617, 577385.4839650572 2318803.410101139, 577240.6172722914 2318897.259307013, 577100.6076951445 2318993.224109443, 577001.1532804411 2319064.5628219065, 576864.3323680762 2319121.241235975, 576653.6070070437 2319210.009841735, 576482.9185551213 2319280.4701377004, 576251.1792131038 2319377.946306344, 575908.2622991974 2319521.0832385067, 575651.8082198682 2319628.01766331, 575477.4893908966 2319700.961819685, 575278.5261869517 2319782.805675308, 575049.3247627217 2319878.5829891902, 574834.7786139637 2319968.463584374, 574635.1339244909 2320048.441353842, 574440.8425854472 2320131.212446275, 574219.8981840091 2320221.4816493774, 574035.9569389039 2320298.935501564, 573870.4523946791 2320368.2938852864, 573667.240439975 2320453.2477760366, 573483.0142359821 2320530.5292313024, 573289.9419098815 2320610.6181844026, 573072.5468478515 2320702.7883877186, 572910.6660531558 2320767.8443760737, 572703.5777200786 2320854.939950323, 572434.2399493398 2320970.4330539005, 572302.1808178097 2321029.537319844, 572023.1265600547 2321153.052215294, 571812.1553062251 2321246.1738809445, 571624.7331568964 2321328.7853265265, 571497.1347902182 2321371.965954602, 571343.7905951389 2321422.441554315, 571171.1137644988 2321480.3177594272, 570955.5747881203 2321552.367959653, 570808.7866161473 2321601.835985076, 570656.9588595115 2321653.6081457157, 570400.3965056139 2321741.108067584, 570185.7701685493 2321815.308043144, 570029.9816678083 2321868.2090944126, 569813.1188767386 2321943.6550465915, 569618.3178426485 2322010.6737963334, 569400.5456822931 2322036.0162533517, 569110.439074016 2322012.6379640144, 568902.4446287899 2322016.345345537, 568654.8418466988 2321994.40201388, 568413.3679234852 2321973.173838672, 568166.1700264423 2321951.095611884, 568016.2805663976 2321928.445080192) | line | [10 empty] | 6 | 2 |  |  | 1908 | 1909 | 1 | FALSE | FALSE | 2 | TRUE | TRUE | 1908 | 1909 | 578001.1607 | 2318404.9408 | 568016.2806 | 2321928.4451 | 1908 | 578001.1607 | 2318404.9408 | 1909 | 568016.2806 | 2321928.4451
VN | 1044444724 | LINEVN1874a | 220 | 2.1176 | [5 empty] | 50 | 6 cables - 2 systems | LINESTRING (581056.4119065438 2321043.0282498356, 581243.993935802 2321183.437562205, 581413.7173221409 2321310.6567909475, 581586.731877154 2321436.0234781825, 581772.7310450703 2321541.4333783155, 581942.3311885076 2321635.1871438073, 582085.7118123694 2321738.033120343, 582230.0690596527 2321844.8145020595, 582405.180476878 2321976.797332404, 582502.3233992376 2322050.17538956) | line | [10 empty] | 6 | 2 |  |  | 1910 | 1911 | 1 | FALSE | FALSE | 2 | TRUE | FALSE | 1910 |  | 581056.4119 | 2321043.0282 |  |  | 1910 | 581056.4119 | 2321043.0282 | 1911 | 582502.3234 | 2322050.1754
VN | 1044444724 | LINEVN1874b | 220 | 2.1176 | [5 empty] | 50 | 6 cables - 2 systems | LINESTRING (581056.4119065438 2321043.0282498356, 581243.993935802 2321183.437562205, 581413.7173221409 2321310.6567909475, 581586.731877154 2321436.0234781825, 581772.7310450703 2321541.4333783155, 581942.3311885076 2321635.1871438073, 582085.7118123694 2321738.033120343, 582230.0690596527 2321844.8145020595, 582405.180476878 2321976.797332404, 582502.3233992376 2322050.17538956) | line | [10 empty] | 6 | 2 |  |  | 1910 | 1911 | 1 | FALSE | FALSE | 2 | TRUE | FALSE | 1910 |  | 581056.4119 | 2321043.0282 |  |  | 1910 | 581056.4119 | 2321043.0282 | 1911 | 582502.3234 | 2322050.1754
VN | 1044444725 | LINEVN1875a | 220 | 4.7851 | [5 empty] | 50 | multiple vlevels, 12 cables - 4 systems | LINESTRING (578096.1514482069 2318453.621293502, 578144.7426795213 2318529.046594865, 578223.2374995436 2318660.9607236236, 578306.6500928587 2318801.343456408, 578380.2396261082 2318925.7422084524, 578437.6467375382 2319020.402283667, 578501.5077165746 2319108.717750321, 578632.4829945212 2319243.228226318, 578761.484132179 2319352.915554408, 578922.5759428247 2319486.464271243, 579073.4819333297 2319612.539469391, 579245.7115944121 2319757.223778858, 579382.6008260094 2319874.3695761138, 579543.6827036845 2320007.9136380325, 579704.943016782 2320147.071830365, 579880.5512716064 2320287.274619944, 579985.1952426182 2320361.5031874054, 580054.9262647978 2320404.4957581684, 580183.6756487389 2320480.690097873, 580322.5327210489 2320551.555126486, 580512.3070121835 2320643.0444984613, 580604.5711388111 2320705.440600417, 580739.588859925 2320806.2967576114, 580890.6346320935 2320919.7724194964, 581056.4119065438 2321043.0282498356) | line | [10 empty] | 12 | 4 |  |  | 1912 | 1910 | 2 | FALSE | FALSE | 4 | TRUE | TRUE | 1912 | 1910 | 578096.1514 | 2318453.6213 | 581056.4119 | 2321043.0282 | 1912 | 578096.1514 | 2318453.6213 | 1910 | 581056.4119 | 2321043.0282
VN | 1044444725 | LINEVN1875b | 220 | 4.7851 | [5 empty] | 50 | multiple vlevels, 12 cables - 4 systems | LINESTRING (578096.1514482069 2318453.621293502, 578144.7426795213 2318529.046594865, 578223.2374995436 2318660.9607236236, 578306.6500928587 2318801.343456408, 578380.2396261082 2318925.7422084524, 578437.6467375382 2319020.402283667, 578501.5077165746 2319108.717750321, 578632.4829945212 2319243.228226318, 578761.484132179 2319352.915554408, 578922.5759428247 2319486.464271243, 579073.4819333297 2319612.539469391, 579245.7115944121 2319757.223778858, 579382.6008260094 2319874.3695761138, 579543.6827036845 2320007.9136380325, 579704.943016782 2320147.071830365, 579880.5512716064 2320287.274619944, 579985.1952426182 2320361.5031874054, 580054.9262647978 2320404.4957581684, 580183.6756487389 2320480.690097873, 580322.5327210489 2320551.555126486, 580512.3070121835 2320643.0444984613, 580604.5711388111 2320705.440600417, 580739.588859925 2320806.2967576114, 580890.6346320935 2320919.7724194964, 581056.4119065438 2321043.0282498356) | line | [10 empty] | 12 | 4 |  |  | 1912 | 1910 | 2 | FALSE | FALSE | 4 | TRUE | TRUE | 1912 | 1910 | 578096.1514 | 2318453.6213 | 581056.4119 | 2321043.0282 | 1912 | 578096.1514 | 2318453.6213 | 1910 | 581056.4119 | 2321043.0282
VN | 1044444725 | LINEVN1875c | 220 | 4.7851 | [5 empty] | 50 | multiple vlevels, 12 cables - 4 systems | LINESTRING (578096.1514482069 2318453.621293502, 578144.7426795213 2318529.046594865, 578223.2374995436 2318660.9607236236, 578306.6500928587 2318801.343456408, 578380.2396261082 2318925.7422084524, 578437.6467375382 2319020.402283667, 578501.5077165746 2319108.717750321, 578632.4829945212 2319243.228226318, 578761.484132179 2319352.915554408, 578922.5759428247 2319486.464271243, 579073.4819333297 2319612.539469391, 579245.7115944121 2319757.223778858, 579382.6008260094 2319874.3695761138, 579543.6827036845 2320007.9136380325, 579704.943016782 2320147.071830365, 579880.5512716064 2320287.274619944, 579985.1952426182 2320361.5031874054, 580054.9262647978 2320404.4957581684, 580183.6756487389 2320480.690097873, 580322.5327210489 2320551.555126486, 580512.3070121835 2320643.0444984613, 580604.5711388111 2320705.440600417, 580739.588859925 2320806.2967576114, 580890.6346320935 2320919.7724194964, 581056.4119065438 2321043.0282498356) | line | [10 empty] | 12 | 4 |  |  | 1912 | 1910 | 2 | FALSE | FALSE | 4 | TRUE | TRUE | 1912 | 1910 | 578096.1514 | 2318453.6213 | 581056.4119 | 2321043.0282 | 1912 | 578096.1514 | 2318453.6213 | 1910 | 581056.4119 | 2321043.0282
VN | 1044444725 | LINEVN1875d | 220 | 4.7851 | [5 empty] | 50 | multiple vlevels, 12 cables - 4 systems | LINESTRING (578096.1514482069 2318453.621293502, 578144.7426795213 2318529.046594865, 578223.2374995436 2318660.9607236236, 578306.6500928587 2318801.343456408, 578380.2396261082 2318925.7422084524, 578437.6467375382 2319020.402283667, 578501.5077165746 2319108.717750321, 578632.4829945212 2319243.228226318, 578761.484132179 2319352.915554408, 578922.5759428247 2319486.464271243, 579073.4819333297 2319612.539469391, 579245.7115944121 2319757.223778858, 579382.6008260094 2319874.3695761138, 579543.6827036845 2320007.9136380325, 579704.943016782 2320147.071830365, 579880.5512716064 2320287.274619944, 579985.1952426182 2320361.5031874054, 580054.9262647978 2320404.4957581684, 580183.6756487389 2320480.690097873, 580322.5327210489 2320551.555126486, 580512.3070121835 2320643.0444984613, 580604.5711388111 2320705.440600417, 580739.588859925 2320806.2967576114, 580890.6346320935 2320919.7724194964, 581056.4119065438 2321043.0282498356) | line | [10 empty] | 12 | 4 |  |  | 1912 | 1910 | 2 | FALSE | FALSE | 4 | TRUE | TRUE | 1912 | 1910 | 578096.1514 | 2318453.6213 | 581056.4119 | 2321043.0282 | 1912 | 578096.1514 | 2318453.6213 | 1910 | 581056.4119 | 2321043.0282
VN | 1044444725 | LINEVN1876a | 110 | 4.7851 | [5 empty] | 50 | multiple vlevels, 12 cables - 4 systems | LINESTRING (578096.1514482069 2318453.621293502, 578144.7426795213 2318529.046594865, 578223.2374995436 2318660.9607236236, 578306.6500928587 2318801.343456408, 578380.2396261082 2318925.7422084524, 578437.6467375382 2319020.402283667, 578501.5077165746 2319108.717750321, 578632.4829945212 2319243.228226318, 578761.484132179 2319352.915554408, 578922.5759428247 2319486.464271243, 579073.4819333297 2319612.539469391, 579245.7115944121 2319757.223778858, 579382.6008260094 2319874.3695761138, 579543.6827036845 2320007.9136380325, 579704.943016782 2320147.071830365, 579880.5512716064 2320287.274619944, 579985.1952426182 2320361.5031874054, 580054.9262647978 2320404.4957581684, 580183.6756487389 2320480.690097873, 580322.5327210489 2320551.555126486, 580512.3070121835 2320643.0444984613, 580604.5711388111 2320705.440600417, 580739.588859925 2320806.2967576114, 580890.6346320935 2320919.7724194964, 581056.4119065438 2321043.0282498356) | line | [10 empty] | 12 | 4 |  |  | 1912 | 1910 | 2 | FALSE | FALSE | 4 | TRUE | TRUE | 1912 | 1910 | 578096.1514 | 2318453.6213 | 581056.4119 | 2321043.0282 | 1912 | 578096.1514 | 2318453.6213 | 1910 | 581056.4119 | 2321043.0282
VN | 1044444725 | LINEVN1876b | 110 | 4.7851 | [5 empty] | 50 | multiple vlevels, 12 cables - 4 systems | LINESTRING (578096.1514482069 2318453.621293502, 578144.7426795213 2318529.046594865, 578223.2374995436 2318660.9607236236, 578306.6500928587 2318801.343456408, 578380.2396261082 2318925.7422084524, 578437.6467375382 2319020.402283667, 578501.5077165746 2319108.717750321, 578632.4829945212 2319243.228226318, 578761.484132179 2319352.915554408, 578922.5759428247 2319486.464271243, 579073.4819333297 2319612.539469391, 579245.7115944121 2319757.223778858, 579382.6008260094 2319874.3695761138, 579543.6827036845 2320007.9136380325, 579704.943016782 2320147.071830365, 579880.5512716064 2320287.274619944, 579985.1952426182 2320361.5031874054, 580054.9262647978 2320404.4957581684, 580183.6756487389 2320480.690097873, 580322.5327210489 2320551.555126486, 580512.3070121835 2320643.0444984613, 580604.5711388111 2320705.440600417, 580739.588859925 2320806.2967576114, 580890.6346320935 2320919.7724194964, 581056.4119065438 2321043.0282498356) | line | [10 empty] | 12 | 4 |  |  | 1912 | 1910 | 2 | FALSE | FALSE | 4 | TRUE | TRUE | 1912 | 1910 | 578096.1514 | 2318453.6213 | 581056.4119 | 2321043.0282 | 1912 | 578096.1514 | 2318453.6213 | 1910 | 581056.4119 | 2321043.0282
VN | 1044444725 | LINEVN1876c | 110 | 4.7851 | [5 empty] | 50 | multiple vlevels, 12 cables - 4 systems | LINESTRING (578096.1514482069 2318453.621293502, 578144.7426795213 2318529.046594865, 578223.2374995436 2318660.9607236236, 578306.6500928587 2318801.343456408, 578380.2396261082 2318925.7422084524, 578437.6467375382 2319020.402283667, 578501.5077165746 2319108.717750321, 578632.4829945212 2319243.228226318, 578761.484132179 2319352.915554408, 578922.5759428247 2319486.464271243, 579073.4819333297 2319612.539469391, 579245.7115944121 2319757.223778858, 579382.6008260094 2319874.3695761138, 579543.6827036845 2320007.9136380325, 579704.943016782 2320147.071830365, 579880.5512716064 2320287.274619944, 579985.1952426182 2320361.5031874054, 580054.9262647978 2320404.4957581684, 580183.6756487389 2320480.690097873, 580322.5327210489 2320551.555126486, 580512.3070121835 2320643.0444984613, 580604.5711388111 2320705.440600417, 580739.588859925 2320806.2967576114, 580890.6346320935 2320919.7724194964, 581056.4119065438 2321043.0282498356) | line | [10 empty] | 12 | 4 |  |  | 1912 | 1910 | 2 | FALSE | FALSE | 4 | TRUE | TRUE | 1912 | 1910 | 578096.1514 | 2318453.6213 | 581056.4119 | 2321043.0282 | 1912 | 578096.1514 | 2318453.6213 | 1910 | 581056.4119 | 2321043.0282
VN | 1044444725 | LINEVN1876d | 110 | 4.7851 | [5 empty] | 50 | multiple vlevels, 12 cables - 4 systems | LINESTRING (578096.1514482069 2318453.621293502, 578144.7426795213 2318529.046594865, 578223.2374995436 2318660.9607236236, 578306.6500928587 2318801.343456408, 578380.2396261082 2318925.7422084524, 578437.6467375382 2319020.402283667, 578501.5077165746 2319108.717750321, 578632.4829945212 2319243.228226318, 578761.484132179 2319352.915554408, 578922.5759428247 2319486.464271243, 579073.4819333297 2319612.539469391, 579245.7115944121 2319757.223778858, 579382.6008260094 2319874.3695761138, 579543.6827036845 2320007.9136380325, 579704.943016782 2320147.071830365, 579880.5512716064 2320287.274619944, 579985.1952426182 2320361.5031874054, 580054.9262647978 2320404.4957581684, 580183.6756487389 2320480.690097873, 580322.5327210489 2320551.555126486, 580512.3070121835 2320643.0444984613, 580604.5711388111 2320705.440600417, 580739.588859925 2320806.2967576114, 580890.6346320935 2320919.7724194964, 581056.4119065438 2321043.0282498356) | line | [10 empty] | 12 | 4 |  |  | 1912 | 1910 | 2 | FALSE | FALSE | 4 | TRUE | TRUE | 1912 | 1910 | 578096.1514 | 2318453.6213 | 581056.4119 | 2321043.0282 | 1912 | 578096.1514 | 2318453.6213 | 1910 | 581056.4119 | 2321043.0282
VN | 1044444727 | LINEVN1877a | 220 | 0.23043 | [5 empty] | 50 | 6 cables - 2 systems | LINESTRING (577840.457074424 2317842.113400284, 578028.1088198344 2317801.3532354436) | line | [10 empty] | 6 | 2 |  |  | 1913 | 1280 | 1 | FALSE | FALSE | 2 | TRUE | TRUE | 1913 | 1280 | 577840.4571 | 2317842.1134 | 578028.1088 | 2317801.3532 | 1913 | 577840.4571 | 2317842.1134 | 1280 | 578028.1088 | 2317801.3532
VN | 1044444727 | LINEVN1877b | 220 | 0.23043 | [5 empty] | 50 | 6 cables - 2 systems | LINESTRING (577840.457074424 2317842.113400284, 578028.1088198344 2317801.3532354436) | line | [10 empty] | 6 | 2 |  |  | 1913 | 1280 | 1 | FALSE | FALSE | 2 | TRUE | TRUE | 1913 | 1280 | 577840.4571 | 2317842.1134 | 578028.1088 | 2317801.3532 | 1913 | 577840.4571 | 2317842.1134 | 1280 | 578028.1088 | 2317801.3532
VN | 1044444728 | LINEVN1878 | 220 | 0.29171 | [5 empty] | 50 |  | LINESTRING (577822.3770860994 2317859.9814612484, 577589.8662584488 2317789.0341032646) | line | [10 empty] | 3 | 1 |  |  | 1914 | 1290 | 1 | FALSE | FALSE | 1 | TRUE | TRUE | 1914 | 1290 | 577822.3771 | 2317859.9815 | 577589.8663 | 2317789.0341 | 1914 | 577822.3771 | 2317859.9815 | 1290 | 577589.8663 | 2317789.0341
VN | 1044444729 | LINEVN1879 | 220 | 0.30738 | [5 empty] | 50 |  | LINESTRING (577589.8662584488 2317789.0341032646, 577840.457074424 2317842.113400284) | line | [10 empty] | 3 | 1 |  |  | 1290 | 1913 | 1 | FALSE | FALSE | 1 | TRUE | TRUE | 1290 | 1913 | 577589.8663 | 2317789.0341 | 577840.4571 | 2317842.1134 | 1290 | 577589.8663 | 2317789.0341 | 1913 | 577840.4571 | 2317842.1134
VN | 1044444730 | LINEVN1880 | 220 | 0.030503 | [5 empty] | 50 |  | LINESTRING (577840.457074424 2317842.113400284, 577822.3770860994 2317859.9814612484) | line | [10 empty] | 3 | 1 |  |  | 1913 | 1914 | 1 | FALSE | FALSE | 1 | TRUE | TRUE | 1913 | 1914 | 577840.4571 | 2317842.1134 | 577822.3771 | 2317859.9815 | 1913 | 577840.4571 | 2317842.1134 | 1914 | 577822.3771 | 2317859.9815
VN | 1044444731 | LINEVN1881a | 220 | 0.48855 | [5 empty] | 50 | 12 cables - 4 systems | LINESTRING (578028.1088198344 2317801.3532354436, 578312.6149277039 2317856.0153912026, 578423.4482590171 2317817.26711935) | line | [10 empty] | 12 | 4 |  |  | 1280 | 1915 | 1 | FALSE | FALSE | 4 | TRUE | TRUE | 1280 | 1915 | 578028.1088 | 2317801.3532 | 578423.4483 | 2317817.2671 | 1280 | 578028.1088 | 2317801.3532 | 1915 | 578423.4483 | 2317817.2671
VN | 1044444731 | LINEVN1881b | 220 | 0.48855 | [5 empty] | 50 | 12 cables - 4 systems | LINESTRING (578028.1088198344 2317801.3532354436, 578312.6149277039 2317856.0153912026, 578423.4482590171 2317817.26711935) | line | [10 empty] | 12 | 4 |  |  | 1280 | 1915 | 1 | FALSE | FALSE | 4 | TRUE | TRUE | 1280 | 1915 | 578028.1088 | 2317801.3532 | 578423.4483 | 2317817.2671 | 1280 | 578028.1088 | 2317801.3532 | 1915 | 578423.4483 | 2317817.2671
VN | 1044444731 | LINEVN1881c | 220 | 0.48855 | [5 empty] | 50 | 12 cables - 4 systems | LINESTRING (578028.1088198344 2317801.3532354436, 578312.6149277039 2317856.0153912026, 578423.4482590171 2317817.26711935) | line | [10 empty] | 12 | 4 |  |  | 1280 | 1915 | 1 | FALSE | FALSE | 4 | TRUE | TRUE | 1280 | 1915 | 578028.1088 | 2317801.3532 | 578423.4483 | 2317817.2671 | 1280 | 578028.1088 | 2317801.3532 | 1915 | 578423.4483 | 2317817.2671
VN | 1044444731 | LINEVN1881d | 220 | 0.48855 | [5 empty] | 50 | 12 cables - 4 systems | LINESTRING (578028.1088198344 2317801.3532354436, 578312.6149277039 2317856.0153912026, 578423.4482590171 2317817.26711935) | line | [10 empty] | 12 | 4 |  |  | 1280 | 1915 | 1 | FALSE | FALSE | 4 | TRUE | TRUE | 1280 | 1915 | 578028.1088 | 2317801.3532 | 578423.4483 | 2317817.2671 | 1280 | 578028.1088 | 2317801.3532 | 1915 | 578423.4483 | 2317817.2671
VN | 1044444732 | LINEVN1882a | 220 | 0.37792 | [5 empty] | 50 | 6 cables - 2 systems | LINESTRING (577822.3770860994 2317859.9814612484, 577889.6940003448 2317926.838084536, 577980.2127846292 2318127.4186947225) | line | [10 empty] | 6 | 2 |  |  | 1914 | 1916 | 1 | FALSE | FALSE | 2 | TRUE | TRUE | 1914 | 1916 | 577822.3771 | 2317859.9815 | 577980.2128 | 2318127.4187 | 1914 | 577822.3771 | 2317859.9815 | 1916 | 577980.2128 | 2318127.4187
VN | 1044444732 | LINEVN1882b | 220 | 0.37792 | [5 empty] | 50 | 6 cables - 2 systems | LINESTRING (577822.3770860994 2317859.9814612484, 577889.6940003448 2317926.838084536, 577980.2127846292 2318127.4186947225) | line | [10 empty] | 6 | 2 |  |  | 1914 | 1916 | 1 | FALSE | FALSE | 2 | TRUE | TRUE | 1914 | 1916 | 577822.3771 | 2317859.9815 | 577980.2128 | 2318127.4187 | 1914 | 577822.3771 | 2317859.9815 | 1916 | 577980.2128 | 2318127.4187
VN | 1044444733 | LINEVN1883a | 110 | 1.845 | [5 empty] | 50 | 6 cables - 2 systems | LINESTRING (555967.051512882 2321254.218670391, 555839.6591554731 2321249.219280672, 555629.596167949 2321246.43425601, 555467.4898844151 2321243.9557144907, 555303.8524958952 2321242.436554584, 555137.9873087609 2321238.841949394, 554961.1933454691 2321252.389991002, 554876.2704727118 2321367.0589342546, 554659.2619684639 2321507.7563689365, 554533.8364361501 2321540.6029201746) | line | [10 empty] | 6 | 2 |  |  | 1917 | 1918 | 1 | FALSE | FALSE | 2 | TRUE | FALSE | 1917 |  | 555967.0515 | 2321254.2187 |  |  | 1917 | 555967.0515 | 2321254.2187 | 1918 | 554533.8364 | 2321540.6029
VN | 1044444733 | LINEVN1883b | 110 | 1.845 | [5 empty] | 50 | 6 cables - 2 systems | LINESTRING (555967.051512882 2321254.218670391, 555839.6591554731 2321249.219280672, 555629.596167949 2321246.43425601, 555467.4898844151 2321243.9557144907, 555303.8524958952 2321242.436554584, 555137.9873087609 2321238.841949394, 554961.1933454691 2321252.389991002, 554876.2704727118 2321367.0589342546, 554659.2619684639 2321507.7563689365, 554533.8364361501 2321540.6029201746) | line | [10 empty] | 6 | 2 |  |  | 1917 | 1918 | 1 | FALSE | FALSE | 2 | TRUE | FALSE | 1917 |  | 555967.0515 | 2321254.2187 |  |  | 1917 | 555967.0515 | 2321254.2187 | 1918 | 554533.8364 | 2321540.6029
VN | 1044444735 | LINEVN1884a | 110 | 0.89549 | [5 empty] | 50 | 6 cables - 2 systems | LINESTRING (556712.7608961136 2321265.0578967896, 556603.601433791 2321271.758147586, 556441.6485620661 2321263.9248905657, 556284.2782064812 2321262.5612339224, 556127.1183198296 2321260.4361029523, 555967.051512882 2321254.218670391) | line | [10 empty] | 6 | 2 |  |  | 1295 | 1917 | 1 | FALSE | FALSE | 2 | TRUE | TRUE | 1295 | 1917 | 556712.7609 | 2321265.0579 | 555967.0515 | 2321254.2187 | 1295 | 556712.7609 | 2321265.0579 | 1917 | 555967.0515 | 2321254.2187
VN | 1044444735 | LINEVN1884b | 110 | 0.89549 | [5 empty] | 50 | 6 cables - 2 systems | LINESTRING (556712.7608961136 2321265.0578967896, 556603.601433791 2321271.758147586, 556441.6485620661 2321263.9248905657, 556284.2782064812 2321262.5612339224, 556127.1183198296 2321260.4361029523, 555967.051512882 2321254.218670391) | line | [10 empty] | 6 | 2 |  |  | 1295 | 1917 | 1 | FALSE | FALSE | 2 | TRUE | TRUE | 1295 | 1917 | 556712.7609 | 2321265.0579 | 555967.0515 | 2321254.2187 | 1295 | 556712.7609 | 2321265.0579 | 1917 | 555967.0515 | 2321254.2187
VN | 1044444737 | LINEVN1885 | 110 | 0.078699 | [5 empty] | 50 |  | LINESTRING (556704.8784497356 2321330.164817235, 556712.7608961136 2321265.0578967896) | line | [10 empty] | 3 | 1 |  |  | 1919 | 1295 | 1 | FALSE | FALSE | 1 | FALSE | TRUE |  | 1295 |  |  | 556712.7609 | 2321265.0579 | 1919 | 556704.8784 | 2321330.1648 | 1295 | 556712.7609 | 2321265.0579
VN | 1044444738 | LINEVN1886 | 110 | 0.079053 | [5 empty] | 50 |  | LINESTRING (556724.8151666501 2321329.8233307153, 556712.7608961136 2321265.0578967896) | line | [10 empty] | 3 | 1 |  |  | 1920 | 1295 | 1 | FALSE | FALSE | 1 | FALSE | TRUE |  | 1295 |  |  | 556712.7609 | 2321265.0579 | 1920 | 556724.8152 | 2321329.8233 | 1295 | 556712.7609 | 2321265.0579
VN | 1044444739 | LINEVN1887a | 110 | 7.8575 | [5 empty] | 50 | 6 cables - 2 systems | LINESTRING (555967.051512882 2321254.218670391, 556168.4614834655 2320224.667430087, 556471.9210878407 2319205.160461882, 556537.3711814212 2318981.338490018, 556616.7715745374 2318712.319329763, 556705.1982728777 2318415.7283763834, 556786.0808035344 2318143.439041294, 556864.14779592 2317880.4927229783, 556988.2922618593 2317456.846046442, 557215.5920458059 2317183.2342755515, 557384.8641945156 2316979.2296421234, 557559.5163090309 2316769.0030497066, 557713.1248211378 2316584.1168126804, 557895.9309066577 2316363.5181890377, 558069.7007358233 2316150.582071603, 558395.9199213046 2315750.8819311047, 558787.6856280104 2315668.255038683) | line | [10 empty] | 6 | 2 |  |  | 1917 | 1921 | 1 | FALSE | FALSE | 2 | TRUE | TRUE | 1917 | 1921 | 555967.0515 | 2321254.2187 | 558787.6856 | 2315668.255 | 1917 | 555967.0515 | 2321254.2187 | 1921 | 558787.6856 | 2315668.255
VN | 1044444739 | LINEVN1887b | 110 | 7.8575 | [5 empty] | 50 | 6 cables - 2 systems | LINESTRING (555967.051512882 2321254.218670391, 556168.4614834655 2320224.667430087, 556471.9210878407 2319205.160461882, 556537.3711814212 2318981.338490018, 556616.7715745374 2318712.319329763, 556705.1982728777 2318415.7283763834, 556786.0808035344 2318143.439041294, 556864.14779592 2317880.4927229783, 556988.2922618593 2317456.846046442, 557215.5920458059 2317183.2342755515, 557384.8641945156 2316979.2296421234, 557559.5163090309 2316769.0030497066, 557713.1248211378 2316584.1168126804, 557895.9309066577 2316363.5181890377, 558069.7007358233 2316150.582071603, 558395.9199213046 2315750.8819311047, 558787.6856280104 2315668.255038683) | line | [10 empty] | 6 | 2 |  |  | 1917 | 1921 | 1 | FALSE | FALSE | 2 | TRUE | TRUE | 1917 | 1921 | 555967.0515 | 2321254.2187 | 558787.6856 | 2315668.255 | 1917 | 555967.0515 | 2321254.2187 | 1921 | 558787.6856 | 2315668.255
VN | 1044444740 | LINEVN1888a | 110 | 0.42158 | [5 empty] | 50 | 6 cables - 2 systems | LINESTRING (558787.6856280104 2315668.255038683, 558770.5396069075 2315370.561001743, 558803.7401622414 2315329.085537313) | line | [10 empty] | 6 | 2 |  |  | 1921 | 1922 | 1 | FALSE | FALSE | 2 | TRUE | FALSE | 1921 |  | 558787.6856 | 2315668.255 |  |  | 1921 | 558787.6856 | 2315668.255 | 1922 | 558803.7402 | 2315329.0855
VN | 1044444740 | LINEVN1888b | 110 | 0.42158 | [5 empty] | 50 | 6 cables - 2 systems | LINESTRING (558787.6856280104 2315668.255038683, 558770.5396069075 2315370.561001743, 558803.7401622414 2315329.085537313) | line | [10 empty] | 6 | 2 |  |  | 1921 | 1922 | 1 | FALSE | FALSE | 2 | TRUE | FALSE | 1921 |  | 558787.6856 | 2315668.255 |  |  | 1921 | 558787.6856 | 2315668.255 | 1922 | 558803.7402 | 2315329.0855
VN | 1044444741 | LINEVN1889a | 110 | 13.7929 | [5 empty] | 50 | 6 cables - 2 systems | LINESTRING (558787.6856280104 2315668.255038683, 559023.126291257 2315671.311740759, 559284.954355028 2315780.01872507, 559469.0241852264 2315857.606450938, 559654.2374891596 2315905.7490540044, 559856.6070469109 2315959.2236137763, 560039.8417530068 2316007.6401576647, 560287.1798635044 2316071.8850231776, 560566.2787806259 2316144.981501842, 560831.4476205192 2316214.0031969687, 561083.5110306368 2316280.9889288386, 561324.8541072523 2316344.873297649, 561606.9376592134 2316418.2751678773, 561772.0082087324 2316461.442047695, 562046.9136772184 2316534.957690666, 562298.3525935095 2316599.66873964, 562554.5228339655 2316666.4710919145, 562810.5430689792 2316733.940951904, 563066.9907883137 2316800.575274993, 563235.1109380013 2316846.468987359, 563383.9194653456 2316710.2913765227, 563521.3920510728 2316583.7672448866, 563741.8066213892 2316375.150156092, 563844.1008508591 2316278.3661417803, 564033.1232655935 2316110.3953622137, 564224.181020661 2315941.3830396663, 564353.1281286838 2315823.421288474, 564501.8792496794 2315688.0056507154, 564672.2211568295 2315525.0828912337, 564852.3144078352 2315505.1299871085, 565030.6174837615 2315483.0912743644, 565175.4224118727 2315465.6272857157, 565452.5686725872 2315483.0715227663, 565676.1926198227 2315496.424595893, 565955.1527546421 2315512.500882472, 566165.2570765732 2315523.737357411, 566345.222453532 2315536.505616165, 566489.3757734408 2315544.5729664145, 566669.1796574743 2315530.0396041395, 566861.1290114401 2315512.7899105716, 567015.0452377668 2315521.0337855513, 567237.896020228 2315584.03323387, 567456.0850689398 2315596.1376730576, 567745.077746297 2315614.509273749, 567959.7704062555 2315627.159515411, 568179.3380996349 2315640.120239029, 568409.6382530438 2315655.0647993125, 568581.3940381212 2315666.1634153887, 568598.1760116029 2315365.4835537416, 568614.8044990692 2315069.3520722194, 568899.6532764159 2315081.063471956, 568975.4523637862 2315026.4799346556, 569000.258460883 2315029.9140254087) | line | [10 empty] | 6 | 2 |  |  | 1921 | 1923 | 1 | FALSE | FALSE | 2 | TRUE | FALSE | 1921 |  | 558787.6856 | 2315668.255 |  |  | 1921 | 558787.6856 | 2315668.255 | 1923 | 569000.2585 | 2315029.914
VN | 1044444741 | LINEVN1889b | 110 | 13.7929 | [5 empty] | 50 | 6 cables - 2 systems | LINESTRING (558787.6856280104 2315668.255038683, 559023.126291257 2315671.311740759, 559284.954355028 2315780.01872507, 559469.0241852264 2315857.606450938, 559654.2374891596 2315905.7490540044, 559856.6070469109 2315959.2236137763, 560039.8417530068 2316007.6401576647, 560287.1798635044 2316071.8850231776, 560566.2787806259 2316144.981501842, 560831.4476205192 2316214.0031969687, 561083.5110306368 2316280.9889288386, 561324.8541072523 2316344.873297649, 561606.9376592134 2316418.2751678773, 561772.0082087324 2316461.442047695, 562046.9136772184 2316534.957690666, 562298.3525935095 2316599.66873964, 562554.5228339655 2316666.4710919145, 562810.5430689792 2316733.940951904, 563066.9907883137 2316800.575274993, 563235.1109380013 2316846.468987359, 563383.9194653456 2316710.2913765227, 563521.3920510728 2316583.7672448866, 563741.8066213892 2316375.150156092, 563844.1008508591 2316278.3661417803, 564033.1232655935 2316110.3953622137, 564224.181020661 2315941.3830396663, 564353.1281286838 2315823.421288474, 564501.8792496794 2315688.0056507154, 564672.2211568295 2315525.0828912337, 564852.3144078352 2315505.1299871085, 565030.6174837615 2315483.0912743644, 565175.4224118727 2315465.6272857157, 565452.5686725872 2315483.0715227663, 565676.1926198227 2315496.424595893, 565955.1527546421 2315512.500882472, 566165.2570765732 2315523.737357411, 566345.222453532 2315536.505616165, 566489.3757734408 2315544.5729664145, 566669.1796574743 2315530.0396041395, 566861.1290114401 2315512.7899105716, 567015.0452377668 2315521.0337855513, 567237.896020228 2315584.03323387, 567456.0850689398 2315596.1376730576, 567745.077746297 2315614.509273749, 567959.7704062555 2315627.159515411, 568179.3380996349 2315640.120239029, 568409.6382530438 2315655.0647993125, 568581.3940381212 2315666.1634153887, 568598.1760116029 2315365.4835537416, 568614.8044990692 2315069.3520722194, 568899.6532764159 2315081.063471956, 568975.4523637862 2315026.4799346556, 569000.258460883 2315029.9140254087) | line | [10 empty] | 6 | 2 |  |  | 1921 | 1923 | 1 | FALSE | FALSE | 2 | TRUE | FALSE | 1921 |  | 558787.6856 | 2315668.255 |  |  | 1921 | 558787.6856 | 2315668.255 | 1923 | 569000.2585 | 2315029.914
VN | 1044444742 | LINEVN1890 | 220 | 0.066948 | [5 empty] | 50 |  | LINESTRING (558909.0352946388 2315206.2180569177, 558889.32387268 2315258.4102622294) | line | [10 empty] | 3 | 1 |  |  | 1924 | 1925 | 1 | FALSE | FALSE | 1 | TRUE | FALSE | 1924 |  | 558909.0353 | 2315206.2181 |  |  | 1924 | 558909.0353 | 2315206.2181 | 1925 | 558889.3239 | 2315258.4103
VN | 1044444743 | LINEVN1891 | 220 | 0.059891 | [5 empty] | 50 |  | LINESTRING (558909.0352946388 2315206.2180569177, 558866.5510125342 2315232.4091968634) | line | [10 empty] | 3 | 1 |  |  | 1924 | 1926 | 1 | FALSE | FALSE | 1 | TRUE | FALSE | 1924 |  | 558909.0353 | 2315206.2181 |  |  | 1924 | 558909.0353 | 2315206.2181 | 1926 | 558866.551 | 2315232.4092
VN | 1044444745 | LINEVN1892a | 110 | 5.5422 | [5 empty] | 50 | 6 cables - 2 systems | LINESTRING (558783.1747572606 2315308.083919872, 558753.2671850213 2315326.8379041357, 558544.6659877998 2315244.59017278, 558418.6183825096 2314884.25878919, 558786.1014132658 2314359.977259328, 558877.7506224519 2314230.8192548696, 558980.8633480461 2313862.6062597483, 559063.7611833927 2313568.907701038, 558936.7676632713 2313396.123208705, 558826.1433206715 2313266.5172874946, 558702.1063641584 2313123.9710985594, 558648.4985198394 2312644.728138873, 558660.0022356216 2312226.8854832677, 558723.6390924763 2312057.950542622, 558781.8886320778 2311753.5283076796, 558909.788549364 2311599.8281954145, 558992.8217427187 2311502.8805542653, 559001.0971236047 2311450.7698860783, 558968.3407115935 2311308.2462087674) | line | [10 empty] | 6 | 2 |  |  | 1927 | 1928 | 1 | FALSE | FALSE | 2 | FALSE | TRUE |  | 1928 |  |  | 558968.3407 | 2311308.2462 | 1927 | 558783.1748 | 2315308.0839 | 1928 | 558968.3407 | 2311308.2462
VN | 1044444745 | LINEVN1892b | 110 | 5.5422 | [5 empty] | 50 | 6 cables - 2 systems | LINESTRING (558783.1747572606 2315308.083919872, 558753.2671850213 2315326.8379041357, 558544.6659877998 2315244.59017278, 558418.6183825096 2314884.25878919, 558786.1014132658 2314359.977259328, 558877.7506224519 2314230.8192548696, 558980.8633480461 2313862.6062597483, 559063.7611833927 2313568.907701038, 558936.7676632713 2313396.123208705, 558826.1433206715 2313266.5172874946, 558702.1063641584 2313123.9710985594, 558648.4985198394 2312644.728138873, 558660.0022356216 2312226.8854832677, 558723.6390924763 2312057.950542622, 558781.8886320778 2311753.5283076796, 558909.788549364 2311599.8281954145, 558992.8217427187 2311502.8805542653, 559001.0971236047 2311450.7698860783, 558968.3407115935 2311308.2462087674) | line | [10 empty] | 6 | 2 |  |  | 1927 | 1928 | 1 | FALSE | FALSE | 2 | FALSE | TRUE |  | 1928 |  |  | 558968.3407 | 2311308.2462 | 1927 | 558783.1748 | 2315308.0839 | 1928 | 558968.3407 | 2311308.2462
VN | 1044444746 | LINEVN1893a | 220 | 3.1154 | [5 empty] | 50 | 6 cables - 2 systems | LINESTRING (559530.9714760365 2312723.0905798376, 559516.2792923542 2312754.581178367, 559406.7189186295 2313012.633121766, 559235.2057721396 2313416.8031042423, 559147.9398279757 2313656.84013361, 559062.373570269 2313881.543764821, 558947.344737191 2314190.3026459184, 558937.3666385963 2314448.001506626, 558909.0352946388 2315206.2180569177) | line | [10 empty] | 6 | 2 |  |  | 1271 | 1924 | 1 | FALSE | FALSE | 2 | TRUE | TRUE | 1271 | 1924 | 559530.9715 | 2312723.0906 | 558909.0353 | 2315206.2181 | 1271 | 559530.9715 | 2312723.0906 | 1924 | 558909.0353 | 2315206.2181
VN | 1044444746 | LINEVN1893b | 220 | 3.1154 | [5 empty] | 50 | 6 cables - 2 systems | LINESTRING (559530.9714760365 2312723.0905798376, 559516.2792923542 2312754.581178367, 559406.7189186295 2313012.633121766, 559235.2057721396 2313416.8031042423, 559147.9398279757 2313656.84013361, 559062.373570269 2313881.543764821, 558947.344737191 2314190.3026459184, 558937.3666385963 2314448.001506626, 558909.0352946388 2315206.2180569177) | line | [10 empty] | 6 | 2 |  |  | 1271 | 1924 | 1 | FALSE | FALSE | 2 | TRUE | TRUE | 1271 | 1924 | 559530.9715 | 2312723.0906 | 558909.0353 | 2315206.2181 | 1271 | 559530.9715 | 2312723.0906 | 1924 | 558909.0353 | 2315206.2181
VN | 1044444748 | LINEVN1894a | 110 | 2.2828 | [5 empty] | 50 | 6 cables - 2 systems | LINESTRING (557187.13642619 2310759.183892276, 557496.025734343 2310797.342903675, 557600.0412220156 2310809.4218670004, 557821.1041889081 2310893.5139824296, 558325.907650865 2311088.222730633, 558505.6329737838 2311065.3545848615, 558695.3957014345 2311125.2213536524, 558968.3407115935 2311308.2462087674) | line | [10 empty] | 6 | 2 |  |  | 1929 | 1928 | 1 | FALSE | FALSE | 2 | TRUE | TRUE | 1929 | 1928 | 557187.1364 | 2310759.1839 | 558968.3407 | 2311308.2462 | 1929 | 557187.1364 | 2310759.1839 | 1928 | 558968.3407 | 2311308.2462
VN | 1044444748 | LINEVN1894b | 110 | 2.2828 | [5 empty] | 50 | 6 cables - 2 systems | LINESTRING (557187.13642619 2310759.183892276, 557496.025734343 2310797.342903675, 557600.0412220156 2310809.4218670004, 557821.1041889081 2310893.5139824296, 558325.907650865 2311088.222730633, 558505.6329737838 2311065.3545848615, 558695.3957014345 2311125.2213536524, 558968.3407115935 2311308.2462087674) | line | [10 empty] | 6 | 2 |  |  | 1929 | 1928 | 1 | FALSE | FALSE | 2 | TRUE | TRUE | 1929 | 1928 | 557187.1364 | 2310759.1839 | 558968.3407 | 2311308.2462 | 1929 | 557187.1364 | 2310759.1839 | 1928 | 558968.3407 | 2311308.2462
VN | 1044444749 | LINEVN1895a | 110 | 48.4471 | [5 empty] | 50 | 6 cables - 2 systems | LINESTRING (557187.13642619 2310759.183892276, 557201.8236978067 2310725.267551543, 557287.688750543 2310458.897771274, 557401.9750515623 2310321.7301726197, 557516.2789479785 2310179.9924453935, 557637.5447973559 2310034.7267622044, 557763.6517204462 2309879.7169859903, 557907.563373149 2309704.9697685246, 557997.7206866071 2309597.140322374, 558133.9296053827 2309479.2670566635, 558111.883406671 2309340.2913609794, 558145.6837084955 2309129.2049024915, 558185.4299050311 2308889.562558774, 558224.086384918 2308643.530513476, 558254.1674730177 2308458.705991779, 558320.0726302476 2308280.237499533, 558395.2900447375 2308074.6860454255, 558425.7005241308 2307876.7478593676, 558458.759222163 2307677.280601567, 558486.5326134707 2307493.1236310783, 558517.2371772955 2307309.8070485448, 558671.7673246759 2307206.533717955, 558829.4990993079 2307101.5464754654, 558983.9581326173 2306998.8954810663, 559132.4083127412 2306898.582047119, 559167.7823449755 2306600.2349293856, 559169.0919367104 2306347.4547175867, 559072.587640523 2306147.863315561, 558976.1233680164 2305953.961477848, 558877.2850043726 2305754.0754337315, 558784.2747296328 2305558.870004762, 558681.1910848055 2305351.831818824, 558571.6962124443 2305123.8873824305, 558706.261761015 2304966.7113842526, 558838.7310469422 2304811.676177281, 558964.5535402285 2304662.794309014, 559186.5476030794 2304646.1676922194, 559404.5681899133 2304626.4752524984, 559604.8578246728 2304610.396999821, 559787.9620096436 2304599.539055717, 560001.2494421111 2304577.1369522093, 560215.3384441438 2304563.4838596703, 560321.7037252127 2304378.3286133017, 560423.2858574935 2304204.5232248404, 560548.1144225469 2303990.3723232797, 560660.8757283975 2303793.654425959, 561203.1746194244 2303618.6763475346, 561334.9786075836 2303592.1973183644, 561476.0153588179 2303542.20121879, 561640.6557807785 2303499.6198420664, 561883.8080327461 2303416.4900586475, 562290.9325954918 2303284.6878914097, 562342.4436700174 2303053.8862464875, 562393.9699799758 2302819.343963408, 562446.0554061956 2302585.9107016176, 562651.3184608654 2302179.209431123, 562739.5898855649 2302010.1378409844, 562900.5263286534 2301855.7711945293, 563157.2335237745 2301616.0140552423, 563358.3440649585 2301429.1975714834, 563588.2324531205 2301220.6227213093, 563882.5494119872 2300838.4119486883, 564044.8517722776 2300623.598368682, 564171.3757688192 2300458.542508918, 564300.987133068 2300289.6256973855, 564430.7289377227 2300122.647178888, 564405.9450540652 2299852.390452459, 564389.281264389 2299649.1907291887, 564372.9426270702 2299466.9323290666, 564356.6526707173 2299271.857834943, 564341.0486454441 2299085.075705859, 564323.3526568403 2298895.4523112895, 564307.5974517809 2298707.153463442, 564315.5241247093 2298496.1902302643, 564323.2361318421 2298286.9527722, 564329.9124429623 2298076.394344926, 564336.8772960842 2297877.4912875867, 564344.0688290823 2297665.617870442, 564349.3127324593 2297511.178053604, 564437.3215452668 2297328.8106692703, 564530.9980826612 2297134.733783736, 564611.0398098697 2296967.9531165143, 564709.7161552754 2296755.0924823834, 564800.1776974773 2296575.7245989707, 564904.8956943507 2296354.8975010784, 564878.9856299609 2296158.0040443786, 564849.3371005069 2295918.0653543337, 564825.0850241629 2295725.4616718744, 564794.4955147931 2295478.0157656954, 564765.8796414417 2295258.479057951, 564998.6258925163 2295182.2018534103, 565241.8378698493 2295108.33684482, 565277.2761971515 2294917.413897579, 565311.5774394957 2294729.9618593142, 565493.9924993064 2294459.7352107144, 565472.2087501055 2294260.0570563707, 565441.4169639659 2293977.812783765, 565424.4819808273 2293807.9808839937, 565499.260039905 2293646.142109689, 565748.158731471 2293121.854084246, 565819.5517471476 2292969.8536194833, 566030.586978566 2292523.581120853, 566128.5917367873 2292312.219932943, 566218.3164861733 2292123.2386573805, 566271.1227075185 2292010.5898079104, 566335.6151803352 2291873.405945017, 566448.130910784 2291635.906601122, 566682.7740398226 2291128.86306239, 566878.3705338535 2290895.015453942, 567215.9301214486 2290503.114164676, 567392.8622858247 2290297.2321094996, 567648.4951903524 2290000.149111894, 567810.0152281733 2289809.781550545, 567785.8806815463 2289593.5009146715, 567762.451290806 2289377.787661907, 567740.0459129728 2289174.020565205, 567711.7543287736 2288936.8832634464, 567686.2900723852 2288708.655778356, 567775.9289854076 2288508.3819787167, 567871.5321006654 2288299.101441681, 567959.4582293081 2288106.2369677294, 568046.1286836577 2287915.315763464, 568137.228918844 2287716.278165685, 568228.4826287641 2287515.858201826, 568367.3174185739 2287345.8346673036, 568495.9126308421 2287184.514097267, 568628.1444039555 2287023.408440896, 568750.1567952342 2286871.0166516914, 568886.606146462 2286703.621539006, 569019.5531276192 2286540.086824873, 569157.0711679016 2286369.9091073186, 569282.7259109593 2286215.5215558843, 569429.0292371192 2286035.376830913, 569559.245191712 2285874.856370238, 569683.0057514923 2285724.381770472, 569815.5559596085 2285559.733512557, 569937.010910068 2285411.2211839757, 569898.251328895 2285171.779279087, 569858.2842374045 2284939.404769083, 569820.4165989816 2284720.5083789174, 569779.5606445596 2284483.3382997685, 569740.1234845177 2284255.471040816, 569598.7161606203 2284091.907445202, 569470.227107335 2283945.2651756043, 569325.7542709095 2283778.55937793, 569188.3691449655 2283620.4280770146, 569070.032517687 2283483.4151738393, 568917.2083036626 2283306.1870779456, 569117.4612836583 2282953.450326622, 569253.8494779853 2282709.9679710353, 569243.4016600293 2282462.476734032, 569222.3352740362 2282044.6346473205, 569209.2209975672 2281799.2134358487, 569193.6673147432 2281502.993375423, 569244.0028631877 2281222.116592669, 569284.0590375448 2280976.204588623, 569327.3203034936 2280700.9768353505, 569398.6152098943 2280282.3069626135, 569454.6260437245 2279914.8064459176, 569511.3192241003 2279582.1827616342, 569554.0564955533 2279316.8701083725, 569871.7625502332 2279063.113784021, 570169.5648275269 2278826.91139522, 570238.0284208837 2278391.3662921055, 570274.136144535 2278076.9655035334, 570299.500601574 2277890.8925943533, 570200.4456651084 2277611.7690660646, 570231.8571685194 2277351.945068183) | line | [10 empty] | 6 | 2 |  |  | 1929 | 1930 | 1 | FALSE | FALSE | 2 | TRUE | FALSE | 1929 |  | 557187.1364 | 2310759.1839 |  |  | 1929 | 557187.1364 | 2310759.1839 | 1930 | 570231.8572 | 2277351.9451
VN | 1044444749 | LINEVN1895b | 110 | 48.4471 | [5 empty] | 50 | 6 cables - 2 systems | LINESTRING (557187.13642619 2310759.183892276, 557201.8236978067 2310725.267551543, 557287.688750543 2310458.897771274, 557401.9750515623 2310321.7301726197, 557516.2789479785 2310179.9924453935, 557637.5447973559 2310034.7267622044, 557763.6517204462 2309879.7169859903, 557907.563373149 2309704.9697685246, 557997.7206866071 2309597.140322374, 558133.9296053827 2309479.2670566635, 558111.883406671 2309340.2913609794, 558145.6837084955 2309129.2049024915, 558185.4299050311 2308889.562558774, 558224.086384918 2308643.530513476, 558254.1674730177 2308458.705991779, 558320.0726302476 2308280.237499533, 558395.2900447375 2308074.6860454255, 558425.7005241308 2307876.7478593676, 558458.759222163 2307677.280601567, 558486.5326134707 2307493.1236310783, 558517.2371772955 2307309.8070485448, 558671.7673246759 2307206.533717955, 558829.4990993079 2307101.5464754654, 558983.9581326173 2306998.8954810663, 559132.4083127412 2306898.582047119, 559167.7823449755 2306600.2349293856, 559169.0919367104 2306347.4547175867, 559072.587640523 2306147.863315561, 558976.1233680164 2305953.961477848, 558877.2850043726 2305754.0754337315, 558784.2747296328 2305558.870004762, 558681.1910848055 2305351.831818824, 558571.6962124443 2305123.8873824305, 558706.261761015 2304966.7113842526, 558838.7310469422 2304811.676177281, 558964.5535402285 2304662.794309014, 559186.5476030794 2304646.1676922194, 559404.5681899133 2304626.4752524984, 559604.8578246728 2304610.396999821, 559787.9620096436 2304599.539055717, 560001.2494421111 2304577.1369522093, 560215.3384441438 2304563.4838596703, 560321.7037252127 2304378.3286133017, 560423.2858574935 2304204.5232248404, 560548.1144225469 2303990.3723232797, 560660.8757283975 2303793.654425959, 561203.1746194244 2303618.6763475346, 561334.9786075836 2303592.1973183644, 561476.0153588179 2303542.20121879, 561640.6557807785 2303499.6198420664, 561883.8080327461 2303416.4900586475, 562290.9325954918 2303284.6878914097, 562342.4436700174 2303053.8862464875, 562393.9699799758 2302819.343963408, 562446.0554061956 2302585.9107016176, 562651.3184608654 2302179.209431123, 562739.5898855649 2302010.1378409844, 562900.5263286534 2301855.7711945293, 563157.2335237745 2301616.0140552423, 563358.3440649585 2301429.1975714834, 563588.2324531205 2301220.6227213093, 563882.5494119872 2300838.4119486883, 564044.8517722776 2300623.598368682, 564171.3757688192 2300458.542508918, 564300.987133068 2300289.6256973855, 564430.7289377227 2300122.647178888, 564405.9450540652 2299852.390452459, 564389.281264389 2299649.1907291887, 564372.9426270702 2299466.9323290666, 564356.6526707173 2299271.857834943, 564341.0486454441 2299085.075705859, 564323.3526568403 2298895.4523112895, 564307.5974517809 2298707.153463442, 564315.5241247093 2298496.1902302643, 564323.2361318421 2298286.9527722, 564329.9124429623 2298076.394344926, 564336.8772960842 2297877.4912875867, 564344.0688290823 2297665.617870442, 564349.3127324593 2297511.178053604, 564437.3215452668 2297328.8106692703, 564530.9980826612 2297134.733783736, 564611.0398098697 2296967.9531165143, 564709.7161552754 2296755.0924823834, 564800.1776974773 2296575.7245989707, 564904.8956943507 2296354.8975010784, 564878.9856299609 2296158.0040443786, 564849.3371005069 2295918.0653543337, 564825.0850241629 2295725.4616718744, 564794.4955147931 2295478.0157656954, 564765.8796414417 2295258.479057951, 564998.6258925163 2295182.2018534103, 565241.8378698493 2295108.33684482, 565277.2761971515 2294917.413897579, 565311.5774394957 2294729.9618593142, 565493.9924993064 2294459.7352107144, 565472.2087501055 2294260.0570563707, 565441.4169639659 2293977.812783765, 565424.4819808273 2293807.9808839937, 565499.260039905 2293646.142109689, 565748.158731471 2293121.854084246, 565819.5517471476 2292969.8536194833, 566030.586978566 2292523.581120853, 566128.5917367873 2292312.219932943, 566218.3164861733 2292123.2386573805, 566271.1227075185 2292010.5898079104, 566335.6151803352 2291873.405945017, 566448.130910784 2291635.906601122, 566682.7740398226 2291128.86306239, 566878.3705338535 2290895.015453942, 567215.9301214486 2290503.114164676, 567392.8622858247 2290297.2321094996, 567648.4951903524 2290000.149111894, 567810.0152281733 2289809.781550545, 567785.8806815463 2289593.5009146715, 567762.451290806 2289377.787661907, 567740.0459129728 2289174.020565205, 567711.7543287736 2288936.8832634464, 567686.2900723852 2288708.655778356, 567775.9289854076 2288508.3819787167, 567871.5321006654 2288299.101441681, 567959.4582293081 2288106.2369677294, 568046.1286836577 2287915.315763464, 568137.228918844 2287716.278165685, 568228.4826287641 2287515.858201826, 568367.3174185739 2287345.8346673036, 568495.9126308421 2287184.514097267, 568628.1444039555 2287023.408440896, 568750.1567952342 2286871.0166516914, 568886.606146462 2286703.621539006, 569019.5531276192 2286540.086824873, 569157.0711679016 2286369.9091073186, 569282.7259109593 2286215.5215558843, 569429.0292371192 2286035.376830913, 569559.245191712 2285874.856370238, 569683.0057514923 2285724.381770472, 569815.5559596085 2285559.733512557, 569937.010910068 2285411.2211839757, 569898.251328895 2285171.779279087, 569858.2842374045 2284939.404769083, 569820.4165989816 2284720.5083789174, 569779.5606445596 2284483.3382997685, 569740.1234845177 2284255.471040816, 569598.7161606203 2284091.907445202, 569470.227107335 2283945.2651756043, 569325.7542709095 2283778.55937793, 569188.3691449655 2283620.4280770146, 569070.032517687 2283483.4151738393, 568917.2083036626 2283306.1870779456, 569117.4612836583 2282953.450326622, 569253.8494779853 2282709.9679710353, 569243.4016600293 2282462.476734032, 569222.3352740362 2282044.6346473205, 569209.2209975672 2281799.2134358487, 569193.6673147432 2281502.993375423, 569244.0028631877 2281222.116592669, 569284.0590375448 2280976.204588623, 569327.3203034936 2280700.9768353505, 569398.6152098943 2280282.3069626135, 569454.6260437245 2279914.8064459176, 569511.3192241003 2279582.1827616342, 569554.0564955533 2279316.8701083725, 569871.7625502332 2279063.113784021, 570169.5648275269 2278826.91139522, 570238.0284208837 2278391.3662921055, 570274.136144535 2278076.9655035334, 570299.500601574 2277890.8925943533, 570200.4456651084 2277611.7690660646, 570231.8571685194 2277351.945068183) | line | [10 empty] | 6 | 2 |  |  | 1929 | 1930 | 1 | FALSE | FALSE | 2 | TRUE | FALSE | 1929 |  | 557187.1364 | 2310759.1839 |  |  | 1929 | 557187.1364 | 2310759.1839 | 1930 | 570231.8572 | 2277351.9451
VN | 1044444750 | LINEVN1896a | 110 | 1.858 | [5 empty] | 50 | 6 cables - 2 systems | LINESTRING (557187.13642619 2310759.183892276, 557015.5657024249 2310738.9081179644, 556758.0976341747 2310654.0058595943, 556755.7707823442 2310441.897670341, 556755.4832988286 2310232.574434336, 556810.804743779 2310082.862332574, 556896.8609326043 2309841.86954325, 556985.6002207991 2309589.4977430096) | line | [10 empty] | 6 | 2 |  |  | 1929 | 1931 | 1 | FALSE | FALSE | 2 | TRUE | TRUE | 1929 | 1931 | 557187.1364 | 2310759.1839 | 556985.6002 | 2309589.4977 | 1929 | 557187.1364 | 2310759.1839 | 1931 | 556985.6002 | 2309589.4977
VN | 1044444750 | LINEVN1896b | 110 | 1.858 | [5 empty] | 50 | 6 cables - 2 systems | LINESTRING (557187.13642619 2310759.183892276, 557015.5657024249 2310738.9081179644, 556758.0976341747 2310654.0058595943, 556755.7707823442 2310441.897670341, 556755.4832988286 2310232.574434336, 556810.804743779 2310082.862332574, 556896.8609326043 2309841.86954325, 556985.6002207991 2309589.4977430096) | line | [10 empty] | 6 | 2 |  |  | 1929 | 1931 | 1 | FALSE | FALSE | 2 | TRUE | TRUE | 1929 | 1931 | 557187.1364 | 2310759.1839 | 556985.6002 | 2309589.4977 | 1929 | 557187.1364 | 2310759.1839 | 1931 | 556985.6002 | 2309589.4977
VN | 1044444752 | LINEVN1897 |  | 1.0187 | [6 empty] | multiple vlevels | LINESTRING (536559.5295648238 2311217.544739226, 536539.1506956265 2311034.612125563, 536516.2962243073 2310832.5940567176, 536490.730782437 2310595.3649193817, 536466.9506120359 2310373.722609656) | line | [14 empty] | 1932 | 1933 | 0 | FALSE | FALSE | 1 | FALSE | FALSE | [6 empty] | 1932 | 536559.5296 | 2311217.5447 | 1933 | 536466.9506 | 2310373.7226
VN | 1044448842 | LINEVN1898a | 110 | 2.6703 | [5 empty] | 50 | 6 cables - 2 systems | LINESTRING (578503.044457929 2245907.7580554727, 578430.5939592733 2245827.8096874626, 578274.7198275898 2245865.0951897544, 578237.9886064067 2245844.464881966, 578132.3117839766 2245866.263997746, 577895.6497460513 2245933.1239344184, 577676.0268251448 2246167.2247941857, 577499.3456518024 2246131.0801885207, 577241.9379777594 2246078.28427438, 577020.7718513786 2246031.77443867, 576876.1345013247 2246032.246365561, 576702.624782664 2246068.76998713, 576741.4223924947 2246286.780551939, 576752.6483555773 2246312.0308199497) | line | [10 empty] | 6 | 2 |  |  | 1934 | 1935 | 1 | FALSE | FALSE | 2 | FALSE | FALSE | [6 empty] | 1934 | 578503.0445 | 2245907.7581 | 1935 | 576752.6484 | 2246312.0308
VN | 1044448842 | LINEVN1898b | 110 | 2.6703 | [5 empty] | 50 | 6 cables - 2 systems | LINESTRING (578503.044457929 2245907.7580554727, 578430.5939592733 2245827.8096874626, 578274.7198275898 2245865.0951897544, 578237.9886064067 2245844.464881966, 578132.3117839766 2245866.263997746, 577895.6497460513 2245933.1239344184, 577676.0268251448 2246167.2247941857, 577499.3456518024 2246131.0801885207, 577241.9379777594 2246078.28427438, 577020.7718513786 2246031.77443867, 576876.1345013247 2246032.246365561, 576702.624782664 2246068.76998713, 576741.4223924947 2246286.780551939, 576752.6483555773 2246312.0308199497) | line | [10 empty] | 6 | 2 |  |  | 1934 | 1935 | 1 | FALSE | FALSE | 2 | FALSE | FALSE | [6 empty] | 1934 | 578503.0445 | 2245907.7581 | 1935 | 576752.6484 | 2246312.0308
VN | 1044448843 | LINEVN1899a | 220 | 11.9341 | [5 empty] | 50 | 6 cables - 2 systems | LINESTRING (585646.8867763805 2244307.4965006886, 585202.203619364 2244206.184474891, 584754.7269523805 2244102.9003970325, 584373.6852554496 2244015.2814442837, 583985.9333415427 2243926.10002266, 583595.5197685823 2243835.9406512487, 583234.059282877 2243752.194127593, 582890.8414650762 2243922.0535803903, 582488.2538138663 2244121.008534963, 582172.1387960581 2244277.442755885, 581784.7347067287 2244468.749775225, 581476.7029407015 2244621.0511507657, 581123.7674717597 2244795.557996263, 580511.4783119597 2245094.274361622, 580270.0048562776 2245214.4689947497, 580038.9818488129 2245328.9271754306, 579693.48746001 2245429.3675918463, 579377.5841185119 2245521.4513008893, 579030.2614646328 2245626.201512998, 578649.8666100672 2245737.7689777412, 578292.5988770822 2245843.462282401, 577911.378905119 2245955.0419565444, 577713.8529755082 2246162.6696044025, 577415.8129148294 2246474.300879246, 577124.3793420946 2246784.1626107735, 576899.83400091 2246713.1468635527, 576833.8494794256 2246470.1019425015, 576820.5174597728 2246413.8094734135) | line | [10 empty] | 6 | 2 |  |  | 1936 | 1937 | 1 | FALSE | FALSE | 2 | FALSE | FALSE | [6 empty] | 1936 | 585646.8868 | 2244307.4965 | 1937 | 576820.5175 | 2246413.8095
VN | 1044448843 | LINEVN1899b | 220 | 11.9341 | [5 empty] | 50 | 6 cables - 2 systems | LINESTRING (585646.8867763805 2244307.4965006886, 585202.203619364 2244206.184474891, 584754.7269523805 2244102.9003970325, 584373.6852554496 2244015.2814442837, 583985.9333415427 2243926.10002266, 583595.5197685823 2243835.9406512487, 583234.059282877 2243752.194127593, 582890.8414650762 2243922.0535803903, 582488.2538138663 2244121.008534963, 582172.1387960581 2244277.442755885, 581784.7347067287 2244468.749775225, 581476.7029407015 2244621.0511507657, 581123.7674717597 2244795.557996263, 580511.4783119597 2245094.274361622, 580270.0048562776 2245214.4689947497, 580038.9818488129 2245328.9271754306, 579693.48746001 2245429.3675918463, 579377.5841185119 2245521.4513008893, 579030.2614646328 2245626.201512998, 578649.8666100672 2245737.7689777412, 578292.5988770822 2245843.462282401, 577911.378905119 2245955.0419565444, 577713.8529755082 2246162.6696044025, 577415.8129148294 2246474.300879246, 577124.3793420946 2246784.1626107735, 576899.83400091 2246713.1468635527, 576833.8494794256 2246470.1019425015, 576820.5174597728 2246413.8094734135) | line | [10 empty] | 6 | 2 |  |  | 1936 | 1937 | 1 | FALSE | FALSE | 2 | FALSE | FALSE | [6 empty] | 1936 | 585646.8868 | 2244307.4965 | 1937 | 576820.5175 | 2246413.8095
VN | 1044453248 | LINEVN1900 | 220 | 0.089863 | [5 empty] | 50 |  | LINESTRING (622621.1682092566 2262220.1171109965, 622678.1852017781 2262171.5682676397) | line | [14 empty] | 1938 | 940 | 1 | FALSE | FALSE | 1 | TRUE | TRUE | 1938 | 940 | 622621.1682 | 2262220.1171 | 622678.1852 | 2262171.5683 | 1938 | 622621.1682 | 2262220.1171 | 940 | 622678.1852 | 2262171.5683
VN | 1044453249 | LINEVN1901 | 220 | 0.044262 | [5 empty] | 50 |  | LINESTRING (622678.1852017781 2262171.5682676397, 622666.9616033826 2262136.432492275) | line | [14 empty] | 940 | 1939 | 1 | FALSE | FALSE | 1 | TRUE | FALSE | 940 |  | 622678.1852 | 2262171.5683 |  |  | 940 | 622678.1852 | 2262171.5683 | 1939 | 622666.9616 | 2262136.4325
VN | 1044453250 | LINEVN1902 | 220 | 0.10128 | [5 empty] | 50 |  | LINESTRING (622621.1682092566 2262220.1171109965, 622626.3938761539 2262135.875869902) | line | [14 empty] | 1938 | 1940 | 1 | FALSE | FALSE | 1 | TRUE | FALSE | 1938 |  | 622621.1682 | 2262220.1171 |  |  | 1938 | 622621.1682 | 2262220.1171 | 1940 | 622626.3939 | 2262135.8759
VN | 1044453251 | LINEVN1903a | 220 | 5.281 | [5 empty] | 50 | 9 cables - 3 systems | LINESTRING (619684.162510283 2261948.1231696242, 619797.0172073392 2262155.590120073, 619924.3894232226 2262486.6767524723, 620055.4857932354 2262824.4432526953, 620143.7086719618 2263051.4870756227, 620532.1000082878 2263186.759925694, 620841.5016826391 2263293.3904930283, 621155.8023846464 2263400.0616254, 621475.3890189824 2263509.5657090493, 621635.627104141 2263344.0855057593, 621824.4756656087 2263150.3081542565, 621996.7168798142 2262971.711358779, 622106.6117953297 2262883.3471123585, 622211.155728042 2262760.033928277, 622341.4639430088 2262536.765251756, 622396.7797255014 2262393.3428395162, 622586.0729851541 2262354.0871279268, 622621.1682092566 2262220.1171109965) | line | [10 empty] | 9 | 3 |  |  | 1941 | 1938 | 1 | FALSE | FALSE | 3 | TRUE | TRUE | 1941 | 1938 | 619684.1625 | 2261948.1232 | 622621.1682 | 2262220.1171 | 1941 | 619684.1625 | 2261948.1232 | 1938 | 622621.1682 | 2262220.1171
VN | 1044453251 | LINEVN1903b | 220 | 5.281 | [5 empty] | 50 | 9 cables - 3 systems | LINESTRING (619684.162510283 2261948.1231696242, 619797.0172073392 2262155.590120073, 619924.3894232226 2262486.6767524723, 620055.4857932354 2262824.4432526953, 620143.7086719618 2263051.4870756227, 620532.1000082878 2263186.759925694, 620841.5016826391 2263293.3904930283, 621155.8023846464 2263400.0616254, 621475.3890189824 2263509.5657090493, 621635.627104141 2263344.0855057593, 621824.4756656087 2263150.3081542565, 621996.7168798142 2262971.711358779, 622106.6117953297 2262883.3471123585, 622211.155728042 2262760.033928277, 622341.4639430088 2262536.765251756, 622396.7797255014 2262393.3428395162, 622586.0729851541 2262354.0871279268, 622621.1682092566 2262220.1171109965) | line | [10 empty] | 9 | 3 |  |  | 1941 | 1938 | 1 | FALSE | FALSE | 3 | TRUE | TRUE | 1941 | 1938 | 619684.1625 | 2261948.1232 | 622621.1682 | 2262220.1171 | 1941 | 619684.1625 | 2261948.1232 | 1938 | 622621.1682 | 2262220.1171
VN | 1044453251 | LINEVN1903c | 220 | 5.281 | [5 empty] | 50 | 9 cables - 3 systems | LINESTRING (619684.162510283 2261948.1231696242, 619797.0172073392 2262155.590120073, 619924.3894232226 2262486.6767524723, 620055.4857932354 2262824.4432526953, 620143.7086719618 2263051.4870756227, 620532.1000082878 2263186.759925694, 620841.5016826391 2263293.3904930283, 621155.8023846464 2263400.0616254, 621475.3890189824 2263509.5657090493, 621635.627104141 2263344.0855057593, 621824.4756656087 2263150.3081542565, 621996.7168798142 2262971.711358779, 622106.6117953297 2262883.3471123585, 622211.155728042 2262760.033928277, 622341.4639430088 2262536.765251756, 622396.7797255014 2262393.3428395162, 622586.0729851541 2262354.0871279268, 622621.1682092566 2262220.1171109965) | line | [10 empty] | 9 | 3 |  |  | 1941 | 1938 | 1 | FALSE | FALSE | 3 | TRUE | TRUE | 1941 | 1938 | 619684.1625 | 2261948.1232 | 622621.1682 | 2262220.1171 | 1941 | 619684.1625 | 2261948.1232 | 1938 | 622621.1682 | 2262220.1171
VN | 1044453252 | LINEVN1904 | 220 | 0.090788 | [5 empty] | 50 |  | LINESTRING (601110.596243025 2242021.0114377914, 601171.8082047601 2242065.475723606) | line | [10 empty] | 3 |  |  |  | 1942 | 17 | 1 | FALSE | FALSE | 1 | FALSE | TRUE |  | 17 |  |  | 601171.8082 | 2242065.4757 | 1942 | 601110.5962 | 2242021.0114 | 17 | 601171.8082 | 2242065.4757
VN | 1044469621 | LINEVN1905a | 220 | 0.52939 | [5 empty] | 50 | 6 cables - 2 systems | LINESTRING (662553.8082049395 2265926.179184168, 662611.796250368 2266036.0438985378, 662717.2932665967 2266181.6995320786, 662826.7990781579 2266201.099142856, 662826.270646276 2266226.9664361686) | line | [10 empty] | 6 | 2 |  |  | 1943 | 1944 | 1 | FALSE | FALSE | 2 | TRUE | FALSE | 1943 |  | 662553.8082 | 2265926.1792 |  |  | 1943 | 662553.8082 | 2265926.1792 | 1944 | 662826.2706 | 2266226.9664
VN | 1044469621 | LINEVN1905b | 220 | 0.52939 | [5 empty] | 50 | 6 cables - 2 systems | LINESTRING (662553.8082049395 2265926.179184168, 662611.796250368 2266036.0438985378, 662717.2932665967 2266181.6995320786, 662826.7990781579 2266201.099142856, 662826.270646276 2266226.9664361686) | line | [10 empty] | 6 | 2 |  |  | 1943 | 1944 | 1 | FALSE | FALSE | 2 | TRUE | FALSE | 1943 |  | 662553.8082 | 2265926.1792 |  |  | 1943 | 662553.8082 | 2265926.1792 | 1944 | 662826.2706 | 2266226.9664
VN | 1044469622 | LINEVN1906a | 220 | 0.13437 | [5 empty] | 50 | 6 cables - 2 systems | LINESTRING (662553.8082049395 2265926.179184168, 662654.1678361401 2265876.5087023876) | line | [10 empty] | 6 | 2 |  |  | 1943 | 1945 | 1 | FALSE | FALSE | 2 | TRUE | FALSE | 1943 |  | 662553.8082 | 2265926.1792 |  |  | 1943 | 662553.8082 | 2265926.1792 | 1945 | 662654.1678 | 2265876.5087
VN | 1044469622 | LINEVN1906b | 220 | 0.13437 | [5 empty] | 50 | 6 cables - 2 systems | LINESTRING (662553.8082049395 2265926.179184168, 662654.1678361401 2265876.5087023876) | line | [10 empty] | 6 | 2 |  |  | 1943 | 1945 | 1 | FALSE | FALSE | 2 | TRUE | FALSE | 1943 |  | 662553.8082 | 2265926.1792 |  |  | 1943 | 662553.8082 | 2265926.1792 | 1945 | 662654.1678 | 2265876.5087
VN | 1044469624 | LINEVN1907a | 220 | 0.18079 | [5 empty] | 50 | 6 cables - 2 systems | LINESTRING (662448.9220509994 2265819.0567588415, 662567.5873554173 2265831.035706906, 662592.3902206153 2265811.79850923) | line | [10 empty] | 6 | 2 |  |  | 1946 | 1947 | 1 | FALSE | FALSE | 2 | TRUE | FALSE | 1946 |  | 662448.9221 | 2265819.0568 |  |  | 1946 | 662448.9221 | 2265819.0568 | 1947 | 662592.3902 | 2265811.7985
VN | 1044469624 | LINEVN1907b | 220 | 0.18079 | [5 empty] | 50 | 6 cables - 2 systems | LINESTRING (662448.9220509994 2265819.0567588415, 662567.5873554173 2265831.035706906, 662592.3902206153 2265811.79850923) | line | [10 empty] | 6 | 2 |  |  | 1946 | 1947 | 1 | FALSE | FALSE | 2 | TRUE | FALSE | 1946 |  | 662448.9221 | 2265819.0568 |  |  | 1946 | 662448.9221 | 2265819.0568 | 1947 | 662592.3902 | 2265811.7985
VN | 1044469625 | LINEVN1908a | 220 | 0.17991 | [5 empty] | 50 | 6 cables - 2 systems | LINESTRING (662448.9220509994 2265819.0567588415, 662553.8082049395 2265926.179184168) | line | [10 empty] | 6 | 2 |  |  | 1946 | 1943 | 1 | FALSE | FALSE | 2 | TRUE | TRUE | 1946 | 1943 | 662448.9221 | 2265819.0568 | 662553.8082 | 2265926.1792 | 1946 | 662448.9221 | 2265819.0568 | 1943 | 662553.8082 | 2265926.1792
VN | 1044469625 | LINEVN1908b | 220 | 0.17991 | [5 empty] | 50 | 6 cables - 2 systems | LINESTRING (662448.9220509994 2265819.0567588415, 662553.8082049395 2265926.179184168) | line | [10 empty] | 6 | 2 |  |  | 1946 | 1943 | 1 | FALSE | FALSE | 2 | TRUE | TRUE | 1946 | 1943 | 662448.9221 | 2265819.0568 | 662553.8082 | 2265926.1792 | 1946 | 662448.9221 | 2265819.0568 | 1943 | 662553.8082 | 2265926.1792
VN | 1044469626 | LINEVN1909a | 220 | 7.168 | [5 empty] | 50 | 12 cables - 4 systems | LINESTRING (657332.8416105199 2264190.432443722, 657567.6269334548 2264235.029326477, 657900.9899942606 2264301.1093326495, 658109.238993225 2264340.4536926677, 658372.1944830272 2264394.632983278, 658665.4844336726 2264451.323351581, 658999.96721983 2264517.4358393624, 659333.6132523345 2264582.440211171, 659625.3684686846 2264638.712545033, 659795.2927243937 2264615.5475914134, 660077.9991383915 2264577.4438751396, 660402.4449368545 2264534.168122226, 660701.1369048109 2264521.6759721087, 661004.5552289505 2264512.565814062, 661243.0880217373 2264440.9634979293, 661381.8444568097 2264400.1278326865, 661599.7278824906 2264440.5695764604, 661745.7127259087 2264686.4802278457, 661882.061440198 2264915.0419801883, 662028.6210874245 2265157.7507513165, 662155.3357971817 2265369.529347834, 662210.4926103959 2265571.4515404836, 662332.2845080316 2265696.9443061887, 662448.9220509994 2265819.0567588415) | line | [10 empty] | 12 | 4 |  |  | 1948 | 1946 | 1 | FALSE | FALSE | 4 | TRUE | TRUE | 1948 | 1946 | 657332.8416 | 2264190.4324 | 662448.9221 | 2265819.0568 | 1948 | 657332.8416 | 2264190.4324 | 1946 | 662448.9221 | 2265819.0568
VN | 1044469626 | LINEVN1909b | 220 | 7.168 | [5 empty] | 50 | 12 cables - 4 systems | LINESTRING (657332.8416105199 2264190.432443722, 657567.6269334548 2264235.029326477, 657900.9899942606 2264301.1093326495, 658109.238993225 2264340.4536926677, 658372.1944830272 2264394.632983278, 658665.4844336726 2264451.323351581, 658999.96721983 2264517.4358393624, 659333.6132523345 2264582.440211171, 659625.3684686846 2264638.712545033, 659795.2927243937 2264615.5475914134, 660077.9991383915 2264577.4438751396, 660402.4449368545 2264534.168122226, 660701.1369048109 2264521.6759721087, 661004.5552289505 2264512.565814062, 661243.0880217373 2264440.9634979293, 661381.8444568097 2264400.1278326865, 661599.7278824906 2264440.5695764604, 661745.7127259087 2264686.4802278457, 661882.061440198 2264915.0419801883, 662028.6210874245 2265157.7507513165, 662155.3357971817 2265369.529347834, 662210.4926103959 2265571.4515404836, 662332.2845080316 2265696.9443061887, 662448.9220509994 2265819.0567588415) | line | [10 empty] | 12 | 4 |  |  | 1948 | 1946 | 1 | FALSE | FALSE | 4 | TRUE | TRUE | 1948 | 1946 | 657332.8416 | 2264190.4324 | 662448.9221 | 2265819.0568 | 1948 | 657332.8416 | 2264190.4324 | 1946 | 662448.9221 | 2265819.0568
VN | 1044469626 | LINEVN1909c | 220 | 7.168 | [5 empty] | 50 | 12 cables - 4 systems | LINESTRING (657332.8416105199 2264190.432443722, 657567.6269334548 2264235.029326477, 657900.9899942606 2264301.1093326495, 658109.238993225 2264340.4536926677, 658372.1944830272 2264394.632983278, 658665.4844336726 2264451.323351581, 658999.96721983 2264517.4358393624, 659333.6132523345 2264582.440211171, 659625.3684686846 2264638.712545033, 659795.2927243937 2264615.5475914134, 660077.9991383915 2264577.4438751396, 660402.4449368545 2264534.168122226, 660701.1369048109 2264521.6759721087, 661004.5552289505 2264512.565814062, 661243.0880217373 2264440.9634979293, 661381.8444568097 2264400.1278326865, 661599.7278824906 2264440.5695764604, 661745.7127259087 2264686.4802278457, 661882.061440198 2264915.0419801883, 662028.6210874245 2265157.7507513165, 662155.3357971817 2265369.529347834, 662210.4926103959 2265571.4515404836, 662332.2845080316 2265696.9443061887, 662448.9220509994 2265819.0567588415) | line | [10 empty] | 12 | 4 |  |  | 1948 | 1946 | 1 | FALSE | FALSE | 4 | TRUE | TRUE | 1948 | 1946 | 657332.8416 | 2264190.4324 | 662448.9221 | 2265819.0568 | 1948 | 657332.8416 | 2264190.4324 | 1946 | 662448.9221 | 2265819.0568
VN | 1044469626 | LINEVN1909d | 220 | 7.168 | [5 empty] | 50 | 12 cables - 4 systems | LINESTRING (657332.8416105199 2264190.432443722, 657567.6269334548 2264235.029326477, 657900.9899942606 2264301.1093326495, 658109.238993225 2264340.4536926677, 658372.1944830272 2264394.632983278, 658665.4844336726 2264451.323351581, 658999.96721983 2264517.4358393624, 659333.6132523345 2264582.440211171, 659625.3684686846 2264638.712545033, 659795.2927243937 2264615.5475914134, 660077.9991383915 2264577.4438751396, 660402.4449368545 2264534.168122226, 660701.1369048109 2264521.6759721087, 661004.5552289505 2264512.565814062, 661243.0880217373 2264440.9634979293, 661381.8444568097 2264400.1278326865, 661599.7278824906 2264440.5695764604, 661745.7127259087 2264686.4802278457, 661882.061440198 2264915.0419801883, 662028.6210874245 2265157.7507513165, 662155.3357971817 2265369.529347834, 662210.4926103959 2265571.4515404836, 662332.2845080316 2265696.9443061887, 662448.9220509994 2265819.0567588415) | line | [10 empty] | 12 | 4 |  |  | 1948 | 1946 | 1 | FALSE | FALSE | 4 | TRUE | TRUE | 1948 | 1946 | 657332.8416 | 2264190.4324 | 662448.9221 | 2265819.0568 | 1948 | 657332.8416 | 2264190.4324 | 1946 | 662448.9221 | 2265819.0568
VN | 1044469627 | LINEVN1910a | 220 | 51.6242 | [5 empty] | 50 | 6 cables - 2 systems | LINESTRING (634433.5001342689 2238963.7357354774, 634431.4067453538 2238997.8455385403, 634432.4753608103 2239131.834407968, 634745.6793362801 2239391.0982122268, 635091.4469264186 2239679.7236037278, 635389.1533903175 2239930.5221643206, 635634.513657395 2239691.6359125413, 636018.0969839126 2239319.238377501, 636153.635223008 2239187.7848480614, 636399.8643917216 2238947.376471208, 636637.7820878357 2238715.1963734278, 636872.020656949 2238487.9933495778, 637173.3499296871 2238476.732072495, 637582.0289748505 2238461.31518154, 637654.6820550293 2238874.5879089953, 637741.3199300235 2239361.2291010264, 638027.504702345 2239498.3240715065, 638239.0073136125 2239600.7112101694, 638431.3560855561 2239751.696878901, 638706.854685469 2239970.609086054, 638944.6819788131 2240152.4620920517, 639217.1174211807 2240376.5834818636, 639532.1852805475 2240621.665030186, 639831.6337653195 2240804.0182360187, 640180.3414782113 2241026.050883765, 640609.9241266976 2241294.144984737, 640877.2897989396 2241456.331886411, 640893.3146293776 2241758.3921006303, 640909.0951376499 2242108.1929070856, 640927.7565299949 2242447.8556803335, 640948.4938507293 2242806.8739032294, 641296.9629519593 2242932.682428439, 641672.1062167386 2243067.07473743, 642202.7055211999 2243255.8119699988, 642494.4617482063 2243359.1725095552, 642814.8324338677 2243475.23932079, 642991.4450462956 2243537.7615246386, 643228.7689722757 2243903.718745297, 643487.0844889315 2244279.872634716, 643433.6338063569 2244710.299865277, 643380.7769856113 2245154.934472277, 643584.3035008322 2245488.4168218356, 643802.1737499539 2245840.3310196036, 644049.2370557555 2246250.5417761905, 644188.9252479026 2246477.397488783, 644444.7505806359 2246750.7463068464, 644715.1786850923 2247033.8306980734, 644970.8586048896 2247306.3461272204, 645074.7995710871 2247543.4703040095, 645214.8485913984 2247849.6757883485, 645507.7520689402 2248229.968427633, 645800.5220984605 2248607.199665602, 645914.6397764541 2248757.397671757, 646154.2936644251 2249063.738242067, 646511.2001145191 2249527.540881355, 646616.8647272908 2249665.971822059, 646797.4673847484 2249899.2799082603, 646996.7700403488 2250155.155361659, 647236.4133576404 2250344.705490493, 647415.4314189052 2250483.338686958, 647612.3734438259 2250767.8731785566, 647846.5605111743 2251109.375112152, 648061.281829281 2251416.463199218, 648277.1584866875 2251727.881831373, 648446.5295094345 2251975.1395120905, 648615.298709742 2252275.70667157, 648788.8421969947 2252300.3114695093, 648914.6108228395 2252650.457399973, 649049.2852941822 2252860.2600856684, 649412.8647068297 2252989.782065281, 649734.0117105356 2253104.06414972, 650095.0701483232 2253231.918858976, 650431.1464293294 2253351.06095397, 650790.3091472511 2253479.7557645612, 651101.6675707046 2253590.6246121894, 651419.4561362279 2253456.0558568514, 651698.8234324916 2253336.883746506, 652041.8136198468 2253195.0429620775, 652261.3130205739 2252897.7523875306, 652440.9784273312 2252656.202720837, 652829.0267030888 2252709.056303006, 653232.5910865148 2252763.7288055196, 653640.4972649096 2252818.316962849, 653837.747340771 2253195.304932049, 654001.310959782 2253550.2741589067, 654186.4487997651 2253980.3179734764, 654409.4155440213 2254374.4943322605, 654588.1083408785 2254725.1350682145, 654756.5678624004 2255060.2984440187, 654926.514802041 2255401.0458386126, 655081.0871757481 2255707.4827137836, 655237.5769184539 2256018.234104093, 655462.9003005855 2256409.0736773666, 655522.0749030756 2256652.503027028, 655665.664707584 2256870.462465502, 655426.3361793326 2257083.973195982, 655149.144011255 2257329.137161269, 654850.1645515544 2257593.171181875, 654542.8813544193 2257863.611001836, 654268.8812139458 2258107.1336303367, 654018.730374685 2258329.176882086, 653772.8272965243 2258546.1027672696, 653930.7078224792 2258825.5160423173, 654074.9938415063 2259168.9277043124, 654261.2642181913 2259496.3132285415, 654459.8023165046 2259842.9968537083, 654651.7296679489 2260177.7896562275, 654843.9437764538 2260518.078742394, 655040.3040222737 2260862.8474335456, 655210.7992323753 2261159.3171391417, 655247.2603239681 2261374.0245507327, 655315.3124887627 2261769.4430584386, 655362.9415952825 2262041.9731641407, 655462.1005808559 2262616.406219229, 655505.6639403229 2262873.0254736817, 655828.3030203381 2263075.15243225, 656189.0437761532 2263302.8082803437, 656547.2929077236 2263526.973579669, 656786.985978543 2263678.0015949314, 656977.0535354139 2263808.827697479, 657167.539307078 2263939.2503903224, 657332.8416105199 2264190.432443722) | line | [10 empty] | 6 | 2 |  |  | 1949 | 1948 | 1 | FALSE | FALSE | 2 | FALSE | TRUE |  | 1948 |  |  | 657332.8416 | 2264190.4324 | 1949 | 634433.5001 | 2238963.7357 | 1948 | 657332.8416 | 2264190.4324
VN | 1044469627 | LINEVN1910b | 220 | 51.6242 | [5 empty] | 50 | 6 cables - 2 systems | LINESTRING (634433.5001342689 2238963.7357354774, 634431.4067453538 2238997.8455385403, 634432.4753608103 2239131.834407968, 634745.6793362801 2239391.0982122268, 635091.4469264186 2239679.7236037278, 635389.1533903175 2239930.5221643206, 635634.513657395 2239691.6359125413, 636018.0969839126 2239319.238377501, 636153.635223008 2239187.7848480614, 636399.8643917216 2238947.376471208, 636637.7820878357 2238715.1963734278, 636872.020656949 2238487.9933495778, 637173.3499296871 2238476.732072495, 637582.0289748505 2238461.31518154, 637654.6820550293 2238874.5879089953, 637741.3199300235 2239361.2291010264, 638027.504702345 2239498.3240715065, 638239.0073136125 2239600.7112101694, 638431.3560855561 2239751.696878901, 638706.854685469 2239970.609086054, 638944.6819788131 2240152.4620920517, 639217.1174211807 2240376.5834818636, 639532.1852805475 2240621.665030186, 639831.6337653195 2240804.0182360187, 640180.3414782113 2241026.050883765, 640609.9241266976 2241294.144984737, 640877.2897989396 2241456.331886411, 640893.3146293776 2241758.3921006303, 640909.0951376499 2242108.1929070856, 640927.7565299949 2242447.8556803335, 640948.4938507293 2242806.8739032294, 641296.9629519593 2242932.682428439, 641672.1062167386 2243067.07473743, 642202.7055211999 2243255.8119699988, 642494.4617482063 2243359.1725095552, 642814.8324338677 2243475.23932079, 642991.4450462956 2243537.7615246386, 643228.7689722757 2243903.718745297, 643487.0844889315 2244279.872634716, 643433.6338063569 2244710.299865277, 643380.7769856113 2245154.934472277, 643584.3035008322 2245488.4168218356, 643802.1737499539 2245840.3310196036, 644049.2370557555 2246250.5417761905, 644188.9252479026 2246477.397488783, 644444.7505806359 2246750.7463068464, 644715.1786850923 2247033.8306980734, 644970.8586048896 2247306.3461272204, 645074.7995710871 2247543.4703040095, 645214.8485913984 2247849.6757883485, 645507.7520689402 2248229.968427633, 645800.5220984605 2248607.199665602, 645914.6397764541 2248757.397671757, 646154.2936644251 2249063.738242067, 646511.2001145191 2249527.540881355, 646616.8647272908 2249665.971822059, 646797.4673847484 2249899.2799082603, 646996.7700403488 2250155.155361659, 647236.4133576404 2250344.705490493, 647415.4314189052 2250483.338686958, 647612.3734438259 2250767.8731785566, 647846.5605111743 2251109.375112152, 648061.281829281 2251416.463199218, 648277.1584866875 2251727.881831373, 648446.5295094345 2251975.1395120905, 648615.298709742 2252275.70667157, 648788.8421969947 2252300.3114695093, 648914.6108228395 2252650.457399973, 649049.2852941822 2252860.2600856684, 649412.8647068297 2252989.782065281, 649734.0117105356 2253104.06414972, 650095.0701483232 2253231.918858976, 650431.1464293294 2253351.06095397, 650790.3091472511 2253479.7557645612, 651101.6675707046 2253590.6246121894, 651419.4561362279 2253456.0558568514, 651698.8234324916 2253336.883746506, 652041.8136198468 2253195.0429620775, 652261.3130205739 2252897.7523875306, 652440.9784273312 2252656.202720837, 652829.0267030888 2252709.056303006, 653232.5910865148 2252763.7288055196, 653640.4972649096 2252818.316962849, 653837.747340771 2253195.304932049, 654001.310959782 2253550.2741589067, 654186.4487997651 2253980.3179734764, 654409.4155440213 2254374.4943322605, 654588.1083408785 2254725.1350682145, 654756.5678624004 2255060.2984440187, 654926.514802041 2255401.0458386126, 655081.0871757481 2255707.4827137836, 655237.5769184539 2256018.234104093, 655462.9003005855 2256409.0736773666, 655522.0749030756 2256652.503027028, 655665.664707584 2256870.462465502, 655426.3361793326 2257083.973195982, 655149.144011255 2257329.137161269, 654850.1645515544 2257593.171181875, 654542.8813544193 2257863.611001836, 654268.8812139458 2258107.1336303367, 654018.730374685 2258329.176882086, 653772.8272965243 2258546.1027672696, 653930.7078224792 2258825.5160423173, 654074.9938415063 2259168.9277043124, 654261.2642181913 2259496.3132285415, 654459.8023165046 2259842.9968537083, 654651.7296679489 2260177.7896562275, 654843.9437764538 2260518.078742394, 655040.3040222737 2260862.8474335456, 655210.7992323753 2261159.3171391417, 655247.2603239681 2261374.0245507327, 655315.3124887627 2261769.4430584386, 655362.9415952825 2262041.9731641407, 655462.1005808559 2262616.406219229, 655505.6639403229 2262873.0254736817, 655828.3030203381 2263075.15243225, 656189.0437761532 2263302.8082803437, 656547.2929077236 2263526.973579669, 656786.985978543 2263678.0015949314, 656977.0535354139 2263808.827697479, 657167.539307078 2263939.2503903224, 657332.8416105199 2264190.432443722) | line | [10 empty] | 6 | 2 |  |  | 1949 | 1948 | 1 | FALSE | FALSE | 2 | FALSE | TRUE |  | 1948 |  |  | 657332.8416 | 2264190.4324 | 1949 | 634433.5001 | 2238963.7357 | 1948 | 657332.8416 | 2264190.4324
VN | 1044469628 | LINEVN1911a | 220 | 28.6101 | [5 empty] | 50 | 6 cables - 2 systems | LINESTRING (639456.6871183411 2272422.5191196236, 639579.3022680251 2272237.5198574867, 639820.6279130991 2271866.517344646, 640048.934298009 2271516.465222713, 640271.5794996897 2271174.981281264, 640480.341691949 2270856.454595763, 640673.11201701 2270595.072857986, 640895.0788391838 2270372.512570171, 641012.3580765653 2270252.3909460916, 641226.8528526914 2270037.8314043577, 641474.2292441017 2269788.7106596697, 641741.4303190133 2269520.441197036, 642099.5070376755 2269532.323637552, 642343.1826519065 2269410.3312675636, 642544.6149223871 2269440.3759183725, 642875.2315681211 2269276.0234299838, 643272.7334860908 2269074.822982153, 643571.2185418236 2268924.5263564535, 643843.1717927394 2269050.4365127827, 644161.4466501455 2269197.3773362506, 644534.7847155163 2269366.067788668, 644847.6914548113 2269511.3826850406, 645152.4553482851 2269649.748841749, 645530.4599618753 2269826.705136459, 645909.8357385672 2269997.3501061313, 646290.7178419394 2270171.4929938763, 646609.4662043562 2270317.025428578, 646902.9894511149 2270450.9445134248, 647214.7395869123 2270595.443447135, 647520.5028794736 2270735.878183746, 647806.4982055753 2270865.708109352, 648056.3288689196 2270794.749378744, 648372.0921623765 2270701.973646297, 648717.3844436392 2270606.5499091963, 648982.375780718 2270530.8768299934, 649273.8882036608 2270588.6249742107, 649657.2836016692 2270663.037875175, 650014.9740844765 2270733.4693376017, 650413.8809107444 2270809.154469515, 650807.853213907 2270888.2704749377, 651193.5898522688 2270964.400189313, 651605.3104310315 2271044.1134301806, 652008.655356284 2271122.5111866365, 652351.6741479929 2271189.950652518, 652604.9995555369 2270966.28542814, 652923.2738233852 2270689.958407037, 653243.3037022103 2270406.279612057, 653566.5348911047 2270124.9929684238, 653886.988761178 2269844.0962695824, 654088.0301744947 2269667.802292973, 654192.0044567264 2269414.844145174, 654314.975078834 2269117.9762792545, 654436.7057661525 2268820.2564967186, 654601.8778684651 2268421.6927376827, 654761.3900847763 2268038.433412434, 654920.5191477156 2267650.9981935807, 655081.0275417141 2267260.5765504017, 655239.7809439529 2266878.0553874094, 655401.3654483493 2266485.4759904034, 655561.8037960563 2266095.7877290077, 655706.2318157218 2265745.4537026933, 655824.4592459919 2265460.3738811873, 656093.4605766815 2265234.039052133, 656417.3199625977 2264961.2053728593, 656742.0463211524 2264687.123059876, 657065.6362039191 2264415.2498494354, 657332.8416105199 2264190.432443722) | line | [10 empty] | 6 | 2 |  |  | 1950 | 1948 | 1 | FALSE | FALSE | 2 | FALSE | TRUE |  | 1948 |  |  | 657332.8416 | 2264190.4324 | 1950 | 639456.6871 | 2272422.5191 | 1948 | 657332.8416 | 2264190.4324
VN | 1044469628 | LINEVN1911b | 220 | 28.6101 | [5 empty] | 50 | 6 cables - 2 systems | LINESTRING (639456.6871183411 2272422.5191196236, 639579.3022680251 2272237.5198574867, 639820.6279130991 2271866.517344646, 640048.934298009 2271516.465222713, 640271.5794996897 2271174.981281264, 640480.341691949 2270856.454595763, 640673.11201701 2270595.072857986, 640895.0788391838 2270372.512570171, 641012.3580765653 2270252.3909460916, 641226.8528526914 2270037.8314043577, 641474.2292441017 2269788.7106596697, 641741.4303190133 2269520.441197036, 642099.5070376755 2269532.323637552, 642343.1826519065 2269410.3312675636, 642544.6149223871 2269440.3759183725, 642875.2315681211 2269276.0234299838, 643272.7334860908 2269074.822982153, 643571.2185418236 2268924.5263564535, 643843.1717927394 2269050.4365127827, 644161.4466501455 2269197.3773362506, 644534.7847155163 2269366.067788668, 644847.6914548113 2269511.3826850406, 645152.4553482851 2269649.748841749, 645530.4599618753 2269826.705136459, 645909.8357385672 2269997.3501061313, 646290.7178419394 2270171.4929938763, 646609.4662043562 2270317.025428578, 646902.9894511149 2270450.9445134248, 647214.7395869123 2270595.443447135, 647520.5028794736 2270735.878183746, 647806.4982055753 2270865.708109352, 648056.3288689196 2270794.749378744, 648372.0921623765 2270701.973646297, 648717.3844436392 2270606.5499091963, 648982.375780718 2270530.8768299934, 649273.8882036608 2270588.6249742107, 649657.2836016692 2270663.037875175, 650014.9740844765 2270733.4693376017, 650413.8809107444 2270809.154469515, 650807.853213907 2270888.2704749377, 651193.5898522688 2270964.400189313, 651605.3104310315 2271044.1134301806, 652008.655356284 2271122.5111866365, 652351.6741479929 2271189.950652518, 652604.9995555369 2270966.28542814, 652923.2738233852 2270689.958407037, 653243.3037022103 2270406.279612057, 653566.5348911047 2270124.9929684238, 653886.988761178 2269844.0962695824, 654088.0301744947 2269667.802292973, 654192.0044567264 2269414.844145174, 654314.975078834 2269117.9762792545, 654436.7057661525 2268820.2564967186, 654601.8778684651 2268421.6927376827, 654761.3900847763 2268038.433412434, 654920.5191477156 2267650.9981935807, 655081.0275417141 2267260.5765504017, 655239.7809439529 2266878.0553874094, 655401.3654483493 2266485.4759904034, 655561.8037960563 2266095.7877290077, 655706.2318157218 2265745.4537026933, 655824.4592459919 2265460.3738811873, 656093.4605766815 2265234.039052133, 656417.3199625977 2264961.2053728593, 656742.0463211524 2264687.123059876, 657065.6362039191 2264415.2498494354, 657332.8416105199 2264190.432443722) | line | [10 empty] | 6 | 2 |  |  | 1950 | 1948 | 1 | FALSE | FALSE | 2 | FALSE | TRUE |  | 1948 |  |  | 657332.8416 | 2264190.4324 | 1950 | 639456.6871 | 2272422.5191 | 1948 | 657332.8416 | 2264190.4324
VN | 1044518742 | LINEVN1912a | 220 | 55.4792 | [5 empty] | 50 | 6 cables - 2 systems | LINESTRING (608279.6577544892 2300391.1834120317, 608258.1391840967 2300374.120377132, 608437.3011067684 2300190.017142571, 608662.6154846771 2300165.661154185, 608850.6712849444 2300193.798666344, 609073.2555324232 2300138.005925396, 609322.1903324446 2300076.68711731, 609704.8562040674 2299983.7024847628, 610230.1462827591 2299856.0089518414, 610397.5768693034 2299592.3181850105, 610545.5571050204 2299357.2247090507, 610721.6026858486 2299079.7905411865, 610957.7122186784 2298944.8573746234, 611131.0848471306 2298630.9594069077, 611315.3417280943 2298296.6575604696, 611495.7720545296 2297972.183432815, 611674.1003520229 2297648.5936059235, 611937.7321296075 2297411.8997608474, 612209.1520924892 2297169.915380943, 612490.9866951922 2296916.0612858823, 612768.2681937669 2296665.568100915, 613043.8707863926 2296418.266759003, 613315.5437464162 2296174.407681105, 613551.1855314686 2295963.759878058, 613795.5457521642 2295744.152838149, 614084.8298990781 2295481.2638460533, 614151.9138072735 2295235.3893533163, 614245.5979518618 2294887.3184916126, 614327.6449091616 2294576.017715289, 614434.6277945485 2294182.633052469, 614505.940044366 2293922.6755237035, 614583.1792758732 2293633.6139200185, 614947.8519618991 2293522.8184743444, 615314.0661768918 2293412.7275013393, 615642.9239620407 2293313.213264387, 616090.871840959 2293177.1895847307, 616473.7526205509 2293062.6552841305, 616836.6830567252 2293187.481315026, 617189.1614665298 2293308.213618592, 617575.6167890134 2293441.82053987, 617962.6324821172 2293574.898220754, 618274.6766013529 2293683.283559869, 618560.6933891639 2293780.1126078335, 618802.5909808313 2293756.9669064516, 619201.2371405357 2293724.661067951, 619458.0614059065 2293702.6044115312, 619944.2015174463 2293659.9671938433, 620235.4212112924 2293633.728488606, 620609.2209053824 2293599.7396761943, 621021.996156442 2293564.6664660433, 621382.814811974 2293532.139999325, 621606.6774623013 2293221.7901096395, 621782.1859426785 2292975.0956507633, 621990.4527093148 2292680.599350286, 622164.3532495942 2292484.8485035696, 622437.7338168754 2292186.9992318028, 622770.9760872559 2291821.690862176, 623046.3909815641 2291516.293843292, 623297.4288363017 2291241.6723036054, 623580.8730404256 2290928.9696393567, 623804.3979712022 2290684.615947622, 624054.1845967991 2290545.240032665, 624334.4587940214 2290391.989956611, 624518.9270902553 2290285.457853714, 624696.3517581163 2290083.8122193404, 624941.9717570025 2289804.6896079113, 625205.0895793318 2289505.675540198, 625459.3950373805 2289213.573298188, 625717.2055649287 2288920.537519298, 625883.6779519386 2288720.548218093, 626148.9483909905 2288422.2827519663, 626441.4220571301 2288092.544094714, 626672.9383034486 2287770.964653703, 626900.5194502955 2287454.3506940547, 627080.656325646 2287204.462948938, 627307.1419959597 2286887.280955491, 627548.5214833564 2286557.849469163, 627769.2244471504 2286249.916419091, 627954.4790333303 2285992.0058312183, 628127.1605289169 2285753.8491633846, 628142.5339723658 2285550.8973927316, 628120.6414093677 2285120.9619354405, 628088.4856628769 2284477.5754457028, 628063.7866108937 2283992.449667552, 628261.1725736379 2283741.817117234, 628648.6706148193 2283593.893396765, 629026.9234346552 2283448.6860954394, 629351.6698477201 2283322.2501565027, 629734.4224703487 2283174.867377328, 630105.5543062448 2283032.8165099975, 630236.4240241643 2282659.564374756, 630354.9210187582 2282325.381541317, 630449.4498894099 2282054.0885238033, 630664.2550735517 2281835.816142029, 630857.7888476503 2281640.1628359575, 631074.064962778 2281421.6961293546, 631274.995366974 2281219.495820317, 631493.0374235407 2281001.800289278, 631690.826906943 2280800.067061553, 631679.1230940768 2280549.3074883283, 631665.5585864992 2280183.798340489, 631650.7831994722 2279818.390676569, 631639.2623512523 2279520.9418437923, 631754.4656160064 2279228.927028771, 631870.7974928982 2278935.6596910525, 632160.7750120691 2278674.5954794255, 632491.3608863915 2278378.541083509, 632793.1938503003 2278104.716423913, 633069.186710676 2277857.504336125, 633310.6302066159 2277638.650687988, 633539.836171511 2277432.5555765564, 633788.9022410263 2277206.9491797686, 634034.2960982735 2276986.530831812, 634277.103140436 2276768.4530307106, 634537.6708303996 2276531.689721389, 634767.3857609618 2276325.668882333, 634978.2484122668 2276135.4079923923, 635170.4466569107 2275963.3432209264, 635373.075108764 2275780.603874049, 635546.7293926367 2275621.1030511344, 635738.5971146921 2275317.003251277, 635925.5134974526 2275021.477817862, 636132.5740972871 2274689.973170827, 636306.6357097679 2274411.71651445, 636624.2793048748 2274292.5005422747, 636847.4196700575 2274206.8672968103, 637178.97362049 2274080.622184304, 637451.6907894621 2273976.1353693744, 637693.0587364049 2273886.077207746, 637977.567408918 2273777.3213903424, 638148.9023315592 2273667.6392788882, 638414.0586513919 2273609.886197811, 638682.946867782 2273300.5754185687, 638943.4409481953 2272993.823298557, 639170.6172069762 2272725.723184794, 639382.904646279 2272536.043394987, 639414.5367244147 2272498.2116342834) | line | [10 empty] | 6 | 2 |  |  | 1951 | 1952 | 1 | FALSE | FALSE | 2 | FALSE | FALSE | [6 empty] | 1951 | 608279.6578 | 2300391.1834 | 1952 | 639414.5367 | 2272498.2116
VN | 1044518742 | LINEVN1912b | 220 | 55.4792 | [5 empty] | 50 | 6 cables - 2 systems | LINESTRING (608279.6577544892 2300391.1834120317, 608258.1391840967 2300374.120377132, 608437.3011067684 2300190.017142571, 608662.6154846771 2300165.661154185, 608850.6712849444 2300193.798666344, 609073.2555324232 2300138.005925396, 609322.1903324446 2300076.68711731, 609704.8562040674 2299983.7024847628, 610230.1462827591 2299856.0089518414, 610397.5768693034 2299592.3181850105, 610545.5571050204 2299357.2247090507, 610721.6026858486 2299079.7905411865, 610957.7122186784 2298944.8573746234, 611131.0848471306 2298630.9594069077, 611315.3417280943 2298296.6575604696, 611495.7720545296 2297972.183432815, 611674.1003520229 2297648.5936059235, 611937.7321296075 2297411.8997608474, 612209.1520924892 2297169.915380943, 612490.9866951922 2296916.0612858823, 612768.2681937669 2296665.568100915, 613043.8707863926 2296418.266759003, 613315.5437464162 2296174.407681105, 613551.1855314686 2295963.759878058, 613795.5457521642 2295744.152838149, 614084.8298990781 2295481.2638460533, 614151.9138072735 2295235.3893533163, 614245.5979518618 2294887.3184916126, 614327.6449091616 2294576.017715289, 614434.6277945485 2294182.633052469, 614505.940044366 2293922.6755237035, 614583.1792758732 2293633.6139200185, 614947.8519618991 2293522.8184743444, 615314.0661768918 2293412.7275013393, 615642.9239620407 2293313.213264387, 616090.871840959 2293177.1895847307, 616473.7526205509 2293062.6552841305, 616836.6830567252 2293187.481315026, 617189.1614665298 2293308.213618592, 617575.6167890134 2293441.82053987, 617962.6324821172 2293574.898220754, 618274.6766013529 2293683.283559869, 618560.6933891639 2293780.1126078335, 618802.5909808313 2293756.9669064516, 619201.2371405357 2293724.661067951, 619458.0614059065 2293702.6044115312, 619944.2015174463 2293659.9671938433, 620235.4212112924 2293633.728488606, 620609.2209053824 2293599.7396761943, 621021.996156442 2293564.6664660433, 621382.814811974 2293532.139999325, 621606.6774623013 2293221.7901096395, 621782.1859426785 2292975.0956507633, 621990.4527093148 2292680.599350286, 622164.3532495942 2292484.8485035696, 622437.7338168754 2292186.9992318028, 622770.9760872559 2291821.690862176, 623046.3909815641 2291516.293843292, 623297.4288363017 2291241.6723036054, 623580.8730404256 2290928.9696393567, 623804.3979712022 2290684.615947622, 624054.1845967991 2290545.240032665, 624334.4587940214 2290391.989956611, 624518.9270902553 2290285.457853714, 624696.3517581163 2290083.8122193404, 624941.9717570025 2289804.6896079113, 625205.0895793318 2289505.675540198, 625459.3950373805 2289213.573298188, 625717.2055649287 2288920.537519298, 625883.6779519386 2288720.548218093, 626148.9483909905 2288422.2827519663, 626441.4220571301 2288092.544094714, 626672.9383034486 2287770.964653703, 626900.5194502955 2287454.3506940547, 627080.656325646 2287204.462948938, 627307.1419959597 2286887.280955491, 627548.5214833564 2286557.849469163, 627769.2244471504 2286249.916419091, 627954.4790333303 2285992.0058312183, 628127.1605289169 2285753.8491633846, 628142.5339723658 2285550.8973927316, 628120.6414093677 2285120.9619354405, 628088.4856628769 2284477.5754457028, 628063.7866108937 2283992.449667552, 628261.1725736379 2283741.817117234, 628648.6706148193 2283593.893396765, 629026.9234346552 2283448.6860954394, 629351.6698477201 2283322.2501565027, 629734.4224703487 2283174.867377328, 630105.5543062448 2283032.8165099975, 630236.4240241643 2282659.564374756, 630354.9210187582 2282325.381541317, 630449.4498894099 2282054.0885238033, 630664.2550735517 2281835.816142029, 630857.7888476503 2281640.1628359575, 631074.064962778 2281421.6961293546, 631274.995366974 2281219.495820317, 631493.0374235407 2281001.800289278, 631690.826906943 2280800.067061553, 631679.1230940768 2280549.3074883283, 631665.5585864992 2280183.798340489, 631650.7831994722 2279818.390676569, 631639.2623512523 2279520.9418437923, 631754.4656160064 2279228.927028771, 631870.7974928982 2278935.6596910525, 632160.7750120691 2278674.5954794255, 632491.3608863915 2278378.541083509, 632793.1938503003 2278104.716423913, 633069.186710676 2277857.504336125, 633310.6302066159 2277638.650687988, 633539.836171511 2277432.5555765564, 633788.9022410263 2277206.9491797686, 634034.2960982735 2276986.530831812, 634277.103140436 2276768.4530307106, 634537.6708303996 2276531.689721389, 634767.3857609618 2276325.668882333, 634978.2484122668 2276135.4079923923, 635170.4466569107 2275963.3432209264, 635373.075108764 2275780.603874049, 635546.7293926367 2275621.1030511344, 635738.5971146921 2275317.003251277, 635925.5134974526 2275021.477817862, 636132.5740972871 2274689.973170827, 636306.6357097679 2274411.71651445, 636624.2793048748 2274292.5005422747, 636847.4196700575 2274206.8672968103, 637178.97362049 2274080.622184304, 637451.6907894621 2273976.1353693744, 637693.0587364049 2273886.077207746, 637977.567408918 2273777.3213903424, 638148.9023315592 2273667.6392788882, 638414.0586513919 2273609.886197811, 638682.946867782 2273300.5754185687, 638943.4409481953 2272993.823298557, 639170.6172069762 2272725.723184794, 639382.904646279 2272536.043394987, 639414.5367244147 2272498.2116342834) | line | [10 empty] | 6 | 2 |  |  | 1951 | 1952 | 1 | FALSE | FALSE | 2 | FALSE | FALSE | [6 empty] | 1951 | 608279.6578 | 2300391.1834 | 1952 | 639414.5367 | 2272498.2116
VN | 1044518743 | LINEVN1913a | 220 | 7.9618 | [5 empty] | 50 | 6 cables - 2 systems | LINESTRING (616228.2256276063 2256724.8679141114, 616382.8264842965 2256860.245487508, 616654.1256473443 2257093.390653978, 616902.2164634747 2257310.255254733, 617123.1753946054 2257503.4285757677, 617392.911583744 2257739.4096227796, 617673.3550374662 2257983.26127523, 617685.8163182731 2258268.531470073, 617702.6034206408 2258656.084055436, 617716.3969828413 2258970.4300765507, 617729.5614767215 2259274.4669593205, 617743.3783625191 2259583.6554095503, 617941.3638621278 2259728.4354293523, 618267.7109234339 2259965.354868767, 618618.0020789424 2260220.6661729845, 618786.8400734593 2260448.56938719, 618937.9431093559 2260651.590485867, 619090.5594618295 2260858.508836481, 619271.131152181 2261188.309986006, 619473.7750919368 2261562.3546958854, 619684.162510283 2261948.1231696242) | line | [10 empty] | 6 | 2 |  |  | 18 | 1941 | 1 | FALSE | FALSE | 2 | TRUE | TRUE | 18 | 1941 | 616228.2256 | 2256724.8679 | 619684.1625 | 2261948.1232 | 18 | 616228.2256 | 2256724.8679 | 1941 | 619684.1625 | 2261948.1232
VN | 1044518743 | LINEVN1913b | 220 | 7.9618 | [5 empty] | 50 | 6 cables - 2 systems | LINESTRING (616228.2256276063 2256724.8679141114, 616382.8264842965 2256860.245487508, 616654.1256473443 2257093.390653978, 616902.2164634747 2257310.255254733, 617123.1753946054 2257503.4285757677, 617392.911583744 2257739.4096227796, 617673.3550374662 2257983.26127523, 617685.8163182731 2258268.531470073, 617702.6034206408 2258656.084055436, 617716.3969828413 2258970.4300765507, 617729.5614767215 2259274.4669593205, 617743.3783625191 2259583.6554095503, 617941.3638621278 2259728.4354293523, 618267.7109234339 2259965.354868767, 618618.0020789424 2260220.6661729845, 618786.8400734593 2260448.56938719, 618937.9431093559 2260651.590485867, 619090.5594618295 2260858.508836481, 619271.131152181 2261188.309986006, 619473.7750919368 2261562.3546958854, 619684.162510283 2261948.1231696242) | line | [10 empty] | 6 | 2 |  |  | 18 | 1941 | 1 | FALSE | FALSE | 2 | TRUE | TRUE | 18 | 1941 | 616228.2256 | 2256724.8679 | 619684.1625 | 2261948.1232 | 18 | 616228.2256 | 2256724.8679 | 1941 | 619684.1625 | 2261948.1232
VN | 1044518744 | LINEVN1914a | 220 | 36.3072 | [5 empty] | 50 | 6 cables - 2 systems | LINESTRING (634365.8416489714 2238961.538457818, 634367.6411446827 2239009.6034503914, 634443.1114536461 2239330.530266458, 634514.4687651724 2239649.322564659, 634286.2395499555 2239831.2512220773, 634028.8498826148 2240033.279347436, 633765.2140792506 2240129.3866685783, 633499.9545156846 2240227.8540699068, 633311.8433131111 2240296.458206011, 633272.1356308026 2240494.4656144157, 633205.3809545771 2240813.493159836, 633150.8201095994 2241075.376656737, 633093.7212994127 2241359.0911108665, 632695.2625144505 2241494.455193221, 632400.3109399946 2241596.008338181, 632068.9311902963 2241708.3567337776, 631658.1925042621 2241848.298825963, 631403.8192781666 2241791.082617575, 631074.1438465376 2241717.5584316887, 630739.6817409955 2241645.465588297, 630324.7610454224 2241553.545263773, 629948.1436998057 2241470.778497439, 629579.925525611 2241387.4522518637, 629234.8224147029 2241314.9553187275, 629036.5120213575 2241504.4669507463, 628770.3334256831 2241752.8591630524, 628503.2646890506 2242008.210781329, 628217.0617358768 2242275.8100930513, 627935.1325961027 2242544.34192461, 627694.98299917 2242770.018284502, 627423.0294123166 2243027.8392706546, 627347.179316968 2243351.0882951794, 627262.0965425035 2243710.1105098156, 627189.3098092942 2244027.9368024888, 627114.5460141127 2244318.1761942096, 627032.4160995153 2244638.978103032, 626962.6418299745 2244918.805752738, 626891.0338850047 2245191.226119939, 626817.5645271194 2245478.4653304475, 626571.7845805943 2245496.9813608443, 626215.1731776516 2245523.18987332, 625832.6417998961 2245551.230987077, 625453.8886580059 2245579.795035738, 625086.2231636243 2245604.6179742967, 624770.2421681185 2245629.0589880007, 624413.5118499574 2245654.041717231, 624099.6432815914 2245676.98266181, 623836.8390276891 2245746.5081846067, 623588.3584657187 2245810.993322632, 623293.7051839042 2245889.9062011545, 623040.5885242197 2245956.4578218204, 622826.287120989 2246197.4451084943, 622626.4061902879 2246411.3747267257, 622419.2541658566 2246642.665852357, 622158.9163607734 2246930.0988206454, 621891.5395548979 2247224.857240101, 621672.5216416864 2247463.98652223, 621552.1393474696 2247597.7539677224, 621115.6346715419 2248080.062501246, 620953.7417954014 2248263.782487271, 620650.7303420079 2248443.8686980247, 620315.2206934675 2248646.8330106656, 619984.0302284874 2248854.415980589, 619713.4995095424 2249017.897616911, 619374.9772258706 2249225.0199318547, 619074.2831159751 2249410.1512273676, 618797.8545725184 2249579.150905201, 618681.5360095897 2249858.6719586, 618538.0976218517 2250214.125633153, 618426.2783084066 2250491.7863934743, 618310.603207905 2250781.098616817, 618171.879522359 2251125.5075745652, 618073.2260619439 2251366.413314029, 617921.6413091163 2251736.5586891775, 617799.3146156649 2252039.165806302, 617589.6760700415 2252161.864343847, 617488.3171372885 2252368.386355178, 617337.4103531372 2252675.8813125514, 617384.1591838714 2252974.1344700493, 617436.3636630903 2253322.9424160193, 617478.4776675503 2253602.370010411, 617582.7908445889 2253801.788035344, 617717.78167538 2254059.79319667, 617880.7645804443 2254367.3248942294, 618023.5574709066 2254638.3149004327, 617984.9628077183 2254960.0256137056, 617943.8596898896 2255318.8656153902, 617922.142247072 2255505.5110227405, 617749.7725896146 2255720.475692843, 617553.6824099387 2255966.4375543385, 617402.6630327645 2256150.9357758327, 617258.0936398732 2256325.1190314167, 617035.4642808062 2256411.250642553, 616814.5814251582 2256498.71409021, 616546.5687968623 2256602.2856678716, 616317.1520392445 2256690.1842680704, 616228.2256276063 2256724.8679141114) | line | [10 empty] | 6 | 2 |  |  | 1953 | 18 | 1 | FALSE | FALSE | 2 | FALSE | TRUE |  | 18 |  |  | 616228.2256 | 2256724.8679 | 1953 | 634365.8416 | 2238961.5385 | 18 | 616228.2256 | 2256724.8679
VN | 1044518744 | LINEVN1914b | 220 | 36.3072 | [5 empty] | 50 | 6 cables - 2 systems | LINESTRING (634365.8416489714 2238961.538457818, 634367.6411446827 2239009.6034503914, 634443.1114536461 2239330.530266458, 634514.4687651724 2239649.322564659, 634286.2395499555 2239831.2512220773, 634028.8498826148 2240033.279347436, 633765.2140792506 2240129.3866685783, 633499.9545156846 2240227.8540699068, 633311.8433131111 2240296.458206011, 633272.1356308026 2240494.4656144157, 633205.3809545771 2240813.493159836, 633150.8201095994 2241075.376656737, 633093.7212994127 2241359.0911108665, 632695.2625144505 2241494.455193221, 632400.3109399946 2241596.008338181, 632068.9311902963 2241708.3567337776, 631658.1925042621 2241848.298825963, 631403.8192781666 2241791.082617575, 631074.1438465376 2241717.5584316887, 630739.6817409955 2241645.465588297, 630324.7610454224 2241553.545263773, 629948.1436998057 2241470.778497439, 629579.925525611 2241387.4522518637, 629234.8224147029 2241314.9553187275, 629036.5120213575 2241504.4669507463, 628770.3334256831 2241752.8591630524, 628503.2646890506 2242008.210781329, 628217.0617358768 2242275.8100930513, 627935.1325961027 2242544.34192461, 627694.98299917 2242770.018284502, 627423.0294123166 2243027.8392706546, 627347.179316968 2243351.0882951794, 627262.0965425035 2243710.1105098156, 627189.3098092942 2244027.9368024888, 627114.5460141127 2244318.1761942096, 627032.4160995153 2244638.978103032, 626962.6418299745 2244918.805752738, 626891.0338850047 2245191.226119939, 626817.5645271194 2245478.4653304475, 626571.7845805943 2245496.9813608443, 626215.1731776516 2245523.18987332, 625832.6417998961 2245551.230987077, 625453.8886580059 2245579.795035738, 625086.2231636243 2245604.6179742967, 624770.2421681185 2245629.0589880007, 624413.5118499574 2245654.041717231, 624099.6432815914 2245676.98266181, 623836.8390276891 2245746.5081846067, 623588.3584657187 2245810.993322632, 623293.7051839042 2245889.9062011545, 623040.5885242197 2245956.4578218204, 622826.287120989 2246197.4451084943, 622626.4061902879 2246411.3747267257, 622419.2541658566 2246642.665852357, 622158.9163607734 2246930.0988206454, 621891.5395548979 2247224.857240101, 621672.5216416864 2247463.98652223, 621552.1393474696 2247597.7539677224, 621115.6346715419 2248080.062501246, 620953.7417954014 2248263.782487271, 620650.7303420079 2248443.8686980247, 620315.2206934675 2248646.8330106656, 619984.0302284874 2248854.415980589, 619713.4995095424 2249017.897616911, 619374.9772258706 2249225.0199318547, 619074.2831159751 2249410.1512273676, 618797.8545725184 2249579.150905201, 618681.5360095897 2249858.6719586, 618538.0976218517 2250214.125633153, 618426.2783084066 2250491.7863934743, 618310.603207905 2250781.098616817, 618171.879522359 2251125.5075745652, 618073.2260619439 2251366.413314029, 617921.6413091163 2251736.5586891775, 617799.3146156649 2252039.165806302, 617589.6760700415 2252161.864343847, 617488.3171372885 2252368.386355178, 617337.4103531372 2252675.8813125514, 617384.1591838714 2252974.1344700493, 617436.3636630903 2253322.9424160193, 617478.4776675503 2253602.370010411, 617582.7908445889 2253801.788035344, 617717.78167538 2254059.79319667, 617880.7645804443 2254367.3248942294, 618023.5574709066 2254638.3149004327, 617984.9628077183 2254960.0256137056, 617943.8596898896 2255318.8656153902, 617922.142247072 2255505.5110227405, 617749.7725896146 2255720.475692843, 617553.6824099387 2255966.4375543385, 617402.6630327645 2256150.9357758327, 617258.0936398732 2256325.1190314167, 617035.4642808062 2256411.250642553, 616814.5814251582 2256498.71409021, 616546.5687968623 2256602.2856678716, 616317.1520392445 2256690.1842680704, 616228.2256276063 2256724.8679141114) | line | [10 empty] | 6 | 2 |  |  | 1953 | 18 | 1 | FALSE | FALSE | 2 | FALSE | TRUE |  | 18 |  |  | 616228.2256 | 2256724.8679 | 1953 | 634365.8416 | 2238961.5385 | 18 | 616228.2256 | 2256724.8679
VN | 1044550578 | LINEVN1915 | 220 | 0.40361 | [5 empty] | 50 |  | LINESTRING (588488.7348911781 2308805.97637741, 588469.2979987727 2308734.172825126, 588445.4765381671 2308675.096844474, 588361.8845950902 2308495.3257852104) | line | [10 empty] | 3 | 1 |  |  | 1954 | 1955 | 1 | FALSE | FALSE | 1 | TRUE | TRUE | 1954 | 1955 | 588488.7349 | 2308805.9764 | 588361.8846 | 2308495.3258 | 1954 | 588488.7349 | 2308805.9764 | 1955 | 588361.8846 | 2308495.3258
VN | 1044550579 | LINEVN1916 | 220 | 0.40324 | [5 empty] | 50 |  | LINESTRING (588361.8845950902 2308495.3257852104, 588417.4360639154 2308648.5948557733, 588448.5466090965 2308727.9533323525, 588488.7348911781 2308805.97637741) | line | [10 empty] | 3 | 1 |  |  | 1955 | 1954 | 1 | FALSE | FALSE | 1 | TRUE | TRUE | 1955 | 1954 | 588361.8846 | 2308495.3258 | 588488.7349 | 2308805.9764 | 1955 | 588361.8846 | 2308495.3258 | 1954 | 588488.7349 | 2308805.9764
VN | 1044550580 | LINEVN1917a | 220 | 31.1536 | [5 empty] | 50 | 6 cables - 2 systems | LINESTRING (588361.8845950902 2308495.3257852104, 588240.156353332 2308192.871899535, 588131.4776509011 2307926.282871074, 588123.9617048902 2307711.949540612, 588094.376786638 2307367.8126275544, 587978.0394766697 2307179.1167918583, 588159.192680864 2306942.6769666546, 588405.0079978743 2306618.0780956293, 588612.0791549222 2306352.1498082606, 588895.3683426415 2306146.8289598287, 589125.4708158044 2305985.823765901, 589341.9433794686 2305831.544805169, 589579.3400539277 2305664.27550011, 589919.9097927669 2305567.470643639, 590150.225731898 2305604.0832476043, 590361.7843333735 2305599.6670637047, 590559.1806077844 2305686.048212141, 590823.9920412176 2305794.2256409624, 591145.8628853199 2305928.241585923, 591383.2580959686 2305535.7111915983, 591477.0646466223 2305223.5524872337, 591543.649349171 2304937.1676403875, 591614.8884132442 2304591.570526704, 591683.2092515421 2304272.0348480325, 591743.678889343 2303982.4185601003, 591994.0895728666 2304058.259215012, 592407.9023540257 2304165.032450211, 592742.8486226128 2304262.1927171117, 592984.4386545715 2304330.395750805, 593278.9865360579 2304412.356268532, 593702.2251175574 2304226.321721288, 593697.854004303 2303997.5348846777, 594024.2172479897 2303980.767587354, 594510.1469585359 2303953.9478444983, 595391.8634307802 2303899.2947786427, 595660.5802738593 2303886.8135498078, 595907.4955325511 2303707.37641164, 596238.949065669 2303461.839692784, 596564.8213562293 2303218.6235255445, 596897.2093818594 2302971.433099032, 597186.8574616084 2302756.531525411, 597423.5769621611 2302499.97511714, 597684.3208787065 2302218.712819011, 597906.1764923683 2301977.682758297, 598166.0837231692 2301708.774959754, 598433.1162997178 2301429.49716948, 598699.6468298077 2301155.6882067337, 598989.1392744285 2300858.2322226614, 599207.6800013537 2300627.7910644463, 599415.320292915 2300412.9610605594, 599627.044199768 2300193.1546598054, 599865.45038604 2299948.815392649, 600431.994776513 2299885.029946133, 600903.6932575856 2299833.178650457, 601247.3191242153 2299793.3410395477, 601659.5321378306 2299746.0777543574, 601963.3346298365 2299713.8502069134, 602302.4111177238 2299722.99614578, 602713.5201691263 2299732.998872151, 603023.7856452329 2299784.5754657993, 603286.4226989273 2299818.7969874893, 603491.9198813231 2299680.1096556867, 603820.1921164376 2299731.6127559193, 604216.6429391741 2299707.005202283, 604612.9435994176 2299685.051434523, 604971.3183984677 2299666.1240876876, 605230.0069523816 2299651.018037208, 605632.3023293971 2299629.812003246, 605968.6347299281 2299610.9110893635, 606275.3433422983 2299705.7492217864, 606691.2622678733 2299837.3819040465, 607086.2861383867 2299960.7010557526, 607397.715273357 2300057.7488764636, 607659.0756175469 2300171.129084214, 607910.6109417556 2300279.0488120443, 608224.7849148297 2300415.3913879925, 608239.5466678173 2300442.4170591324) | line | [10 empty] | 6 | 2 |  |  | 1955 | 1956 | 1 | FALSE | FALSE | 2 | TRUE | FALSE | 1955 |  | 588361.8846 | 2308495.3258 |  |  | 1955 | 588361.8846 | 2308495.3258 | 1956 | 608239.5467 | 2300442.4171
VN | 1044550580 | LINEVN1917b | 220 | 31.1536 | [5 empty] | 50 | 6 cables - 2 systems | LINESTRING (588361.8845950902 2308495.3257852104, 588240.156353332 2308192.871899535, 588131.4776509011 2307926.282871074, 588123.9617048902 2307711.949540612, 588094.376786638 2307367.8126275544, 587978.0394766697 2307179.1167918583, 588159.192680864 2306942.6769666546, 588405.0079978743 2306618.0780956293, 588612.0791549222 2306352.1498082606, 588895.3683426415 2306146.8289598287, 589125.4708158044 2305985.823765901, 589341.9433794686 2305831.544805169, 589579.3400539277 2305664.27550011, 589919.9097927669 2305567.470643639, 590150.225731898 2305604.0832476043, 590361.7843333735 2305599.6670637047, 590559.1806077844 2305686.048212141, 590823.9920412176 2305794.2256409624, 591145.8628853199 2305928.241585923, 591383.2580959686 2305535.7111915983, 591477.0646466223 2305223.5524872337, 591543.649349171 2304937.1676403875, 591614.8884132442 2304591.570526704, 591683.2092515421 2304272.0348480325, 591743.678889343 2303982.4185601003, 591994.0895728666 2304058.259215012, 592407.9023540257 2304165.032450211, 592742.8486226128 2304262.1927171117, 592984.4386545715 2304330.395750805, 593278.9865360579 2304412.356268532, 593702.2251175574 2304226.321721288, 593697.854004303 2303997.5348846777, 594024.2172479897 2303980.767587354, 594510.1469585359 2303953.9478444983, 595391.8634307802 2303899.2947786427, 595660.5802738593 2303886.8135498078, 595907.4955325511 2303707.37641164, 596238.949065669 2303461.839692784, 596564.8213562293 2303218.6235255445, 596897.2093818594 2302971.433099032, 597186.8574616084 2302756.531525411, 597423.5769621611 2302499.97511714, 597684.3208787065 2302218.712819011, 597906.1764923683 2301977.682758297, 598166.0837231692 2301708.774959754, 598433.1162997178 2301429.49716948, 598699.6468298077 2301155.6882067337, 598989.1392744285 2300858.2322226614, 599207.6800013537 2300627.7910644463, 599415.320292915 2300412.9610605594, 599627.044199768 2300193.1546598054, 599865.45038604 2299948.815392649, 600431.994776513 2299885.029946133, 600903.6932575856 2299833.178650457, 601247.3191242153 2299793.3410395477, 601659.5321378306 2299746.0777543574, 601963.3346298365 2299713.8502069134, 602302.4111177238 2299722.99614578, 602713.5201691263 2299732.998872151, 603023.7856452329 2299784.5754657993, 603286.4226989273 2299818.7969874893, 603491.9198813231 2299680.1096556867, 603820.1921164376 2299731.6127559193, 604216.6429391741 2299707.005202283, 604612.9435994176 2299685.051434523, 604971.3183984677 2299666.1240876876, 605230.0069523816 2299651.018037208, 605632.3023293971 2299629.812003246, 605968.6347299281 2299610.9110893635, 606275.3433422983 2299705.7492217864, 606691.2622678733 2299837.3819040465, 607086.2861383867 2299960.7010557526, 607397.715273357 2300057.7488764636, 607659.0756175469 2300171.129084214, 607910.6109417556 2300279.0488120443, 608224.7849148297 2300415.3913879925, 608239.5466678173 2300442.4170591324) | line | [10 empty] | 6 | 2 |  |  | 1955 | 1956 | 1 | FALSE | FALSE | 2 | TRUE | FALSE | 1955 |  | 588361.8846 | 2308495.3258 |  |  | 1955 | 588361.8846 | 2308495.3258 | 1956 | 608239.5467 | 2300442.4171
VN | 1044571989 | LINEVN1918a | 110 | 3.3176 | [5 empty] | 50 | 6 cables - 2 systems | LINESTRING (657009.9885109481 2299365.5624637655, 656807.948093149 2299193.9814753104, 656636.4421262662 2299050.099262232, 656447.1289163284 2298889.5355656855, 656259.4708452575 2298731.978805594, 656070.154448459 2298572.11737036, 655926.7526363251 2298452.373055857, 655751.7759730223 2298302.778518612, 655518.7186248692 2298108.221596763, 655360.7114263447 2297973.8449422917, 655195.9063967047 2297833.429017243, 655022.7043574636 2297687.601406893, 654897.1654721778 2297582.545521891) | line | [10 empty] | 6 | 2 |  |  | 1957 | 1958 | 1 | FALSE | FALSE | 2 | TRUE | TRUE | 1957 | 1958 | 657009.9885 | 2299365.5625 | 654897.1655 | 2297582.5455 | 1957 | 657009.9885 | 2299365.5625 | 1958 | 654897.1655 | 2297582.5455
VN | 1044571989 | LINEVN1918b | 110 | 3.3176 | [5 empty] | 50 | 6 cables - 2 systems | LINESTRING (657009.9885109481 2299365.5624637655, 656807.948093149 2299193.9814753104, 656636.4421262662 2299050.099262232, 656447.1289163284 2298889.5355656855, 656259.4708452575 2298731.978805594, 656070.154448459 2298572.11737036, 655926.7526363251 2298452.373055857, 655751.7759730223 2298302.778518612, 655518.7186248692 2298108.221596763, 655360.7114263447 2297973.8449422917, 655195.9063967047 2297833.429017243, 655022.7043574636 2297687.601406893, 654897.1654721778 2297582.545521891) | line | [10 empty] | 6 | 2 |  |  | 1957 | 1958 | 1 | FALSE | FALSE | 2 | TRUE | TRUE | 1957 | 1958 | 657009.9885 | 2299365.5625 | 654897.1655 | 2297582.5455 | 1957 | 657009.9885 | 2299365.5625 | 1958 | 654897.1655 | 2297582.5455
VN | 1044571990 | LINEVN1919 | 110 | 0.03222 | [5 empty] | 50 |  | LINESTRING (662838.1940649227 2293588.340235387, 662845.2974512517 2293562.4472251716) | line | [10 empty] | 3 | 1 |  |  | 1959 | 1960 | 1 | FALSE | FALSE | 1 | TRUE | FALSE | 1959 |  | 662838.1941 | 2293588.3402 |  |  | 1959 | 662838.1941 | 2293588.3402 | 1960 | 662845.2975 | 2293562.4472
VN | 1044571991 | LINEVN1920 | 110 | 0.03223 | [5 empty] | 50 |  | LINESTRING (662838.1940649227 2293588.340235387, 662861.2404701872 2293574.547040726) | line | [10 empty] | 3 | 1 |  |  | 1959 | 1961 | 1 | FALSE | FALSE | 1 | TRUE | FALSE | 1959 |  | 662838.1941 | 2293588.3402 |  |  | 1959 | 662838.1941 | 2293588.3402 | 1961 | 662861.2405 | 2293574.547
VN | 1044571993 | LINEVN1921a | 110 | 11.1413 | [5 empty] | 50 | 6 cables - 2 systems | LINESTRING (657009.9885109481 2299365.5624637655, 657042.7173416539 2299330.3309320877, 657242.8690090782 2299173.823319959, 657420.9140504783 2299036.9607796203, 657669.4111894738 2298951.697984518, 657910.4973079177 2298898.6517606988, 658142.7180128591 2298955.86916299, 658327.03979523 2298999.2537398348, 658524.4178363978 2299049.1404414973, 658706.3709051558 2299091.8095125267, 658904.9546056227 2298984.2944655847, 659103.3450493349 2298876.5804772917, 659295.1327988955 2298772.6255403445, 659495.2670711215 2298664.9323514667, 659679.5525015807 2298565.4161451715, 659875.7773117059 2298458.797089872, 660070.4434468804 2298354.3130754447, 660263.5765571155 2298249.2629742986, 660416.0932896531 2298166.1796258464, 660435.1089778962 2297950.9192630383, 660456.9137851702 2297721.647517503, 660477.8289451867 2297498.345664339, 660495.8713715379 2297276.0460349433, 660512.3494031563 2297078.03236012, 660534.5094707459 2296856.3920769677, 660551.151405835 2296619.4322574795, 660580.4647761348 2296270.267100012, 660603.0309127384 2296070.562467488, 660716.4456605426 2295908.9238506528, 660834.3532017191 2295741.582948047, 660954.7122176477 2295570.7677292796, 661076.6700876076 2295397.444326454, 661203.8787435347 2295219.7988816323, 661330.298387537 2295042.168806718, 661444.8235693382 2294881.2533976627, 661650.0928190218 2294754.788052088, 661855.0728198636 2294629.495736882, 662019.1721162772 2294434.6071889396, 662159.0968844438 2294269.5450952244, 662314.8642421092 2294085.118386929, 662468.8518900035 2293904.1520384676, 662624.1989152185 2293719.7236853098, 662838.1940649227 2293588.340235387) | line | [10 empty] | 6 | 2 |  |  | 1957 | 1959 | 1 | FALSE | FALSE | 2 | TRUE | TRUE | 1957 | 1959 | 657009.9885 | 2299365.5625 | 662838.1941 | 2293588.3402 | 1957 | 657009.9885 | 2299365.5625 | 1959 | 662838.1941 | 2293588.3402
VN | 1044571993 | LINEVN1921b | 110 | 11.1413 | [5 empty] | 50 | 6 cables - 2 systems | LINESTRING (657009.9885109481 2299365.5624637655, 657042.7173416539 2299330.3309320877, 657242.8690090782 2299173.823319959, 657420.9140504783 2299036.9607796203, 657669.4111894738 2298951.697984518, 657910.4973079177 2298898.6517606988, 658142.7180128591 2298955.86916299, 658327.03979523 2298999.2537398348, 658524.4178363978 2299049.1404414973, 658706.3709051558 2299091.8095125267, 658904.9546056227 2298984.2944655847, 659103.3450493349 2298876.5804772917, 659295.1327988955 2298772.6255403445, 659495.2670711215 2298664.9323514667, 659679.5525015807 2298565.4161451715, 659875.7773117059 2298458.797089872, 660070.4434468804 2298354.3130754447, 660263.5765571155 2298249.2629742986, 660416.0932896531 2298166.1796258464, 660435.1089778962 2297950.9192630383, 660456.9137851702 2297721.647517503, 660477.8289451867 2297498.345664339, 660495.8713715379 2297276.0460349433, 660512.3494031563 2297078.03236012, 660534.5094707459 2296856.3920769677, 660551.151405835 2296619.4322574795, 660580.4647761348 2296270.267100012, 660603.0309127384 2296070.562467488, 660716.4456605426 2295908.9238506528, 660834.3532017191 2295741.582948047, 660954.7122176477 2295570.7677292796, 661076.6700876076 2295397.444326454, 661203.8787435347 2295219.7988816323, 661330.298387537 2295042.168806718, 661444.8235693382 2294881.2533976627, 661650.0928190218 2294754.788052088, 661855.0728198636 2294629.495736882, 662019.1721162772 2294434.6071889396, 662159.0968844438 2294269.5450952244, 662314.8642421092 2294085.118386929, 662468.8518900035 2293904.1520384676, 662624.1989152185 2293719.7236853098, 662838.1940649227 2293588.340235387) | line | [10 empty] | 6 | 2 |  |  | 1957 | 1959 | 1 | FALSE | FALSE | 2 | TRUE | TRUE | 1957 | 1959 | 657009.9885 | 2299365.5625 | 662838.1941 | 2293588.3402 | 1957 | 657009.9885 | 2299365.5625 | 1959 | 662838.1941 | 2293588.3402
VN | 1044816494 | LINEVN1922 | 110 | 0.042128 | [5 empty] | 50 |  | LINESTRING (646626.2395445842 2282463.0381129505, 646652.8757072076 2282485.9072384355) | line | [10 empty] | 3 | 1 |  |  | 1962 | 1963 | 1 | FALSE | FALSE | 1 | TRUE | FALSE | 1962 |  | 646626.2395 | 2282463.0381 |  |  | 1962 | 646626.2395 | 2282463.0381 | 1963 | 646652.8757 | 2282485.9072
VN | 1044816495 | LINEVN1923 | 110 | 0.038265 | [5 empty] | 50 |  | LINESTRING (646626.2395445842 2282463.0381129505, 646657.6422888422 2282468.579432669) | line | [10 empty] | 3 | 1 |  |  | 1962 | 1964 | 1 | FALSE | FALSE | 1 | TRUE | FALSE | 1962 |  | 646626.2395 | 2282463.0381 |  |  | 1962 | 646626.2395 | 2282463.0381 | 1964 | 646657.6423 | 2282468.5794
VN | 1044816496 | LINEVN1924a | 110 | 1.1916 | [5 empty] | 50 | 6 cables - 2 systems | LINESTRING (645637.553864137 2282386.8350607995, 645673.937177234 2282381.590783144, 645916.9255329352 2282396.0479769455, 646133.0482367511 2282412.9226024672, 646377.7736125517 2282428.929130774, 646626.2395445842 2282463.0381129505) | line | [10 empty] | 6 | 2 |  |  | 523 | 1962 | 1 | FALSE | FALSE | 2 | TRUE | TRUE | 523 | 1962 | 645637.5539 | 2282386.8351 | 646626.2395 | 2282463.0381 | 523 | 645637.5539 | 2282386.8351 | 1962 | 646626.2395 | 2282463.0381
VN | 1044816496 | LINEVN1924b | 110 | 1.1916 | [5 empty] | 50 | 6 cables - 2 systems | LINESTRING (645637.553864137 2282386.8350607995, 645673.937177234 2282381.590783144, 645916.9255329352 2282396.0479769455, 646133.0482367511 2282412.9226024672, 646377.7736125517 2282428.929130774, 646626.2395445842 2282463.0381129505) | line | [10 empty] | 6 | 2 |  |  | 523 | 1962 | 1 | FALSE | FALSE | 2 | TRUE | TRUE | 523 | 1962 | 645637.5539 | 2282386.8351 | 646626.2395 | 2282463.0381 | 523 | 645637.5539 | 2282386.8351 | 1962 | 646626.2395 | 2282463.0381
VN | 1044816497 | LINEVN1925a | 110 | 5.3917 | [5 empty] | 50 | 6 cables - 2 systems | LINESTRING (648934.8503277553 2285295.0583925257, 648749.3492867678 2285184.173097108, 648582.0912333139 2285080.3249136363, 648381.4446633043 2284957.7203965527, 648163.3108591292 2284824.43748387, 647971.2208034717 2284706.9059162177, 647752.8422537479 2284574.6893856423, 647541.9723576349 2284446.150302155, 647337.522692238 2284319.474438413, 647123.3110290801 2284188.686839291, 646917.5968963109 2284061.739839721, 646690.8745939226 2283923.7646788703, 646559.1450151752 2283732.2163498923, 646418.1760341392 2283525.4564514486, 646273.7190124394 2283316.752735126, 646135.4896072096 2283115.32203637, 646033.2583485682 2282964.8822864825, 645875.8279796303 2282738.037627221, 645748.0234657408 2282550.7597335363, 645637.553864137 2282386.8350607995) | line | [10 empty] | 6 | 2 |  |  | 1965 | 523 | 1 | FALSE | FALSE | 2 | TRUE | TRUE | 1965 | 523 | 648934.8503 | 2285295.0584 | 645637.5539 | 2282386.8351 | 1965 | 648934.8503 | 2285295.0584 | 523 | 645637.5539 | 2282386.8351
VN | 1044816497 | LINEVN1925b | 110 | 5.3917 | [5 empty] | 50 | 6 cables - 2 systems | LINESTRING (648934.8503277553 2285295.0583925257, 648749.3492867678 2285184.173097108, 648582.0912333139 2285080.3249136363, 648381.4446633043 2284957.7203965527, 648163.3108591292 2284824.43748387, 647971.2208034717 2284706.9059162177, 647752.8422537479 2284574.6893856423, 647541.9723576349 2284446.150302155, 647337.522692238 2284319.474438413, 647123.3110290801 2284188.686839291, 646917.5968963109 2284061.739839721, 646690.8745939226 2283923.7646788703, 646559.1450151752 2283732.2163498923, 646418.1760341392 2283525.4564514486, 646273.7190124394 2283316.752735126, 646135.4896072096 2283115.32203637, 646033.2583485682 2282964.8822864825, 645875.8279796303 2282738.037627221, 645748.0234657408 2282550.7597335363, 645637.553864137 2282386.8350607995) | line | [10 empty] | 6 | 2 |  |  | 1965 | 523 | 1 | FALSE | FALSE | 2 | TRUE | TRUE | 1965 | 523 | 648934.8503 | 2285295.0584 | 645637.5539 | 2282386.8351 | 1965 | 648934.8503 | 2285295.0584 | 523 | 645637.5539 | 2282386.8351
VN | 1044816499 | LINEVN1926 | 110 | 0.037926 | [5 empty] | 50 |  | LINESTRING (650362.4399390933 2284016.144962017, 650351.8384889086 2284045.9185766648) | line | [10 empty] | 3 | 1 |  |  | 1966 | 1967 | 1 | FALSE | FALSE | 1 | TRUE | FALSE | 1966 |  | 650362.4399 | 2284016.145 |  |  | 1966 | 650362.4399 | 2284016.145 | 1967 | 650351.8385 | 2284045.9186
VN | 1044816500 | LINEVN1927 | 110 | 0.038266 | [5 empty] | 50 |  | LINESTRING (650362.4399390933 2284016.144962017, 650337.535688423 2284036.06066494) | line | [10 empty] | 3 | 1 |  |  | 1966 | 1968 | 1 | FALSE | FALSE | 1 | TRUE | FALSE | 1966 |  | 650362.4399 | 2284016.145 |  |  | 1966 | 650362.4399 | 2284016.145 | 1968 | 650337.5357 | 2284036.0607
VN | 1044816501 | LINEVN1928a | 110 | 2.7091 | [5 empty] | 50 | 6 cables - 2 systems | LINESTRING (648934.8503277553 2285295.0583925257, 648967.366063935 2285252.8458814938, 649115.6733844895 2285057.0238813637, 649265.5345424768 2284860.253572209, 649408.3270832051 2284672.5771045494, 649538.9891020409 2284498.4109237813, 649672.875103431 2284322.8903208347, 649799.4462517962 2284153.5495185517, 649934.5897628384 2283979.0049129697, 650074.2209134373 2283787.5412579793, 650222.1657248568 2283903.0554560595, 650362.4399390933 2284016.144962017) | line | [10 empty] | 6 | 2 |  |  | 1965 | 1966 | 1 | FALSE | FALSE | 2 | TRUE | TRUE | 1965 | 1966 | 648934.8503 | 2285295.0584 | 650362.4399 | 2284016.145 | 1965 | 648934.8503 | 2285295.0584 | 1966 | 650362.4399 | 2284016.145
VN | 1044816501 | LINEVN1928b | 110 | 2.7091 | [5 empty] | 50 | 6 cables - 2 systems | LINESTRING (648934.8503277553 2285295.0583925257, 648967.366063935 2285252.8458814938, 649115.6733844895 2285057.0238813637, 649265.5345424768 2284860.253572209, 649408.3270832051 2284672.5771045494, 649538.9891020409 2284498.4109237813, 649672.875103431 2284322.8903208347, 649799.4462517962 2284153.5495185517, 649934.5897628384 2283979.0049129697, 650074.2209134373 2283787.5412579793, 650222.1657248568 2283903.0554560595, 650362.4399390933 2284016.144962017) | line | [10 empty] | 6 | 2 |  |  | 1965 | 1966 | 1 | FALSE | FALSE | 2 | TRUE | TRUE | 1965 | 1966 | 648934.8503 | 2285295.0584 | 650362.4399 | 2284016.145 | 1965 | 648934.8503 | 2285295.0584 | 1966 | 650362.4399 | 2284016.145
VN | 1044816502 | LINEVN1929 | 110 | 0.022187 | [5 empty] | 50 |  | LINESTRING (654641.0510655937 2288925.572503784, 654625.7807694164 2288915.14804122) | line | [10 empty] | 3 | 1 |  |  | 1969 | 1970 | 1 | FALSE | FALSE | 1 | TRUE | FALSE | 1969 |  | 654641.0511 | 2288925.5725 |  |  | 1969 | 654641.0511 | 2288925.5725 | 1970 | 654625.7808 | 2288915.148
VN | 1044816503 | LINEVN1930 | 110 | 0.019719 | [5 empty] | 50 |  | LINESTRING (654641.0510655937 2288925.572503784, 654640.0866518199 2288909.168090207) | line | [10 empty] | 3 | 1 |  |  | 1969 | 1971 | 1 | FALSE | FALSE | 1 | TRUE | FALSE | 1969 |  | 654641.0511 | 2288925.5725 |  |  | 1969 | 654641.0511 | 2288925.5725 | 1971 | 654640.0867 | 2288909.1681
VN | 1044816505 | LINEVN1931a | 110 | 1.9291 | [5 empty] | 50 | 6 cables - 2 systems | LINESTRING (653549.2440887429 2289798.9168369006, 653564.5670897767 2289788.6388538573, 653707.0705701963 2289717.678502546, 653881.4502767574 2289630.8357525957, 654052.4052477871 2289543.9302083296, 654212.7533621809 2289463.173178634, 654384.9631837119 2289376.138312256, 654545.1728494959 2289296.0804006844, 654742.9575521015 2289148.029353667, 654641.0510655937 2288925.572503784) | line | [10 empty] | 6 | 2 |  |  | 1972 | 1969 | 1 | FALSE | FALSE | 2 | TRUE | TRUE | 1972 | 1969 | 653549.2441 | 2289798.9168 | 654641.0511 | 2288925.5725 | 1972 | 653549.2441 | 2289798.9168 | 1969 | 654641.0511 | 2288925.5725
VN | 1044816505 | LINEVN1931b | 110 | 1.9291 | [5 empty] | 50 | 6 cables - 2 systems | LINESTRING (653549.2440887429 2289798.9168369006, 653564.5670897767 2289788.6388538573, 653707.0705701963 2289717.678502546, 653881.4502767574 2289630.8357525957, 654052.4052477871 2289543.9302083296, 654212.7533621809 2289463.173178634, 654384.9631837119 2289376.138312256, 654545.1728494959 2289296.0804006844, 654742.9575521015 2289148.029353667, 654641.0510655937 2288925.572503784) | line | [10 empty] | 6 | 2 |  |  | 1972 | 1969 | 1 | FALSE | FALSE | 2 | TRUE | TRUE | 1972 | 1969 | 653549.2441 | 2289798.9168 | 654641.0511 | 2288925.5725 | 1972 | 653549.2441 | 2289798.9168 | 1969 | 654641.0511 | 2288925.5725
VN | 1044816506 | LINEVN1932a | 110 | 7.8163 | [5 empty] | 50 | 6 cables - 2 systems | LINESTRING (653549.2440887429 2289798.9168369006, 653429.762947636 2289649.9163036444, 653292.8856080908 2289477.709889177, 653161.0998131878 2289312.3483337048, 653083.1387690359 2289213.4564717286, 652940.9054911301 2289037.164194609, 652809.5460494995 2288871.1123801647, 652676.8691581939 2288704.1531796036, 652533.6900865 2288523.1958113983, 652394.3087760163 2288348.1858318485, 652236.1263787405 2288149.39440594, 652073.0921300348 2287946.387518055, 651958.9027931434 2287803.7573917527, 651816.9374116575 2287626.283352982, 651677.0046479848 2287448.3529742532, 651532.4147502586 2287266.6182808536, 651442.3193750856 2287154.7629117784, 651318.5999628118 2286997.8049487863, 651144.6890038861 2286867.964465902, 650965.1842113154 2286730.72525868, 650794.7096393427 2286600.487752448, 650607.8304954875 2286457.7071526116, 650439.8761054596 2286331.680714433, 650259.1836383267 2286193.1773043787, 650069.3211238373 2286048.627728331, 649904.6993443038 2285924.2309476268, 649714.5357609609 2285773.007739982, 649516.7671309791 2285651.9306253763, 649334.299836962 2285539.3271117285, 649072.5686254501 2285381.9891557684, 648934.8503277553 2285295.0583925257) | line | [10 empty] | 6 | 2 |  |  | 1972 | 1965 | 1 | FALSE | FALSE | 2 | TRUE | TRUE | 1972 | 1965 | 653549.2441 | 2289798.9168 | 648934.8503 | 2285295.0584 | 1972 | 653549.2441 | 2289798.9168 | 1965 | 648934.8503 | 2285295.0584
VN | 1044816506 | LINEVN1932b | 110 | 7.8163 | [5 empty] | 50 | 6 cables - 2 systems | LINESTRING (653549.2440887429 2289798.9168369006, 653429.762947636 2289649.9163036444, 653292.8856080908 2289477.709889177, 653161.0998131878 2289312.3483337048, 653083.1387690359 2289213.4564717286, 652940.9054911301 2289037.164194609, 652809.5460494995 2288871.1123801647, 652676.8691581939 2288704.1531796036, 652533.6900865 2288523.1958113983, 652394.3087760163 2288348.1858318485, 652236.1263787405 2288149.39440594, 652073.0921300348 2287946.387518055, 651958.9027931434 2287803.7573917527, 651816.9374116575 2287626.283352982, 651677.0046479848 2287448.3529742532, 651532.4147502586 2287266.6182808536, 651442.3193750856 2287154.7629117784, 651318.5999628118 2286997.8049487863, 651144.6890038861 2286867.964465902, 650965.1842113154 2286730.72525868, 650794.7096393427 2286600.487752448, 650607.8304954875 2286457.7071526116, 650439.8761054596 2286331.680714433, 650259.1836383267 2286193.1773043787, 650069.3211238373 2286048.627728331, 649904.6993443038 2285924.2309476268, 649714.5357609609 2285773.007739982, 649516.7671309791 2285651.9306253763, 649334.299836962 2285539.3271117285, 649072.5686254501 2285381.9891557684, 648934.8503277553 2285295.0583925257) | line | [10 empty] | 6 | 2 |  |  | 1972 | 1965 | 1 | FALSE | FALSE | 2 | TRUE | TRUE | 1972 | 1965 | 653549.2441 | 2289798.9168 | 648934.8503 | 2285295.0584 | 1972 | 653549.2441 | 2289798.9168 | 1965 | 648934.8503 | 2285295.0584
VN | 1044816507 | LINEVN1933a | 110 | 10.2538 | [5 empty] | 50 | 6 cables - 2 systems | LINESTRING (654897.1654721778 2297582.545521891, 654912.0789437587 2297366.3276297282, 654932.987930537 2297119.8312145034, 654951.0596128536 2296870.529954945, 654971.7317920625 2296628.3268931415, 654985.7877826699 2296436.3239985434, 655001.2017041664 2296248.3965970683, 655016.9336411168 2296056.486694044, 655031.4561537119 2295860.2370265694, 655048.4832611225 2295634.0309668016, 655089.1653545249 2295129.1716461075, 655104.2361131412 2294933.4032100746, 655123.6096523034 2294702.414242928, 655138.6439345934 2294495.951233249, 655158.7567076847 2294244.6876255623, 655190.2246946209 2294098.1800465495, 655222.0196111286 2293950.147765262, 655241.8130155308 2293855.708889054, 655271.0488588242 2293730.038048741, 655320.930587647 2293493.263814811, 655374.4211564062 2293243.6145276874, 655430.631410639 2292987.1819662033, 655468.6942726811 2292812.6381483865, 655523.4847184615 2292551.1776801385, 655570.8003514903 2292335.757816103, 655415.1938375483 2292139.2235464957, 655240.9137103597 2291921.7504636687, 655123.5403960717 2291774.5150477267, 654971.7824755257 2291583.069381751, 654815.3162661626 2291386.73320203, 654699.5119667039 2291242.4937752765, 654575.1606465023 2291086.1653325832, 654452.9388222937 2290932.492311538, 654294.3884292846 2290733.7737898855, 654149.859823819 2290551.6029070728, 654043.913099303 2290420.533399886, 653870.9950913156 2290202.802069831, 653699.2408077748 2289988.3271681448, 653549.2440887429 2289798.9168369006) | line | [10 empty] | 6 | 2 |  |  | 1958 | 1972 | 1 | FALSE | FALSE | 2 | TRUE | TRUE | 1958 | 1972 | 654897.1655 | 2297582.5455 | 653549.2441 | 2289798.9168 | 1958 | 654897.1655 | 2297582.5455 | 1972 | 653549.2441 | 2289798.9168
VN | 1044816507 | LINEVN1933b | 110 | 10.2538 | [5 empty] | 50 | 6 cables - 2 systems | LINESTRING (654897.1654721778 2297582.545521891, 654912.0789437587 2297366.3276297282, 654932.987930537 2297119.8312145034, 654951.0596128536 2296870.529954945, 654971.7317920625 2296628.3268931415, 654985.7877826699 2296436.3239985434, 655001.2017041664 2296248.3965970683, 655016.9336411168 2296056.486694044, 655031.4561537119 2295860.2370265694, 655048.4832611225 2295634.0309668016, 655089.1653545249 2295129.1716461075, 655104.2361131412 2294933.4032100746, 655123.6096523034 2294702.414242928, 655138.6439345934 2294495.951233249, 655158.7567076847 2294244.6876255623, 655190.2246946209 2294098.1800465495, 655222.0196111286 2293950.147765262, 655241.8130155308 2293855.708889054, 655271.0488588242 2293730.038048741, 655320.930587647 2293493.263814811, 655374.4211564062 2293243.6145276874, 655430.631410639 2292987.1819662033, 655468.6942726811 2292812.6381483865, 655523.4847184615 2292551.1776801385, 655570.8003514903 2292335.757816103, 655415.1938375483 2292139.2235464957, 655240.9137103597 2291921.7504636687, 655123.5403960717 2291774.5150477267, 654971.7824755257 2291583.069381751, 654815.3162661626 2291386.73320203, 654699.5119667039 2291242.4937752765, 654575.1606465023 2291086.1653325832, 654452.9388222937 2290932.492311538, 654294.3884292846 2290733.7737898855, 654149.859823819 2290551.6029070728, 654043.913099303 2290420.533399886, 653870.9950913156 2290202.802069831, 653699.2408077748 2289988.3271681448, 653549.2440887429 2289798.9168369006) | line | [10 empty] | 6 | 2 |  |  | 1958 | 1972 | 1 | FALSE | FALSE | 2 | TRUE | TRUE | 1958 | 1972 | 654897.1655 | 2297582.5455 | 653549.2441 | 2289798.9168 | 1958 | 654897.1655 | 2297582.5455 | 1972 | 653549.2441 | 2289798.9168
VN | 1044816509 | LINEVN1934 | 110 | 0.022517 | [5 empty] | 50 |  | LINESTRING (653281.8272862745 2297722.454066045, 653276.3998124024 2297704.4922640114) | line | [10 empty] | 3 | 1 |  |  | 1973 | 1974 | 1 | FALSE | FALSE | 1 | TRUE | FALSE | 1973 |  | 653281.8273 | 2297722.4541 |  |  | 1973 | 653281.8273 | 2297722.4541 | 1974 | 653276.3998 | 2297704.4923
VN | 1044816510 | LINEVN1935 | 110 | 0.028844 | [5 empty] | 50 |  | LINESTRING (653281.8272862745 2297722.454066045, 653261.410515923 2297709.7691665813) | line | [10 empty] | 3 | 1 |  |  | 1973 | 1975 | 1 | FALSE | FALSE | 1 | TRUE | FALSE | 1973 |  | 653281.8273 | 2297722.4541 |  |  | 1973 | 653281.8273 | 2297722.4541 | 1975 | 653261.4105 | 2297709.7692
VN | 1044816511 | LINEVN1936a | 110 | 2.0196 | [5 empty] | 50 | 6 cables - 2 systems | LINESTRING (654897.1654721778 2297582.545521891, 654835.2541007883 2297588.2855862305, 654630.6558260095 2297606.396414649, 654554.8146024134 2297623.3236630387, 654331.7672326865 2297614.200616197, 654051.4569676046 2297604.6886271187, 653990.559053865 2297561.231850733, 653823.2544289364 2297547.899061579, 653665.1749347395 2297533.412347081, 653488.6336782167 2297629.664503588, 653326.6497221768 2297722.574942575, 653281.8272862745 2297722.454066045) | line | [10 empty] | 6 | 2 |  |  | 1958 | 1973 | 1 | FALSE | FALSE | 2 | TRUE | TRUE | 1958 | 1973 | 654897.1655 | 2297582.5455 | 653281.8273 | 2297722.4541 | 1958 | 654897.1655 | 2297582.5455 | 1973 | 653281.8273 | 2297722.4541
VN | 1044816511 | LINEVN1936b | 110 | 2.0196 | [5 empty] | 50 | 6 cables - 2 systems | LINESTRING (654897.1654721778 2297582.545521891, 654835.2541007883 2297588.2855862305, 654630.6558260095 2297606.396414649, 654554.8146024134 2297623.3236630387, 654331.7672326865 2297614.200616197, 654051.4569676046 2297604.6886271187, 653990.559053865 2297561.231850733, 653823.2544289364 2297547.899061579, 653665.1749347395 2297533.412347081, 653488.6336782167 2297629.664503588, 653326.6497221768 2297722.574942575, 653281.8272862745 2297722.454066045) | line | [10 empty] | 6 | 2 |  |  | 1958 | 1973 | 1 | FALSE | FALSE | 2 | TRUE | TRUE | 1958 | 1973 | 654897.1655 | 2297582.5455 | 653281.8273 | 2297722.4541 | 1958 | 654897.1655 | 2297582.5455 | 1973 | 653281.8273 | 2297722.4541
VN | 1045125714 | LINEVN1937a | 110 | 0.09142 | [5 empty] | 50 | 6 cables - 2 systems | LINESTRING (662846.504691309 2306397.8241354586, 662901.114273771 2306450.943714656) | line | [10 empty] | 6 | 2 |  |  | 1976 | 1977 | 1 | FALSE | FALSE | 2 | TRUE | TRUE | 1976 | 1977 | 662846.5047 | 2306397.8241 | 662901.1143 | 2306450.9437 | 1976 | 662846.5047 | 2306397.8241 | 1977 | 662901.1143 | 2306450.9437
VN | 1045125714 | LINEVN1937b | 110 | 0.09142 | [5 empty] | 50 | 6 cables - 2 systems | LINESTRING (662846.504691309 2306397.8241354586, 662901.114273771 2306450.943714656) | line | [10 empty] | 6 | 2 |  |  | 1976 | 1977 | 1 | FALSE | FALSE | 2 | TRUE | TRUE | 1976 | 1977 | 662846.5047 | 2306397.8241 | 662901.1143 | 2306450.9437 | 1976 | 662846.5047 | 2306397.8241 | 1977 | 662901.1143 | 2306450.9437
VN | 1045125715 | LINEVN1938 | 110 | 0.024463 | [5 empty] | 50 |  | LINESTRING (662901.114273771 2306450.943714656, 662893.9454714772 2306470.027206627) | line | [10 empty] | 3 | 1 |  |  | 1977 | 1978 | 1 | FALSE | FALSE | 1 | TRUE | FALSE | 1977 |  | 662901.1143 | 2306450.9437 |  |  | 1977 | 662901.1143 | 2306450.9437 | 1978 | 662893.9455 | 2306470.0272
VN | 1045125716 | LINEVN1939 | 110 | 0.023796 | [5 empty] | 50 |  | LINESTRING (662901.114273771 2306450.943714656, 662881.9470431246 2306456.027150019) | line | [10 empty] | 3 | 1 |  |  | 1977 | 1979 | 1 | FALSE | FALSE | 1 | TRUE | FALSE | 1977 |  | 662901.1143 | 2306450.9437 |  |  | 1977 | 662901.1143 | 2306450.9437 | 1979 | 662881.947 | 2306456.0272
VN | 1045125718 | LINEVN1940a | 110 | 2.8144 | [5 empty] | 50 | 6 cables - 2 systems | LINESTRING (663038.4014650662 2308303.5597581114, 662899.0370060179 2308140.9160113996, 662764.7797174617 2307977.149792233, 662629.8277921538 2307811.772799571, 662482.151605506 2307641.5572308954, 662488.7580244297 2307521.686757924, 662489.9803404664 2307366.856443508, 662554.4185901308 2307299.2169971294, 662433.5772351004 2307153.475751331, 662421.8108186467 2307114.512656456, 662459.2801718994 2307079.6365929986, 662655.6998625303 2306915.320706621, 662699.1790688431 2306707.6151866256, 662741.1028034568 2306486.575936996, 662846.504691309 2306397.8241354586) | line | [10 empty] | 6 | 2 |  |  | 1980 | 1976 | 1 | FALSE | FALSE | 2 | TRUE | TRUE | 1980 | 1976 | 663038.4015 | 2308303.5598 | 662846.5047 | 2306397.8241 | 1980 | 663038.4015 | 2308303.5598 | 1976 | 662846.5047 | 2306397.8241
VN | 1045125718 | LINEVN1940b | 110 | 2.8144 | [5 empty] | 50 | 6 cables - 2 systems | LINESTRING (663038.4014650662 2308303.5597581114, 662899.0370060179 2308140.9160113996, 662764.7797174617 2307977.149792233, 662629.8277921538 2307811.772799571, 662482.151605506 2307641.5572308954, 662488.7580244297 2307521.686757924, 662489.9803404664 2307366.856443508, 662554.4185901308 2307299.2169971294, 662433.5772351004 2307153.475751331, 662421.8108186467 2307114.512656456, 662459.2801718994 2307079.6365929986, 662655.6998625303 2306915.320706621, 662699.1790688431 2306707.6151866256, 662741.1028034568 2306486.575936996, 662846.504691309 2306397.8241354586) | line | [10 empty] | 6 | 2 |  |  | 1980 | 1976 | 1 | FALSE | FALSE | 2 | TRUE | TRUE | 1980 | 1976 | 663038.4015 | 2308303.5598 | 662846.5047 | 2306397.8241 | 1980 | 663038.4015 | 2308303.5598 | 1976 | 662846.5047 | 2306397.8241
VN | 1045125719 | LINEVN1941a | 110 | 0.036664 | [5 empty] | 50 | 6 cables - 2 systems | LINESTRING (663352.3446158329 2308352.966789115, 663342.4265620505 2308381.8656290523) | line | [10 empty] | 6 | 2 |  |  | 1981 | 1982 | 1 | FALSE | FALSE | 2 | FALSE | TRUE |  | 1982 |  |  | 663342.4266 | 2308381.8656 | 1981 | 663352.3446 | 2308352.9668 | 1982 | 663342.4266 | 2308381.8656
VN | 1045125719 | LINEVN1941b | 110 | 0.036664 | [5 empty] | 50 | 6 cables - 2 systems | LINESTRING (663352.3446158329 2308352.966789115, 663342.4265620505 2308381.8656290523) | line | [10 empty] | 6 | 2 |  |  | 1981 | 1982 | 1 | FALSE | FALSE | 2 | FALSE | TRUE |  | 1982 |  |  | 663342.4266 | 2308381.8656 | 1981 | 663352.3446 | 2308352.9668 | 1982 | 663342.4266 | 2308381.8656
VN | 1045125720 | LINEVN1942a | 110 | 0.055259 | [5 empty] | 50 | 6 cables - 2 systems | LINESTRING (663342.4265620505 2308381.8656290523, 663379.9507494844 2308355.173860809) | line | [10 empty] | 6 | 2 |  |  | 1982 | 1983 | 1 | FALSE | FALSE | 2 | TRUE | FALSE | 1982 |  | 663342.4266 | 2308381.8656 |  |  | 1982 | 663342.4266 | 2308381.8656 | 1983 | 663379.9507 | 2308355.1739
VN | 1045125720 | LINEVN1942b | 110 | 0.055259 | [5 empty] | 50 | 6 cables - 2 systems | LINESTRING (663342.4265620505 2308381.8656290523, 663379.9507494844 2308355.173860809) | line | [10 empty] | 6 | 2 |  |  | 1982 | 1983 | 1 | FALSE | FALSE | 2 | TRUE | FALSE | 1982 |  | 663342.4266 | 2308381.8656 |  |  | 1982 | 663342.4266 | 2308381.8656 | 1983 | 663379.9507 | 2308355.1739
VN | 1045125721 | LINEVN1943a | 110 | 0.38401 | [5 empty] | 50 | 12 cables - 4 systems | LINESTRING (663342.4265620505 2308381.8656290523, 663133.3314680974 2308358.3137358935, 663038.4014650662 2308303.5597581114) | line | [10 empty] | 12 | 4 |  |  | 1982 | 1980 | 1 | FALSE | FALSE | 4 | TRUE | TRUE | 1982 | 1980 | 663342.4266 | 2308381.8656 | 663038.4015 | 2308303.5598 | 1982 | 663342.4266 | 2308381.8656 | 1980 | 663038.4015 | 2308303.5598
VN | 1045125721 | LINEVN1943b | 110 | 0.38401 | [5 empty] | 50 | 12 cables - 4 systems | LINESTRING (663342.4265620505 2308381.8656290523, 663133.3314680974 2308358.3137358935, 663038.4014650662 2308303.5597581114) | line | [10 empty] | 12 | 4 |  |  | 1982 | 1980 | 1 | FALSE | FALSE | 4 | TRUE | TRUE | 1982 | 1980 | 663342.4266 | 2308381.8656 | 663038.4015 | 2308303.5598 | 1982 | 663342.4266 | 2308381.8656 | 1980 | 663038.4015 | 2308303.5598
VN | 1045125721 | LINEVN1943c | 110 | 0.38401 | [5 empty] | 50 | 12 cables - 4 systems | LINESTRING (663342.4265620505 2308381.8656290523, 663133.3314680974 2308358.3137358935, 663038.4014650662 2308303.5597581114) | line | [10 empty] | 12 | 4 |  |  | 1982 | 1980 | 1 | FALSE | FALSE | 4 | TRUE | TRUE | 1982 | 1980 | 663342.4266 | 2308381.8656 | 663038.4015 | 2308303.5598 | 1982 | 663342.4266 | 2308381.8656 | 1980 | 663038.4015 | 2308303.5598
VN | 1045125721 | LINEVN1943d | 110 | 0.38401 | [5 empty] | 50 | 12 cables - 4 systems | LINESTRING (663342.4265620505 2308381.8656290523, 663133.3314680974 2308358.3137358935, 663038.4014650662 2308303.5597581114) | line | [10 empty] | 12 | 4 |  |  | 1982 | 1980 | 1 | FALSE | FALSE | 4 | TRUE | TRUE | 1982 | 1980 | 663342.4266 | 2308381.8656 | 663038.4015 | 2308303.5598 | 1982 | 663342.4266 | 2308381.8656 | 1980 | 663038.4015 | 2308303.5598
VN | 1045125722 | LINEVN1944a | 110 | 2.5173 | [5 empty] | 50 | 6 cables - 2 systems | LINESTRING (663038.4014650662 2308303.5597581114, 662851.9618819784 2308453.9403205365, 662671.1404172108 2308600.4913545684, 662570.5658956843 2308682.1935880827, 662520.3777311073 2308842.9917366463, 662319.8955465218 2308920.015868141, 662118.0009876078 2308999.109963953, 662194.6316247296 2309199.2126937257, 662276.9364785168 2309416.985372365, 662349.5004517033 2309604.6942115314, 662384.1828115009 2309696.590268391, 662424.2285666043 2309840.418436173) | line | [10 empty] | 6 | 2 |  |  | 1980 | 1984 | 1 | FALSE | FALSE | 2 | TRUE | TRUE | 1980 | 1984 | 663038.4015 | 2308303.5598 | 662424.2286 | 2309840.4184 | 1980 | 663038.4015 | 2308303.5598 | 1984 | 662424.2286 | 2309840.4184
VN | 1045125722 | LINEVN1944b | 110 | 2.5173 | [5 empty] | 50 | 6 cables - 2 systems | LINESTRING (663038.4014650662 2308303.5597581114, 662851.9618819784 2308453.9403205365, 662671.1404172108 2308600.4913545684, 662570.5658956843 2308682.1935880827, 662520.3777311073 2308842.9917366463, 662319.8955465218 2308920.015868141, 662118.0009876078 2308999.109963953, 662194.6316247296 2309199.2126937257, 662276.9364785168 2309416.985372365, 662349.5004517033 2309604.6942115314, 662384.1828115009 2309696.590268391, 662424.2285666043 2309840.418436173) | line | [10 empty] | 6 | 2 |  |  | 1980 | 1984 | 1 | FALSE | FALSE | 2 | TRUE | TRUE | 1980 | 1984 | 663038.4015 | 2308303.5598 | 662424.2286 | 2309840.4184 | 1980 | 663038.4015 | 2308303.5598 | 1984 | 662424.2286 | 2309840.4184
VN | 1045125723 | LINEVN1945 | 110 | 0.02128 | [5 empty] | 50 |  | LINESTRING (662424.2285666043 2309840.418436173, 662441.4925806406 2309844.4721991355) | line | [10 empty] | 3 | 1 |  |  | 1984 | 1985 | 1 | FALSE | FALSE | 1 | TRUE | FALSE | 1984 |  | 662424.2286 | 2309840.4184 |  |  | 1984 | 662424.2286 | 2309840.4184 | 1985 | 662441.4926 | 2309844.4722
VN | 1045125724 | LINEVN1946 | 110 | 0.02224 | [5 empty] | 50 |  | LINESTRING (662429.3620456136 2309858.226606179, 662424.2285666043 2309840.418436173) | line | [10 empty] | 3 | 1 |  |  | 1986 | 1984 | 1 | FALSE | FALSE | 1 | FALSE | TRUE |  | 1984 |  |  | 662424.2286 | 2309840.4184 | 1986 | 662429.362 | 2309858.2266 | 1984 | 662424.2286 | 2309840.4184
VN | 1045125726 | LINEVN1947a | 110 | 0.78735 | [5 empty] | 50 | 6 cables - 2 systems | LINESTRING (666640.0892117103 2313294.822098901, 666489.4334742497 2313263.4697416113, 666358.6474271433 2313236.2582825744, 666236.2031524184 2313210.2048993804, 666056.8175862798 2313045.590900975) | line | [10 empty] | 6 | 2 |  |  | 1987 | 1988 | 1 | FALSE | FALSE | 2 | TRUE | FALSE | 1987 |  | 666640.0892 | 2313294.8221 |  |  | 1987 | 666640.0892 | 2313294.8221 | 1988 | 666056.8176 | 2313045.5909
VN | 1045125726 | LINEVN1947b | 110 | 0.78735 | [5 empty] | 50 | 6 cables - 2 systems | LINESTRING (666640.0892117103 2313294.822098901, 666489.4334742497 2313263.4697416113, 666358.6474271433 2313236.2582825744, 666236.2031524184 2313210.2048993804, 666056.8175862798 2313045.590900975) | line | [10 empty] | 6 | 2 |  |  | 1987 | 1988 | 1 | FALSE | FALSE | 2 | TRUE | FALSE | 1987 |  | 666640.0892 | 2313294.8221 |  |  | 1987 | 666640.0892 | 2313294.8221 | 1988 | 666056.8176 | 2313045.5909
VN | 1045125728 | LINEVN1948a | 110 | 0.031909 | [5 empty] | 50 | 6 cables - 2 systems | LINESTRING (667022.9194287258 2313472.6823905855, 667027.8207139729 2313446.5472677033) | line | [10 empty] | 6 | 2 |  |  | 1989 | 1990 | 1 | FALSE | FALSE | 2 | FALSE | FALSE | [6 empty] | 1989 | 667022.9194 | 2313472.6824 | 1990 | 667027.8207 | 2313446.5473
VN | 1045125728 | LINEVN1948b | 110 | 0.031909 | [5 empty] | 50 | 6 cables - 2 systems | LINESTRING (667022.9194287258 2313472.6823905855, 667027.8207139729 2313446.5472677033) | line | [10 empty] | 6 | 2 |  |  | 1989 | 1990 | 1 | FALSE | FALSE | 2 | FALSE | FALSE | [6 empty] | 1989 | 667022.9194 | 2313472.6824 | 1990 | 667027.8207 | 2313446.5473
VN | 1045125730 | LINEVN1949a | 110 | 5.6975 | [5 empty] | 50 | 6 cables - 2 systems | LINESTRING (671421.4849754873 2308643.617329611, 671443.3756272802 2308672.428844584, 671441.0690448018 2308734.0081941294, 671287.505285078 2308794.0267229867, 671117.8536934466 2308857.225617054, 670958.3057751792 2308915.525007346, 670936.0742487335 2309315.0078311535, 670881.3182346425 2310207.878389313, 670856.3929836712 2310581.8802152365, 670773.7226775006 2310741.0101461657, 670730.8653351241 2310824.495662654, 670678.6395676482 2310923.707013352, 670587.1502848932 2311097.0079024625, 670496.9315306068 2311269.347830546, 670408.0237819654 2311435.733862769, 670328.6295465463 2311585.565452377, 670239.5444514318 2311756.3901044684, 670150.6914834413 2311921.958434027, 670056.8125641206 2312100.031223483, 669967.67783951 2312269.0850043064, 669893.7324762486 2312406.6176449726, 669707.052502437 2312762.31177343) | line | [10 empty] | 6 | 2 |  |  | 1991 | 1992 | 1 | FALSE | FALSE | 2 | FALSE | TRUE |  | 1992 |  |  | 669707.0525 | 2312762.3118 | 1991 | 671421.485 | 2308643.6173 | 1992 | 669707.0525 | 2312762.3118
VN | 1045125730 | LINEVN1949b | 110 | 5.6975 | [5 empty] | 50 | 6 cables - 2 systems | LINESTRING (671421.4849754873 2308643.617329611, 671443.3756272802 2308672.428844584, 671441.0690448018 2308734.0081941294, 671287.505285078 2308794.0267229867, 671117.8536934466 2308857.225617054, 670958.3057751792 2308915.525007346, 670936.0742487335 2309315.0078311535, 670881.3182346425 2310207.878389313, 670856.3929836712 2310581.8802152365, 670773.7226775006 2310741.0101461657, 670730.8653351241 2310824.495662654, 670678.6395676482 2310923.707013352, 670587.1502848932 2311097.0079024625, 670496.9315306068 2311269.347830546, 670408.0237819654 2311435.733862769, 670328.6295465463 2311585.565452377, 670239.5444514318 2311756.3901044684, 670150.6914834413 2311921.958434027, 670056.8125641206 2312100.031223483, 669967.67783951 2312269.0850043064, 669893.7324762486 2312406.6176449726, 669707.052502437 2312762.31177343) | line | [10 empty] | 6 | 2 |  |  | 1991 | 1992 | 1 | FALSE | FALSE | 2 | FALSE | TRUE |  | 1992 |  |  | 669707.0525 | 2312762.3118 | 1991 | 671421.485 | 2308643.6173 | 1992 | 669707.0525 | 2312762.3118
VN | 1045125731 | LINEVN1950a | 110 | 3.6334 | [5 empty] | 50 | 6 cables - 2 systems | LINESTRING (669833.6709421267 2312563.1689613163, 669711.0147086579 2312798.2796131214, 669588.2203426565 2313032.968822955, 669501.0160362588 2313198.246522901, 669434.7556475727 2313321.4323791065, 669371.0023675201 2313430.3614435354, 669299.3571079411 2313561.542157833, 669235.3156971837 2313685.7143678316, 669301.5065801897 2313859.269744853, 669400.8000806933 2314123.7389110546, 669442.0946045826 2314233.7235164973, 669515.7668869973 2314425.037657819, 669556.7817287846 2314534.7430691207, 669584.2102077615 2314608.670744101, 669717.0871701466 2314958.5480789607, 669855.895438467 2315328.02903468) | line | [10 empty] | 6 | 2 |  |  | 1993 | 1994 | 1 | FALSE | FALSE | 2 | FALSE | FALSE | [6 empty] | 1993 | 669833.6709 | 2312563.169 | 1994 | 669855.8954 | 2315328.029
VN | 1045125731 | LINEVN1950b | 110 | 3.6334 | [5 empty] | 50 | 6 cables - 2 systems | LINESTRING (669833.6709421267 2312563.1689613163, 669711.0147086579 2312798.2796131214, 669588.2203426565 2313032.968822955, 669501.0160362588 2313198.246522901, 669434.7556475727 2313321.4323791065, 669371.0023675201 2313430.3614435354, 669299.3571079411 2313561.542157833, 669235.3156971837 2313685.7143678316, 669301.5065801897 2313859.269744853, 669400.8000806933 2314123.7389110546, 669442.0946045826 2314233.7235164973, 669515.7668869973 2314425.037657819, 669556.7817287846 2314534.7430691207, 669584.2102077615 2314608.670744101, 669717.0871701466 2314958.5480789607, 669855.895438467 2315328.02903468) | line | [10 empty] | 6 | 2 |  |  | 1993 | 1994 | 1 | FALSE | FALSE | 2 | FALSE | FALSE | [6 empty] | 1993 | 669833.6709 | 2312563.169 | 1994 | 669855.8954 | 2315328.029
VN | 1045125732 | LINEVN1951a | 110 | 1.8295 | [5 empty] | 50 | 6 cables - 2 systems | LINESTRING (667472.1817295604 2313515.0828422615, 667472.2965443055 2313364.732248058, 667469.6262320867 2313212.0065627405, 667465.0324554422 2313032.1916645146, 667460.3267951037 2312847.947068911, 667614.9703449316 2312833.6557365516, 667774.3938337066 2312818.9267052696, 667758.3519216578 2312680.193792946, 667740.0991665259 2312531.5961086997, 667723.041963462 2312389.2548624817, 667731.9480477627 2312280.4555635387) | line | [10 empty] | 6 | 2 |  |  | 1995 | 1996 | 1 | FALSE | FALSE | 2 | TRUE | FALSE | 1995 |  | 667472.1817 | 2313515.0828 |  |  | 1995 | 667472.1817 | 2313515.0828 | 1996 | 667731.948 | 2312280.4556
VN | 1045125732 | LINEVN1951b | 110 | 1.8295 | [5 empty] | 50 | 6 cables - 2 systems | LINESTRING (667472.1817295604 2313515.0828422615, 667472.2965443055 2313364.732248058, 667469.6262320867 2313212.0065627405, 667465.0324554422 2313032.1916645146, 667460.3267951037 2312847.947068911, 667614.9703449316 2312833.6557365516, 667774.3938337066 2312818.9267052696, 667758.3519216578 2312680.193792946, 667740.0991665259 2312531.5961086997, 667723.041963462 2312389.2548624817, 667731.9480477627 2312280.4555635387) | line | [10 empty] | 6 | 2 |  |  | 1995 | 1996 | 1 | FALSE | FALSE | 2 | TRUE | FALSE | 1995 |  | 667472.1817 | 2313515.0828 |  |  | 1995 | 667472.1817 | 2313515.0828 | 1996 | 667731.948 | 2312280.4556
VN | 1045125733 | LINEVN1952a | 110 | 1.2363 | [5 empty] | 50 | 6 cables - 2 systems | LINESTRING (669707.052502437 2312762.31177343, 669684.5881966184 2312803.5578787443, 669565.7970455454 2313029.2755852016, 669461.362979894 2313229.608457711, 669341.5990920117 2313441.023995307, 669273.131288324 2313574.86102819, 669215.3320898626 2313667.2102641263) | line | [10 empty] | 6 | 2 |  |  | 1992 | 1997 | 1 | FALSE | FALSE | 2 | TRUE | FALSE | 1992 |  | 669707.0525 | 2312762.3118 |  |  | 1992 | 669707.0525 | 2312762.3118 | 1997 | 669215.3321 | 2313667.2103
VN | 1045125733 | LINEVN1952b | 110 | 1.2363 | [5 empty] | 50 | 6 cables - 2 systems | LINESTRING (669707.052502437 2312762.31177343, 669684.5881966184 2312803.5578787443, 669565.7970455454 2313029.2755852016, 669461.362979894 2313229.608457711, 669341.5990920117 2313441.023995307, 669273.131288324 2313574.86102819, 669215.3320898626 2313667.2102641263) | line | [10 empty] | 6 | 2 |  |  | 1992 | 1997 | 1 | FALSE | FALSE | 2 | TRUE | FALSE | 1992 |  | 669707.0525 | 2312762.3118 |  |  | 1992 | 669707.0525 | 2312762.3118 | 1997 | 669215.3321 | 2313667.2103
VN | 1045125734 | LINEVN1953a | 110 | 0.54772 | [5 empty] | 50 | 6 cables - 2 systems | LINESTRING (667043.4350036905 2313475.699904086, 667047.3276692634 2313449.521473865, 667176.3484371037 2313465.7932530083, 667350.7188387531 2313496.2494867733, 667472.1817295604 2313515.0828422615) | line | [10 empty] | 6 | 2 |  |  | 1998 | 1995 | 1 | FALSE | FALSE | 2 | FALSE | TRUE |  | 1995 |  |  | 667472.1817 | 2313515.0828 | 1998 | 667043.435 | 2313475.6999 | 1995 | 667472.1817 | 2313515.0828
VN | 1045125734 | LINEVN1953b | 110 | 0.54772 | [5 empty] | 50 | 6 cables - 2 systems | LINESTRING (667043.4350036905 2313475.699904086, 667047.3276692634 2313449.521473865, 667176.3484371037 2313465.7932530083, 667350.7188387531 2313496.2494867733, 667472.1817295604 2313515.0828422615) | line | [10 empty] | 6 | 2 |  |  | 1998 | 1995 | 1 | FALSE | FALSE | 2 | FALSE | TRUE |  | 1995 |  |  | 667472.1817 | 2313515.0828 | 1998 | 667043.435 | 2313475.6999 | 1995 | 667472.1817 | 2313515.0828
VN | 1045125735 | LINEVN1954a | 110 | 0.41803 | [5 empty] | 50 | 6 cables - 2 systems | LINESTRING (666720.0483556378 2313280.087327285, 666849.5531733781 2313355.2617909266, 666997.46725219 2313441.117376821, 666995.3610083372 2313468.6312011722) | line | [10 empty] | 6 | 2 |  |  | 1999 | 2000 | 1 | FALSE | FALSE | 2 | TRUE | FALSE | 1999 |  | 666720.0484 | 2313280.0873 |  |  | 1999 | 666720.0484 | 2313280.0873 | 2000 | 666995.361 | 2313468.6312
VN | 1045125735 | LINEVN1954b | 110 | 0.41803 | [5 empty] | 50 | 6 cables - 2 systems | LINESTRING (666720.0483556378 2313280.087327285, 666849.5531733781 2313355.2617909266, 666997.46725219 2313441.117376821, 666995.3610083372 2313468.6312011722) | line | [10 empty] | 6 | 2 |  |  | 1999 | 2000 | 1 | FALSE | FALSE | 2 | TRUE | FALSE | 1999 |  | 666720.0484 | 2313280.0873 |  |  | 1999 | 666720.0484 | 2313280.0873 | 2000 | 666995.361 | 2313468.6312
VN | 1045125736 | LINEVN1955 | 110 | 0.097567 | [5 empty] | 50 |  | LINESTRING (666720.0483556378 2313280.087327285, 666640.0892117103 2313294.822098901) | line | [10 empty] | 3 | 1 |  |  | 1999 | 1987 | 1 | FALSE | FALSE | 1 | TRUE | TRUE | 1999 | 1987 | 666720.0484 | 2313280.0873 | 666640.0892 | 2313294.8221 | 1999 | 666720.0484 | 2313280.0873 | 1987 | 666640.0892 | 2313294.8221
VN | 1045125737 | LINEVN1956 | 110 | 0.099725 | [5 empty] | 50 |  | LINESTRING (666640.0892117103 2313294.822098901, 666653.5769430497 2313285.944565023, 666695.7208642063 2313279.5675379164, 666720.0483556378 2313280.087327285) | line | [10 empty] | 3 | 1 |  |  | 1987 | 1999 | 1 | FALSE | FALSE | 1 | TRUE | TRUE | 1987 | 1999 | 666640.0892 | 2313294.8221 | 666720.0484 | 2313280.0873 | 1987 | 666640.0892 | 2313294.8221 | 1999 | 666720.0484 | 2313280.0873
VN | 1045125738 | LINEVN1957a | 110 | 0.3376 | [5 empty] | 50 | 6 cables - 2 systems | LINESTRING (666820.9441404864 2313584.289188338, 666906.0421926279 2313417.594689956, 666964.9183553141 2313430.528387252, 666966.4000955755 2313464.388881629) | line | [10 empty] | 6 | 2 |  |  | 1207 | 2001 | 1 | FALSE | FALSE | 2 | TRUE | FALSE | 1207 |  | 666820.9441 | 2313584.2892 |  |  | 1207 | 666820.9441 | 2313584.2892 | 2001 | 666966.4001 | 2313464.3889
VN | 1045125738 | LINEVN1957b | 110 | 0.3376 | [5 empty] | 50 | 6 cables - 2 systems | LINESTRING (666820.9441404864 2313584.289188338, 666906.0421926279 2313417.594689956, 666964.9183553141 2313430.528387252, 666966.4000955755 2313464.388881629) | line | [10 empty] | 6 | 2 |  |  | 1207 | 2001 | 1 | FALSE | FALSE | 2 | TRUE | FALSE | 1207 |  | 666820.9441 | 2313584.2892 |  |  | 1207 | 666820.9441 | 2313584.2892 | 2001 | 666966.4001 | 2313464.3889
VN | 1045130730 | LINEVN1958a | 220 | 0.26914 | [5 empty] | 50 | 6 cables - 2 systems | LINESTRING (657587.8601484268 2322079.720538742, 657603.1205600364 2322101.9079235643, 657794.9637004656 2322148.2232833635) | line | [10 empty] | 6 | 2 |  |  | 2002 | 2003 | 1 | FALSE | FALSE | 2 | FALSE | TRUE |  | 2003 |  |  | 657794.9637 | 2322148.2233 | 2002 | 657587.8601 | 2322079.7205 | 2003 | 657794.9637 | 2322148.2233
VN | 1045130730 | LINEVN1958b | 220 | 0.26914 | [5 empty] | 50 | 6 cables - 2 systems | LINESTRING (657587.8601484268 2322079.720538742, 657603.1205600364 2322101.9079235643, 657794.9637004656 2322148.2232833635) | line | [10 empty] | 6 | 2 |  |  | 2002 | 2003 | 1 | FALSE | FALSE | 2 | FALSE | TRUE |  | 2003 |  |  | 657794.9637 | 2322148.2233 | 2002 | 657587.8601 | 2322079.7205 | 2003 | 657794.9637 | 2322148.2233
VN | 1045347012 | LINEVN1959a | 110 | 13.8782 | [5 empty] | 50 | 6 cables - 2 systems | LINESTRING (657596.8543963629 2321954.6352913855, 657576.7460386972 2321912.9942257255, 657481.3640880322 2321707.6171433297, 657340.1903687058 2321566.9610421103, 657200.0701600676 2321425.6963149714, 657056.3710707957 2321285.5062702266, 656938.6111194629 2321270.9428808815, 656859.030945184 2321281.7058593677, 656608.4079621738 2321279.66432451, 656353.3900512969 2321277.3084601355, 656128.2150532459 2321274.749593039, 655877.867270985 2321273.3748497795, 655628.4847373615 2321272.212189121, 655375.5765200863 2321267.8429299616, 655117.4924612558 2321265.49951633, 654927.3811540268 2321263.7822850067, 654794.1791967469 2321327.5063228277, 654593.342450666 2321422.6750070206, 654379.4717215761 2321524.3785828603, 654202.1721471398 2321607.9796620477, 654015.7652651429 2321696.2143623778, 653987.6485055746 2321811.0145760905, 653866.4638559176 2321857.85181639, 653787.235193436 2321815.536013198, 653527.9033293893 2321678.117271328, 653422.0276975445 2321622.0174835245, 653182.3050480674 2321626.139324462, 652927.501651089 2321631.9747119755, 652686.6362499993 2321638.3516284856, 652439.0006834699 2321638.1602406125, 652189.0492799494 2321647.9262107746, 652008.4544391608 2321650.0157615305, 651829.7790569025 2321657.117765658, 651659.0858008147 2321659.9990032683, 651455.1421405908 2321500.9444872295, 651256.3439845382 2321343.8769862335, 651091.8611616625 2321215.6756367986, 650739.4757383545 2320940.6331807324, 650573.9956030486 2320811.476441928, 650398.8490939937 2320674.7724112035, 650214.5307103989 2320719.76993186, 649979.8950821193 2320776.847676424, 649787.8807310024 2320823.4963283483, 649527.5611796511 2320883.52622624, 649317.6606571621 2320935.432902541, 649112.7914752266 2320985.2948844573, 648906.8227560914 2321035.027679838, 648705.4596467556 2321082.634268053, 648504.7275782272 2321130.747032543, 648302.3162100266 2321179.6110393987, 648263.2915163683 2321146.2723092204, 647704.27640994 2321274.0897117155, 647619.6484373037 2321320.4770249845, 647407.5164286562 2321435.589632852, 647192.5043229833 2321546.3727683825, 647181.068484172 2321468.7879894017) | line | [10 empty] | 6 | 2 |  |  | 2004 | 2005 | 1 | FALSE | FALSE | 2 | FALSE | FALSE | [6 empty] | 2004 | 657596.8544 | 2321954.6353 | 2005 | 647181.0685 | 2321468.788
VN | 1045347012 | LINEVN1959b | 110 | 13.8782 | [5 empty] | 50 | 6 cables - 2 systems | LINESTRING (657596.8543963629 2321954.6352913855, 657576.7460386972 2321912.9942257255, 657481.3640880322 2321707.6171433297, 657340.1903687058 2321566.9610421103, 657200.0701600676 2321425.6963149714, 657056.3710707957 2321285.5062702266, 656938.6111194629 2321270.9428808815, 656859.030945184 2321281.7058593677, 656608.4079621738 2321279.66432451, 656353.3900512969 2321277.3084601355, 656128.2150532459 2321274.749593039, 655877.867270985 2321273.3748497795, 655628.4847373615 2321272.212189121, 655375.5765200863 2321267.8429299616, 655117.4924612558 2321265.49951633, 654927.3811540268 2321263.7822850067, 654794.1791967469 2321327.5063228277, 654593.342450666 2321422.6750070206, 654379.4717215761 2321524.3785828603, 654202.1721471398 2321607.9796620477, 654015.7652651429 2321696.2143623778, 653987.6485055746 2321811.0145760905, 653866.4638559176 2321857.85181639, 653787.235193436 2321815.536013198, 653527.9033293893 2321678.117271328, 653422.0276975445 2321622.0174835245, 653182.3050480674 2321626.139324462, 652927.501651089 2321631.9747119755, 652686.6362499993 2321638.3516284856, 652439.0006834699 2321638.1602406125, 652189.0492799494 2321647.9262107746, 652008.4544391608 2321650.0157615305, 651829.7790569025 2321657.117765658, 651659.0858008147 2321659.9990032683, 651455.1421405908 2321500.9444872295, 651256.3439845382 2321343.8769862335, 651091.8611616625 2321215.6756367986, 650739.4757383545 2320940.6331807324, 650573.9956030486 2320811.476441928, 650398.8490939937 2320674.7724112035, 650214.5307103989 2320719.76993186, 649979.8950821193 2320776.847676424, 649787.8807310024 2320823.4963283483, 649527.5611796511 2320883.52622624, 649317.6606571621 2320935.432902541, 649112.7914752266 2320985.2948844573, 648906.8227560914 2321035.027679838, 648705.4596467556 2321082.634268053, 648504.7275782272 2321130.747032543, 648302.3162100266 2321179.6110393987, 648263.2915163683 2321146.2723092204, 647704.27640994 2321274.0897117155, 647619.6484373037 2321320.4770249845, 647407.5164286562 2321435.589632852, 647192.5043229833 2321546.3727683825, 647181.068484172 2321468.7879894017) | line | [10 empty] | 6 | 2 |  |  | 2004 | 2005 | 1 | FALSE | FALSE | 2 | FALSE | FALSE | [6 empty] | 2004 | 657596.8544 | 2321954.6353 | 2005 | 647181.0685 | 2321468.788
VN | 1045347013 | LINEVN1960a | 110 | 0.97919 | [5 empty] | 50 | 6 cables - 2 systems | LINESTRING (657628.0836857675 2321939.675371586, 657612.2908749778 2321900.1565638226, 657666.2187349172 2321888.3347473955, 657792.8913592432 2322013.8770999424, 657899.7842270043 2322122.194100016, 657898.6117446658 2322290.4648496257, 657815.2553492831 2322493.4380289074) | line | [10 empty] | 6 | 2 |  |  | 2006 | 1218 | 1 | FALSE | FALSE | 2 | FALSE | TRUE |  | 1218 |  |  | 657815.2553 | 2322493.438 | 2006 | 657628.0837 | 2321939.6754 | 1218 | 657815.2553 | 2322493.438
VN | 1045347013 | LINEVN1960b | 110 | 0.97919 | [5 empty] | 50 | 6 cables - 2 systems | LINESTRING (657628.0836857675 2321939.675371586, 657612.2908749778 2321900.1565638226, 657666.2187349172 2321888.3347473955, 657792.8913592432 2322013.8770999424, 657899.7842270043 2322122.194100016, 657898.6117446658 2322290.4648496257, 657815.2553492831 2322493.4380289074) | line | [10 empty] | 6 | 2 |  |  | 2006 | 1218 | 1 | FALSE | FALSE | 2 | FALSE | TRUE |  | 1218 |  |  | 657815.2553 | 2322493.438 | 2006 | 657628.0837 | 2321939.6754 | 1218 | 657815.2553 | 2322493.438
VN | 1045530422 | LINEVN1961a | 110 | 0.1879 | [5 empty] | 50 | 6 cables - 2 systems | LINESTRING (564771.5045023407 2323046.226069158, 564640.1148853153 2322961.055559225) | line | [10 empty] | 6 | 2 |  |  | 2007 | 2008 | 1 | FALSE | FALSE | 2 | TRUE | TRUE | 2007 | 2008 | 564771.5045 | 2323046.2261 | 564640.1149 | 2322961.0556 | 2007 | 564771.5045 | 2323046.2261 | 2008 | 564640.1149 | 2322961.0556
VN | 1045530422 | LINEVN1961b | 110 | 0.1879 | [5 empty] | 50 | 6 cables - 2 systems | LINESTRING (564771.5045023407 2323046.226069158, 564640.1148853153 2322961.055559225) | line | [10 empty] | 6 | 2 |  |  | 2007 | 2008 | 1 | FALSE | FALSE | 2 | TRUE | TRUE | 2007 | 2008 | 564771.5045 | 2323046.2261 | 564640.1149 | 2322961.0556 | 2007 | 564771.5045 | 2323046.2261 | 2008 | 564640.1149 | 2322961.0556
VN | 1045530423 | LINEVN1962 | 110 | 0.039842 | [5 empty] | 50 |  | LINESTRING (564765.6609023008 2323078.909049012, 564771.5045023407 2323046.226069158) | line | [10 empty] | 3 | 1 |  |  | 2009 | 2007 | 1 | FALSE | FALSE | 1 | FALSE | TRUE |  | 2007 |  |  | 564771.5045 | 2323046.2261 | 2009 | 564765.6609 | 2323078.909 | 2007 | 564771.5045 | 2323046.2261
VN | 1045530424 | LINEVN1963 | 110 | 0.031964 | [5 empty] | 50 |  | LINESTRING (564771.5045023407 2323046.226069158, 564755.1159944871 2323067.224459976) | line | [10 empty] | 3 | 1 |  |  | 2007 | 2010 | 1 | FALSE | FALSE | 1 | TRUE | FALSE | 2007 |  | 564771.5045 | 2323046.2261 |  |  | 2007 | 564771.5045 | 2323046.2261 | 2010 | 564755.116 | 2323067.2245
VN | 1045530426 | LINEVN1964a | 110 | 18.2675 | [5 empty] | 50 | 6 cables - 2 systems | LINESTRING (564640.1148853153 2322961.055559225, 564491.9940036837 2323094.6121068597, 564331.5603571128 2323238.791713244, 564151.1477249071 2323395.501993847, 563965.6841909566 2323566.6051469394, 563809.8195642793 2323700.6136290436, 563536.9476697434 2323946.1384946066, 563255.7842277663 2324204.3088447927, 563102.2233505627 2324342.283737888, 562942.9372797196 2324486.1928263498, 562730.9269598254 2324679.089857811, 562584.6581076632 2324809.183352885, 562417.2733934136 2324959.165174176, 562253.6664795347 2325105.687466115, 562028.9526767405 2325309.757261896, 561798.9287812893 2325515.3375749663, 561684.2720282878 2325618.196610304, 561554.3127888269 2325751.2039442556, 561473.6721512746 2325929.0650427383, 561387.5371941315 2326081.4278504984, 561301.690924572 2326234.8214674573, 561215.9693862803 2326388.625481282, 561029.2850170541 2326358.2200788567, 560886.3150096942 2326336.156414289, 560835.9917356004 2326381.5493578557, 560690.9376115424 2326511.5858993037, 560515.6122749218 2326668.7401928, 560360.9808066912 2326807.964124135, 560149.4651655967 2326998.43762422, 559904.319392554 2327218.0888815387, 559783.1919655945 2327326.8142439057, 559592.5790759643 2327498.466026627, 559388.3187444091 2327785.796891789, 559312.6364881351 2327908.268776918, 559229.0565194734 2328037.276021937, 559121.5708316218 2328210.049345432, 558982.7623485806 2328432.5726509085, 558908.986875551 2328549.297783638, 558782.5842871314 2328752.6086786096, 558649.6173438117 2328962.1948826155, 558528.0604315602 2329157.212807724, 558407.63335616 2329347.8637540587, 558251.2566840543 2329602.5274746073, 558138.1826103326 2329863.642242799, 557919.2167627802 2329966.0828680806, 557755.246488471 2330042.808170963, 557651.2961140479 2330091.4433855307, 557426.469000513 2330202.2926378897, 557201.2309747989 2330309.690276076, 556955.7661673181 2330427.2701561856, 556632.8626518644 2330580.868939639, 556373.9719164204 2330711.360739843, 556116.9677103306 2330828.9688288206, 555889.3872044903 2330936.918318981, 555617.9826908554 2331066.7485630102, 555588.4229362361 2331149.060544511, 555476.329938091 2331433.703968272, 555372.9087422676 2331701.343716609, 555284.2825703346 2331934.689951369, 555237.0882016935 2332054.3972852253, 555155.9316983984 2332266.629516964, 555098.4781251105 2332410.8847652976, 555025.8304535851 2332598.5642382954, 554956.8354940601 2332778.3758414686, 554895.2912039835 2332938.810484764, 554820.3828556398 2333133.0244539315, 554713.7645101281 2333409.4566199835, 554647.0412454769 2333579.559422832) | line | [10 empty] | 6 | 2 |  |  | 2008 | 1294 | 1 | FALSE | FALSE | 2 | TRUE | TRUE | 2008 | 1294 | 564640.1149 | 2322961.0556 | 554647.0412 | 2333579.5594 | 2008 | 564640.1149 | 2322961.0556 | 1294 | 554647.0412 | 2333579.5594
VN | 1045530426 | LINEVN1964b | 110 | 18.2675 | [5 empty] | 50 | 6 cables - 2 systems | LINESTRING (564640.1148853153 2322961.055559225, 564491.9940036837 2323094.6121068597, 564331.5603571128 2323238.791713244, 564151.1477249071 2323395.501993847, 563965.6841909566 2323566.6051469394, 563809.8195642793 2323700.6136290436, 563536.9476697434 2323946.1384946066, 563255.7842277663 2324204.3088447927, 563102.2233505627 2324342.283737888, 562942.9372797196 2324486.1928263498, 562730.9269598254 2324679.089857811, 562584.6581076632 2324809.183352885, 562417.2733934136 2324959.165174176, 562253.6664795347 2325105.687466115, 562028.9526767405 2325309.757261896, 561798.9287812893 2325515.3375749663, 561684.2720282878 2325618.196610304, 561554.3127888269 2325751.2039442556, 561473.6721512746 2325929.0650427383, 561387.5371941315 2326081.4278504984, 561301.690924572 2326234.8214674573, 561215.9693862803 2326388.625481282, 561029.2850170541 2326358.2200788567, 560886.3150096942 2326336.156414289, 560835.9917356004 2326381.5493578557, 560690.9376115424 2326511.5858993037, 560515.6122749218 2326668.7401928, 560360.9808066912 2326807.964124135, 560149.4651655967 2326998.43762422, 559904.319392554 2327218.0888815387, 559783.1919655945 2327326.8142439057, 559592.5790759643 2327498.466026627, 559388.3187444091 2327785.796891789, 559312.6364881351 2327908.268776918, 559229.0565194734 2328037.276021937, 559121.5708316218 2328210.049345432, 558982.7623485806 2328432.5726509085, 558908.986875551 2328549.297783638, 558782.5842871314 2328752.6086786096, 558649.6173438117 2328962.1948826155, 558528.0604315602 2329157.212807724, 558407.63335616 2329347.8637540587, 558251.2566840543 2329602.5274746073, 558138.1826103326 2329863.642242799, 557919.2167627802 2329966.0828680806, 557755.246488471 2330042.808170963, 557651.2961140479 2330091.4433855307, 557426.469000513 2330202.2926378897, 557201.2309747989 2330309.690276076, 556955.7661673181 2330427.2701561856, 556632.8626518644 2330580.868939639, 556373.9719164204 2330711.360739843, 556116.9677103306 2330828.9688288206, 555889.3872044903 2330936.918318981, 555617.9826908554 2331066.7485630102, 555588.4229362361 2331149.060544511, 555476.329938091 2331433.703968272, 555372.9087422676 2331701.343716609, 555284.2825703346 2331934.689951369, 555237.0882016935 2332054.3972852253, 555155.9316983984 2332266.629516964, 555098.4781251105 2332410.8847652976, 555025.8304535851 2332598.5642382954, 554956.8354940601 2332778.3758414686, 554895.2912039835 2332938.810484764, 554820.3828556398 2333133.0244539315, 554713.7645101281 2333409.4566199835, 554647.0412454769 2333579.559422832) | line | [10 empty] | 6 | 2 |  |  | 2008 | 1294 | 1 | FALSE | FALSE | 2 | TRUE | TRUE | 2008 | 1294 | 564640.1149 | 2322961.0556 | 554647.0412 | 2333579.5594 | 2008 | 564640.1149 | 2322961.0556 | 1294 | 554647.0412 | 2333579.5594
VN | 1045530427 | LINEVN1965a | 110 | 4.5103 | [5 empty] | 50 | 6 cables - 2 systems | LINESTRING (564640.1148853153 2322961.055559225, 564859.8708908987 2322760.154713315, 564989.2249722555 2322579.4116641856, 565323.5555115977 2322452.954516995, 565625.1322923248 2322484.070725616, 565845.7560264549 2322506.847135162, 566088.8953292867 2322531.221287087, 566297.3339755766 2322552.1511858576, 566570.8232505008 2322581.091831428, 566739.7137550635 2322421.0292407665, 567011.8996247754 2322291.655483492, 567162.5860014404 2322219.4476468726, 567367.0509241001 2322121.471454233, 567512.4369367249 2322052.499206355, 567639.5379034686 2321989.5411556694, 567813.8366029778 2321906.5553604043, 568016.2805663976 2321928.445080192) | line | [10 empty] | 6 | 2 |  |  | 2008 | 1909 | 1 | FALSE | FALSE | 2 | TRUE | TRUE | 2008 | 1909 | 564640.1149 | 2322961.0556 | 568016.2806 | 2321928.4451 | 2008 | 564640.1149 | 2322961.0556 | 1909 | 568016.2806 | 2321928.4451
VN | 1045530427 | LINEVN1965b | 110 | 4.5103 | [5 empty] | 50 | 6 cables - 2 systems | LINESTRING (564640.1148853153 2322961.055559225, 564859.8708908987 2322760.154713315, 564989.2249722555 2322579.4116641856, 565323.5555115977 2322452.954516995, 565625.1322923248 2322484.070725616, 565845.7560264549 2322506.847135162, 566088.8953292867 2322531.221287087, 566297.3339755766 2322552.1511858576, 566570.8232505008 2322581.091831428, 566739.7137550635 2322421.0292407665, 567011.8996247754 2322291.655483492, 567162.5860014404 2322219.4476468726, 567367.0509241001 2322121.471454233, 567512.4369367249 2322052.499206355, 567639.5379034686 2321989.5411556694, 567813.8366029778 2321906.5553604043, 568016.2805663976 2321928.445080192) | line | [10 empty] | 6 | 2 |  |  | 2008 | 1909 | 1 | FALSE | FALSE | 2 | TRUE | TRUE | 2008 | 1909 | 564640.1149 | 2322961.0556 | 568016.2806 | 2321928.4451 | 2008 | 564640.1149 | 2322961.0556 | 1909 | 568016.2806 | 2321928.4451
VN | 1045530428 | LINEVN1966 | 110 | 1.7887 | [5 empty] | 50 |  | LINESTRING (567365.4787726853 2320616.596777381, 567495.7852605825 2320831.733122397, 567601.2327535576 2321006.637064648, 567718.6004952164 2321196.7756004194, 567814.7564566333 2321357.575855132, 567909.679495419 2321511.852670434, 568008.6364230446 2321685.7590974164, 568016.2805663976 2321928.445080192) | line | [10 empty] | 18 | 6 |  |  | 2011 | 1909 | 1 | FALSE | FALSE | 1 | TRUE | TRUE | 2011 | 1909 | 567365.4788 | 2320616.5968 | 568016.2806 | 2321928.4451 | 2011 | 567365.4788 | 2320616.5968 | 1909 | 568016.2806 | 2321928.4451
VN | 1045530429 | LINEVN1967a | 220 | 14.9709 | [5 empty] | 50 | 12 cables - 4 systems | LINESTRING (567279.0145481853 2320316.4820228536, 567397.6767444112 2320617.7012285506, 567572.7109913076 2320906.809734195, 567713.2548331787 2321138.82401799, 567833.7206088994 2321338.4613463967, 568012.8763392504 2321637.697088753, 568178.7465836644 2321910.5387158324, 568448.6682584247 2321929.5231045894, 568757.3575427397 2321946.181947855, 569082.4856793744 2321963.733906356, 569438.4901652992 2321996.960744739, 569692.1283832777 2321875.79823966, 569967.284755997 2321745.023406707, 570167.4394946441 2321782.3142880457, 570424.4268477116 2321697.070510628, 570666.9065612732 2321611.9017550354, 571020.1025574703 2321488.8251373093, 571228.9562483395 2321318.0089399847, 571419.792411105 2321156.415011003, 571656.5762748269 2320941.650941215, 571872.8991626186 2320738.9322326765, 572070.7502934322 2320554.2877695393, 572316.6064533073 2320372.687647952, 572550.3168645331 2320198.110527655, 572748.0071476414 2320053.4509457294, 572939.4241862923 2319908.345522026, 573228.4259327265 2319748.8402496157, 573494.9386857171 2319598.537665598, 573775.600966759 2319437.3334618504, 574053.2983780255 2319284.864432736, 574172.6686136617 2319026.491131067, 574306.5355900174 2318739.8932851967, 574386.3564958334 2318567.543230818, 574510.9264838644 2318304.0598306516, 574717.6510739145 2318126.590744516, 574960.2044724417 2317919.490037246, 575157.8987921117 2318047.2107115337, 575468.3453211696 2318058.664890319, 575668.1046153301 2318067.1200411115, 575930.1764423623 2318078.5733586587, 576054.660405647 2318206.5246888394, 576278.2180712703 2318436.669056387, 576568.6711879324 2318611.8831733186, 576960.9617872548 2318696.1723399363) | line | [10 empty] | 12 | 4 |  |  | 2012 | 2013 | 1 | FALSE | FALSE | 4 | TRUE | TRUE | 2012 | 2013 | 567279.0145 | 2320316.482 | 576960.9618 | 2318696.1723 | 2012 | 567279.0145 | 2320316.482 | 2013 | 576960.9618 | 2318696.1723
VN | 1045530429 | LINEVN1967b | 220 | 14.9709 | [5 empty] | 50 | 12 cables - 4 systems | LINESTRING (567279.0145481853 2320316.4820228536, 567397.6767444112 2320617.7012285506, 567572.7109913076 2320906.809734195, 567713.2548331787 2321138.82401799, 567833.7206088994 2321338.4613463967, 568012.8763392504 2321637.697088753, 568178.7465836644 2321910.5387158324, 568448.6682584247 2321929.5231045894, 568757.3575427397 2321946.181947855, 569082.4856793744 2321963.733906356, 569438.4901652992 2321996.960744739, 569692.1283832777 2321875.79823966, 569967.284755997 2321745.023406707, 570167.4394946441 2321782.3142880457, 570424.4268477116 2321697.070510628, 570666.9065612732 2321611.9017550354, 571020.1025574703 2321488.8251373093, 571228.9562483395 2321318.0089399847, 571419.792411105 2321156.415011003, 571656.5762748269 2320941.650941215, 571872.8991626186 2320738.9322326765, 572070.7502934322 2320554.2877695393, 572316.6064533073 2320372.687647952, 572550.3168645331 2320198.110527655, 572748.0071476414 2320053.4509457294, 572939.4241862923 2319908.345522026, 573228.4259327265 2319748.8402496157, 573494.9386857171 2319598.537665598, 573775.600966759 2319437.3334618504, 574053.2983780255 2319284.864432736, 574172.6686136617 2319026.491131067, 574306.5355900174 2318739.8932851967, 574386.3564958334 2318567.543230818, 574510.9264838644 2318304.0598306516, 574717.6510739145 2318126.590744516, 574960.2044724417 2317919.490037246, 575157.8987921117 2318047.2107115337, 575468.3453211696 2318058.664890319, 575668.1046153301 2318067.1200411115, 575930.1764423623 2318078.5733586587, 576054.660405647 2318206.5246888394, 576278.2180712703 2318436.669056387, 576568.6711879324 2318611.8831733186, 576960.9617872548 2318696.1723399363) | line | [10 empty] | 12 | 4 |  |  | 2012 | 2013 | 1 | FALSE | FALSE | 4 | TRUE | TRUE | 2012 | 2013 | 567279.0145 | 2320316.482 | 576960.9618 | 2318696.1723 | 2012 | 567279.0145 | 2320316.482 | 2013 | 576960.9618 | 2318696.1723
VN | 1045530429 | LINEVN1967c | 220 | 14.9709 | [5 empty] | 50 | 12 cables - 4 systems | LINESTRING (567279.0145481853 2320316.4820228536, 567397.6767444112 2320617.7012285506, 567572.7109913076 2320906.809734195, 567713.2548331787 2321138.82401799, 567833.7206088994 2321338.4613463967, 568012.8763392504 2321637.697088753, 568178.7465836644 2321910.5387158324, 568448.6682584247 2321929.5231045894, 568757.3575427397 2321946.181947855, 569082.4856793744 2321963.733906356, 569438.4901652992 2321996.960744739, 569692.1283832777 2321875.79823966, 569967.284755997 2321745.023406707, 570167.4394946441 2321782.3142880457, 570424.4268477116 2321697.070510628, 570666.9065612732 2321611.9017550354, 571020.1025574703 2321488.8251373093, 571228.9562483395 2321318.0089399847, 571419.792411105 2321156.415011003, 571656.5762748269 2320941.650941215, 571872.8991626186 2320738.9322326765, 572070.7502934322 2320554.2877695393, 572316.6064533073 2320372.687647952, 572550.3168645331 2320198.110527655, 572748.0071476414 2320053.4509457294, 572939.4241862923 2319908.345522026, 573228.4259327265 2319748.8402496157, 573494.9386857171 2319598.537665598, 573775.600966759 2319437.3334618504, 574053.2983780255 2319284.864432736, 574172.6686136617 2319026.491131067, 574306.5355900174 2318739.8932851967, 574386.3564958334 2318567.543230818, 574510.9264838644 2318304.0598306516, 574717.6510739145 2318126.590744516, 574960.2044724417 2317919.490037246, 575157.8987921117 2318047.2107115337, 575468.3453211696 2318058.664890319, 575668.1046153301 2318067.1200411115, 575930.1764423623 2318078.5733586587, 576054.660405647 2318206.5246888394, 576278.2180712703 2318436.669056387, 576568.6711879324 2318611.8831733186, 576960.9617872548 2318696.1723399363) | line | [10 empty] | 12 | 4 |  |  | 2012 | 2013 | 1 | FALSE | FALSE | 4 | TRUE | TRUE | 2012 | 2013 | 567279.0145 | 2320316.482 | 576960.9618 | 2318696.1723 | 2012 | 567279.0145 | 2320316.482 | 2013 | 576960.9618 | 2318696.1723
VN | 1045530429 | LINEVN1967d | 220 | 14.9709 | [5 empty] | 50 | 12 cables - 4 systems | LINESTRING (567279.0145481853 2320316.4820228536, 567397.6767444112 2320617.7012285506, 567572.7109913076 2320906.809734195, 567713.2548331787 2321138.82401799, 567833.7206088994 2321338.4613463967, 568012.8763392504 2321637.697088753, 568178.7465836644 2321910.5387158324, 568448.6682584247 2321929.5231045894, 568757.3575427397 2321946.181947855, 569082.4856793744 2321963.733906356, 569438.4901652992 2321996.960744739, 569692.1283832777 2321875.79823966, 569967.284755997 2321745.023406707, 570167.4394946441 2321782.3142880457, 570424.4268477116 2321697.070510628, 570666.9065612732 2321611.9017550354, 571020.1025574703 2321488.8251373093, 571228.9562483395 2321318.0089399847, 571419.792411105 2321156.415011003, 571656.5762748269 2320941.650941215, 571872.8991626186 2320738.9322326765, 572070.7502934322 2320554.2877695393, 572316.6064533073 2320372.687647952, 572550.3168645331 2320198.110527655, 572748.0071476414 2320053.4509457294, 572939.4241862923 2319908.345522026, 573228.4259327265 2319748.8402496157, 573494.9386857171 2319598.537665598, 573775.600966759 2319437.3334618504, 574053.2983780255 2319284.864432736, 574172.6686136617 2319026.491131067, 574306.5355900174 2318739.8932851967, 574386.3564958334 2318567.543230818, 574510.9264838644 2318304.0598306516, 574717.6510739145 2318126.590744516, 574960.2044724417 2317919.490037246, 575157.8987921117 2318047.2107115337, 575468.3453211696 2318058.664890319, 575668.1046153301 2318067.1200411115, 575930.1764423623 2318078.5733586587, 576054.660405647 2318206.5246888394, 576278.2180712703 2318436.669056387, 576568.6711879324 2318611.8831733186, 576960.9617872548 2318696.1723399363) | line | [10 empty] | 12 | 4 |  |  | 2012 | 2013 | 1 | FALSE | FALSE | 4 | TRUE | TRUE | 2012 | 2013 | 567279.0145 | 2320316.482 | 576960.9618 | 2318696.1723 | 2012 | 567279.0145 | 2320316.482 | 2013 | 576960.9618 | 2318696.1723
VN | 1045530430 | LINEVN1968a | 220 | 0.19169 | [5 empty] | 50 | 6 cables - 2 systems | LINESTRING (567135.4904072358 2320368.8400760456, 567159.4359586826 2320377.5365620726, 567279.0145481853 2320316.4820228536) | line | [10 empty] | 6 | 2 |  |  | 2014 | 2012 | 1 | FALSE | FALSE | 2 | FALSE | TRUE |  | 2012 |  |  | 567279.0145 | 2320316.482 | 2014 | 567135.4904 | 2320368.8401 | 2012 | 567279.0145 | 2320316.482
VN | 1045530430 | LINEVN1968b | 220 | 0.19169 | [5 empty] | 50 | 6 cables - 2 systems | LINESTRING (567135.4904072358 2320368.8400760456, 567159.4359586826 2320377.5365620726, 567279.0145481853 2320316.4820228536) | line | [10 empty] | 6 | 2 |  |  | 2014 | 2012 | 1 | FALSE | FALSE | 2 | FALSE | TRUE |  | 2012 |  |  | 567279.0145 | 2320316.482 | 2014 | 567135.4904 | 2320368.8401 | 2012 | 567279.0145 | 2320316.482
VN | 1045530431 | LINEVN1969a | 220 | 0.16093 | [5 empty] | 50 | 6 cables - 2 systems | LINESTRING (567153.1870607506 2320336.759104411, 567175.4440115455 2320349.189763904, 567279.0145481853 2320316.4820228536) | line | [10 empty] | 6 | 2 |  |  | 2015 | 2012 | 1 | FALSE | FALSE | 2 | FALSE | TRUE |  | 2012 |  |  | 567279.0145 | 2320316.482 | 2015 | 567153.1871 | 2320336.7591 | 2012 | 567279.0145 | 2320316.482
VN | 1045530431 | LINEVN1969b | 220 | 0.16093 | [5 empty] | 50 | 6 cables - 2 systems | LINESTRING (567153.1870607506 2320336.759104411, 567175.4440115455 2320349.189763904, 567279.0145481853 2320316.4820228536) | line | [10 empty] | 6 | 2 |  |  | 2015 | 2012 | 1 | FALSE | FALSE | 2 | FALSE | TRUE |  | 2012 |  |  | 567279.0145 | 2320316.482 | 2015 | 567153.1871 | 2320336.7591 | 2012 | 567279.0145 | 2320316.482
VN | 1046230171 | LINEVN1970 | 110 | 14.3533 | [5 empty] | 50 |  | LINESTRING (547661.5267877072 2335885.857504577, 547363.3348085171 2335863.107259642, 547218.18840964 2335874.047045777, 546767.2613739871 2335963.8734881068, 546369.104096424 2336079.282964432, 546210.970146471 2336034.3360280623, 546010.636798238 2336017.6728561553, 545766.7378643951 2335911.862189053, 545482.1042422239 2335818.4495051056, 545251.9991959087 2335743.3976224745, 544807.2551931811 2335563.1085059526, 544608.8759110746 2335481.8100478114, 544394.0030787794 2335640.152655704, 544106.5420755976 2335679.35893304, 543776.929548477 2335593.813559396, 543561.7942785304 2335544.3362840507, 543306.1489688356 2335482.0719348765, 543175.8675790384 2335296.811270642, 543051.6025479806 2335125.0478913933, 542912.5067372951 2334932.5946387607, 542896.4585428815 2334817.8250468806, 542667.5089741093 2334543.0849540443, 542480.4551578687 2334119.8278094674, 542282.3530479965 2334049.028753496, 542130.3792817062 2333995.914082884, 541859.3208968663 2334037.2270827796, 541597.0310688649 2334073.7853360735, 541468.6557037418 2334093.61690842, 541222.550539925 2334129.402692653, 540902.7723299642 2334177.1950911744, 540568.1232059298 2334225.2891553277, 540359.5467242197 2334256.2215967574, 540211.7436229856 2334211.8340189015, 540072.366697298 2334169.991642054, 539959.5985601773 2334136.1281663994, 539793.392903414 2334086.2213895, 539668.5122991855 2334048.7227015994, 539416.1307714403 2333974.3417312214, 539030.1415779161 2333852.8434579764, 538448.948512029 2334091.184031376, 537875.9562667023 2334252.532817451, 537634.8441178007 2334253.287820449, 537352.6606749755 2334257.1519838176, 536868.7408098585 2334264.7973924372) | line | [10 empty] | 3 | 1 |  |  | 2016 | 2017 | 1 | FALSE | FALSE | 1 | TRUE | FALSE | 2016 |  | 547661.5268 | 2335885.8575 |  |  | 2016 | 547661.5268 | 2335885.8575 | 2017 | 536868.7408 | 2334264.7974
VN | 1046230173 | LINEVN1971 | 110 | 0.052254 | [5 empty] | 50 |  | LINESTRING (541096.9630945845 2345844.689553753, 541106.8201307722 2345887.103954526) | line | [10 empty] | 3 | 1 |  |  | 2018 | 2019 | 1 | FALSE | FALSE | 1 | TRUE | FALSE | 2018 |  | 541096.9631 | 2345844.6896 |  |  | 2018 | 541096.9631 | 2345844.6896 | 2019 | 541106.8201 | 2345887.104
VN | 1046230174 | LINEVN1972 | 110 | 0.050899 | [5 empty] | 50 |  | LINESTRING (541096.9630945845 2345844.689553753, 541086.3576028844 2345885.7578438157) | line | [10 empty] | 3 | 1 |  |  | 2018 | 2020 | 1 | FALSE | FALSE | 1 | TRUE | FALSE | 2018 |  | 541096.9631 | 2345844.6896 |  |  | 2018 | 541096.9631 | 2345844.6896 | 2020 | 541086.3576 | 2345885.7578
VN | 1046230175 | LINEVN1973a | 110 | 18.7329 | [5 empty] | 50 | 6 cables - 2 systems | LINESTRING (548399.8650809915 2336820.722957827, 548374.5095247495 2336830.554304721, 548349.805408512 2336894.49814023, 548262.907486327 2336988.3312404123, 548105.9741800271 2337166.607085596, 548253.2708499563 2337481.9608847187, 548326.7086364175 2337636.3395369626, 548166.0934072526 2337733.200194602, 548054.3838393475 2337930.6009981656, 547966.3411667619 2338084.862576756, 547857.723497287 2338177.328579995, 547745.4566318301 2338257.4994332297, 547651.6086222613 2338413.7712456607, 547712.1446710248 2338671.1403844794, 547773.0415746184 2338917.952194963, 547657.7883885732 2339214.114701161, 547420.3845833602 2339285.083149346, 547169.6495511945 2339360.4771539783, 546960.7051053551 2339425.269223922, 546681.1778196315 2339513.9142200975, 546406.659309274 2339594.6866487497, 546092.9537727159 2339692.9075032617, 545888.2740248569 2339754.238575595, 545730.0343335749 2339804.644226147, 545539.915657118 2339861.305102157, 545251.1645891658 2339949.7050881344, 545027.6790247204 2340018.698287311, 544742.1499097758 2340188.1764633004, 544536.1157422526 2340090.387657398, 544315.7993003572 2339982.734871844, 544093.1989622285 2339877.845939321, 543781.883896513 2339728.685446712, 543480.8467581855 2339585.490414055, 543119.9799547438 2339732.5516161746, 542840.2498015132 2339845.8643610934, 542657.3137265447 2340003.7806341355, 542465.4490731424 2340171.1830939595, 542310.433738978 2340306.032415932, 542152.8095798242 2340443.0568405483, 542017.4616974277 2340557.7273158254, 541815.920226524 2340734.830001647, 541639.4918156255 2340888.8226677696, 541447.5642102044 2341056.4689988014, 541293.4738093753 2341147.9001080785, 541266.0369419458 2341164.178425301, 541255.3699582823 2341170.504597294, 541107.4236106956 2341334.1367715853, 541083.2415819438 2341360.871482698, 540946.5513443128 2341474.5289961766, 540916.2383854506 2341499.743486821, 540813.1731987239 2341747.8594131256, 540412.6371427194 2341909.146919924, 540323.2444006567 2342084.606325073, 540215.4666893764 2342295.2610478485, 540098.1679902637 2342524.9741018307, 539995.3979534805 2342727.6072601727, 539947.602085525 2342930.7728645536, 539906.8223542742 2343138.9804137503, 539996.4959284996 2343317.865221879, 540097.522894538 2343526.5837848824, 540203.1119367658 2343740.505002324, 540337.1428242491 2344011.661845824, 540471.3194862524 2344289.2396215084, 540606.9215732969 2344567.740807312, 540704.7387495025 2344762.8312797183, 540804.6145876675 2344968.0435016514, 540915.6275613861 2345192.76348325, 541007.4179344047 2345379.4294888806, 541106.5278891717 2345580.7349743675, 541096.9630945845 2345844.689553753) | line | [10 empty] | 6 | 2 |  |  | 2021 | 2018 | 1 | FALSE | FALSE | 2 | FALSE | TRUE |  | 2018 |  |  | 541096.9631 | 2345844.6896 | 2021 | 548399.8651 | 2336820.723 | 2018 | 541096.9631 | 2345844.6896
VN | 1046230175 | LINEVN1973b | 110 | 18.7329 | [5 empty] | 50 | 6 cables - 2 systems | LINESTRING (548399.8650809915 2336820.722957827, 548374.5095247495 2336830.554304721, 548349.805408512 2336894.49814023, 548262.907486327 2336988.3312404123, 548105.9741800271 2337166.607085596, 548253.2708499563 2337481.9608847187, 548326.7086364175 2337636.3395369626, 548166.0934072526 2337733.200194602, 548054.3838393475 2337930.6009981656, 547966.3411667619 2338084.862576756, 547857.723497287 2338177.328579995, 547745.4566318301 2338257.4994332297, 547651.6086222613 2338413.7712456607, 547712.1446710248 2338671.1403844794, 547773.0415746184 2338917.952194963, 547657.7883885732 2339214.114701161, 547420.3845833602 2339285.083149346, 547169.6495511945 2339360.4771539783, 546960.7051053551 2339425.269223922, 546681.1778196315 2339513.9142200975, 546406.659309274 2339594.6866487497, 546092.9537727159 2339692.9075032617, 545888.2740248569 2339754.238575595, 545730.0343335749 2339804.644226147, 545539.915657118 2339861.305102157, 545251.1645891658 2339949.7050881344, 545027.6790247204 2340018.698287311, 544742.1499097758 2340188.1764633004, 544536.1157422526 2340090.387657398, 544315.7993003572 2339982.734871844, 544093.1989622285 2339877.845939321, 543781.883896513 2339728.685446712, 543480.8467581855 2339585.490414055, 543119.9799547438 2339732.5516161746, 542840.2498015132 2339845.8643610934, 542657.3137265447 2340003.7806341355, 542465.4490731424 2340171.1830939595, 542310.433738978 2340306.032415932, 542152.8095798242 2340443.0568405483, 542017.4616974277 2340557.7273158254, 541815.920226524 2340734.830001647, 541639.4918156255 2340888.8226677696, 541447.5642102044 2341056.4689988014, 541293.4738093753 2341147.9001080785, 541266.0369419458 2341164.178425301, 541255.3699582823 2341170.504597294, 541107.4236106956 2341334.1367715853, 541083.2415819438 2341360.871482698, 540946.5513443128 2341474.5289961766, 540916.2383854506 2341499.743486821, 540813.1731987239 2341747.8594131256, 540412.6371427194 2341909.146919924, 540323.2444006567 2342084.606325073, 540215.4666893764 2342295.2610478485, 540098.1679902637 2342524.9741018307, 539995.3979534805 2342727.6072601727, 539947.602085525 2342930.7728645536, 539906.8223542742 2343138.9804137503, 539996.4959284996 2343317.865221879, 540097.522894538 2343526.5837848824, 540203.1119367658 2343740.505002324, 540337.1428242491 2344011.661845824, 540471.3194862524 2344289.2396215084, 540606.9215732969 2344567.740807312, 540704.7387495025 2344762.8312797183, 540804.6145876675 2344968.0435016514, 540915.6275613861 2345192.76348325, 541007.4179344047 2345379.4294888806, 541106.5278891717 2345580.7349743675, 541096.9630945845 2345844.689553753) | line | [10 empty] | 6 | 2 |  |  | 2021 | 2018 | 1 | FALSE | FALSE | 2 | FALSE | TRUE |  | 2018 |  |  | 541096.9631 | 2345844.6896 | 2021 | 548399.8651 | 2336820.723 | 2018 | 541096.9631 | 2345844.6896
VN | 1046230176 | LINEVN1974 | 110 | 0.070298 | [5 empty] | 50 |  | LINESTRING (546535.5130976791 2334956.3282178696, 546546.9618497558 2335013.7800417105) | line | [10 empty] | 3 | 1 |  |  | 2022 | 2023 | 1 | FALSE | FALSE | 1 | TRUE | FALSE | 2022 |  | 546535.5131 | 2334956.3282 |  |  | 2022 | 546535.5131 | 2334956.3282 | 2023 | 546546.9618 | 2335013.78
VN | 1046230177 | LINEVN1975 | 110 | 0.07865 | [5 empty] | 50 |  | LINESTRING (546535.5130976791 2334956.3282178696, 546567.233984079 2335013.682237465) | line | [10 empty] | 3 | 1 |  |  | 2022 | 2024 | 1 | FALSE | FALSE | 1 | TRUE | FALSE | 2022 |  | 546535.5131 | 2334956.3282 |  |  | 2022 | 546535.5131 | 2334956.3282 | 2024 | 546567.234 | 2335013.6822
VN | 1046230178 | LINEVN1976 | 110 | 0.46539 | [5 empty] | 50 |  | LINESTRING (547687.7713108234 2335795.0999249932, 548033.263709979 2335618.906051576) | line | [10 empty] | 18 | 6 |  |  | 2025 | 1293 | 1 | FALSE | FALSE | 1 | TRUE | TRUE | 2025 | 1293 | 547687.7713 | 2335795.0999 | 548033.2637 | 2335618.9061 | 2025 | 547687.7713 | 2335795.0999 | 1293 | 548033.2637 | 2335618.9061
VN | 1046230179 | LINEVN1977a | 110 | 0.11337 | [5 empty] | 50 | 6 cables - 2 systems | LINESTRING (547661.5267877072 2335885.857504577, 547687.7713108234 2335795.0999249932) | line | [10 empty] | 6 | 2 |  |  | 2016 | 2025 | 1 | FALSE | FALSE | 2 | TRUE | TRUE | 2016 | 2025 | 547661.5268 | 2335885.8575 | 547687.7713 | 2335795.0999 | 2016 | 547661.5268 | 2335885.8575 | 2025 | 547687.7713 | 2335795.0999
VN | 1046230179 | LINEVN1977b | 110 | 0.11337 | [5 empty] | 50 | 6 cables - 2 systems | LINESTRING (547661.5267877072 2335885.857504577, 547687.7713108234 2335795.0999249932) | line | [10 empty] | 6 | 2 |  |  | 2016 | 2025 | 1 | FALSE | FALSE | 2 | TRUE | TRUE | 2016 | 2025 | 547661.5268 | 2335885.8575 | 547687.7713 | 2335795.0999 | 2016 | 547661.5268 | 2335885.8575 | 2025 | 547687.7713 | 2335795.0999
VN | 1046230180 | LINEVN1978a | 110 | 1.2849 | [5 empty] | 50 | 12 cables - 4 systems | LINESTRING (548242.2967812004 2336767.6119966186, 547985.5684452739 2336529.138101566, 547852.3334986453 2336258.685865462, 547736.6339782361 2336024.0345525234, 547661.5267877072 2335885.857504577) | line | [10 empty] | 12 |  |  |  | 2026 | 2016 | 1 | FALSE | FALSE | 4 | TRUE | TRUE | 2026 | 2016 | 548242.2968 | 2336767.612 | 547661.5268 | 2335885.8575 | 2026 | 548242.2968 | 2336767.612 | 2016 | 547661.5268 | 2335885.8575
VN | 1046230180 | LINEVN1978b | 110 | 1.2849 | [5 empty] | 50 | 12 cables - 4 systems | LINESTRING (548242.2967812004 2336767.6119966186, 547985.5684452739 2336529.138101566, 547852.3334986453 2336258.685865462, 547736.6339782361 2336024.0345525234, 547661.5267877072 2335885.857504577) | line | [10 empty] | 12 |  |  |  | 2026 | 2016 | 1 | FALSE | FALSE | 4 | TRUE | TRUE | 2026 | 2016 | 548242.2968 | 2336767.612 | 547661.5268 | 2335885.8575 | 2026 | 548242.2968 | 2336767.612 | 2016 | 547661.5268 | 2335885.8575
VN | 1046230180 | LINEVN1978c | 110 | 1.2849 | [5 empty] | 50 | 12 cables - 4 systems | LINESTRING (548242.2967812004 2336767.6119966186, 547985.5684452739 2336529.138101566, 547852.3334986453 2336258.685865462, 547736.6339782361 2336024.0345525234, 547661.5267877072 2335885.857504577) | line | [10 empty] | 12 |  |  |  | 2026 | 2016 | 1 | FALSE | FALSE | 4 | TRUE | TRUE | 2026 | 2016 | 548242.2968 | 2336767.612 | 547661.5268 | 2335885.8575 | 2026 | 548242.2968 | 2336767.612 | 2016 | 547661.5268 | 2335885.8575
VN | 1046230180 | LINEVN1978d | 110 | 1.2849 | [5 empty] | 50 | 12 cables - 4 systems | LINESTRING (548242.2967812004 2336767.6119966186, 547985.5684452739 2336529.138101566, 547852.3334986453 2336258.685865462, 547736.6339782361 2336024.0345525234, 547661.5267877072 2335885.857504577) | line | [10 empty] | 12 |  |  |  | 2026 | 2016 | 1 | FALSE | FALSE | 4 | TRUE | TRUE | 2026 | 2016 | 548242.2968 | 2336767.612 | 547661.5268 | 2335885.8575 | 2026 | 548242.2968 | 2336767.612 | 2016 | 547661.5268 | 2335885.8575
VN | 1046230181 | LINEVN1979a | 110 | 1.3354 | [5 empty] | 50 | 12 cables - 4 systems | LINESTRING (548236.700516787 2336728.271706749, 548006.8593215446 2336517.335330323, 547890.5035349359 2336284.794825436, 547756.4464895651 2336013.688128175, 547678.3908788353 2335864.4789532092, 547687.7713108234 2335795.0999249932) | line | [10 empty] | 12 |  |  |  | 2027 | 2025 | 1 | FALSE | FALSE | 4 | TRUE | TRUE | 2027 | 2025 | 548236.7005 | 2336728.2717 | 547687.7713 | 2335795.0999 | 2027 | 548236.7005 | 2336728.2717 | 2025 | 547687.7713 | 2335795.0999
VN | 1046230181 | LINEVN1979b | 110 | 1.3354 | [5 empty] | 50 | 12 cables - 4 systems | LINESTRING (548236.700516787 2336728.271706749, 548006.8593215446 2336517.335330323, 547890.5035349359 2336284.794825436, 547756.4464895651 2336013.688128175, 547678.3908788353 2335864.4789532092, 547687.7713108234 2335795.0999249932) | line | [10 empty] | 12 |  |  |  | 2027 | 2025 | 1 | FALSE | FALSE | 4 | TRUE | TRUE | 2027 | 2025 | 548236.7005 | 2336728.2717 | 547687.7713 | 2335795.0999 | 2027 | 548236.7005 | 2336728.2717 | 2025 | 547687.7713 | 2335795.0999
VN | 1046230181 | LINEVN1979c | 110 | 1.3354 | [5 empty] | 50 | 12 cables - 4 systems | LINESTRING (548236.700516787 2336728.271706749, 548006.8593215446 2336517.335330323, 547890.5035349359 2336284.794825436, 547756.4464895651 2336013.688128175, 547678.3908788353 2335864.4789532092, 547687.7713108234 2335795.0999249932) | line | [10 empty] | 12 |  |  |  | 2027 | 2025 | 1 | FALSE | FALSE | 4 | TRUE | TRUE | 2027 | 2025 | 548236.7005 | 2336728.2717 | 547687.7713 | 2335795.0999 | 2027 | 548236.7005 | 2336728.2717 | 2025 | 547687.7713 | 2335795.0999
VN | 1046230181 | LINEVN1979d | 110 | 1.3354 | [5 empty] | 50 | 12 cables - 4 systems | LINESTRING (548236.700516787 2336728.271706749, 548006.8593215446 2336517.335330323, 547890.5035349359 2336284.794825436, 547756.4464895651 2336013.688128175, 547678.3908788353 2335864.4789532092, 547687.7713108234 2335795.0999249932) | line | [10 empty] | 12 |  |  |  | 2027 | 2025 | 1 | FALSE | FALSE | 4 | TRUE | TRUE | 2027 | 2025 | 548236.7005 | 2336728.2717 | 547687.7713 | 2335795.0999 | 2027 | 548236.7005 | 2336728.2717 | 2025 | 547687.7713 | 2335795.0999
VN | 1046230182 | LINEVN1980a | 110 | 0.1781 | [5 empty] | 50 | 6 cables - 2 systems | LINESTRING (548383.1231881529 2336789.794663877, 548357.2629370086 2336801.7495782124, 548242.2967812004 2336767.6119966186) | line | [10 empty] | 6 | 2 |  |  | 2028 | 2026 | 1 | FALSE | FALSE | 2 | FALSE | TRUE |  | 2026 |  |  | 548242.2968 | 2336767.612 | 2028 | 548383.1232 | 2336789.7947 | 2026 | 548242.2968 | 2336767.612
VN | 1046230182 | LINEVN1980b | 110 | 0.1781 | [5 empty] | 50 | 6 cables - 2 systems | LINESTRING (548383.1231881529 2336789.794663877, 548357.2629370086 2336801.7495782124, 548242.2967812004 2336767.6119966186) | line | [10 empty] | 6 | 2 |  |  | 2028 | 2026 | 1 | FALSE | FALSE | 2 | FALSE | TRUE |  | 2026 |  |  | 548242.2968 | 2336767.612 | 2028 | 548383.1232 | 2336789.7947 | 2026 | 548242.2968 | 2336767.612
VN | 1046230183 | LINEVN1981a | 110 | 0.16318 | [5 empty] | 50 | 6 cables - 2 systems | LINESTRING (548375.3171727916 2336774.6642145906, 548349.4744543822 2336784.173206109, 548242.2967812004 2336767.6119966186) | line | [10 empty] | 6 | 2 |  |  | 2029 | 2026 | 1 | FALSE | FALSE | 2 | FALSE | TRUE |  | 2026 |  |  | 548242.2968 | 2336767.612 | 2029 | 548375.3172 | 2336774.6642 | 2026 | 548242.2968 | 2336767.612
VN | 1046230183 | LINEVN1981b | 110 | 0.16318 | [5 empty] | 50 | 6 cables - 2 systems | LINESTRING (548375.3171727916 2336774.6642145906, 548349.4744543822 2336784.173206109, 548242.2967812004 2336767.6119966186) | line | [10 empty] | 6 | 2 |  |  | 2029 | 2026 | 1 | FALSE | FALSE | 2 | FALSE | TRUE |  | 2026 |  |  | 548242.2968 | 2336767.612 | 2029 | 548375.3172 | 2336774.6642 | 2026 | 548242.2968 | 2336767.612
VN | 1046230184 | LINEVN1982a | 110 | 1.8899 | [5 empty] | 50 | 6 cables - 2 systems | LINESTRING (547661.5267877072 2335885.857504577, 547559.8812299873 2335705.845614088, 547441.0079109434 2335495.879775063, 547361.891677887 2335359.751366892, 547158.4336478049 2335267.350808165, 546996.6273835434 2335102.15680168, 546781.7252762464 2334941.805571619, 546535.5130976791 2334956.3282178696) | line | [10 empty] | 6 | 2 |  |  | 2016 | 2022 | 1 | FALSE | FALSE | 2 | TRUE | TRUE | 2016 | 2022 | 547661.5268 | 2335885.8575 | 546535.5131 | 2334956.3282 | 2016 | 547661.5268 | 2335885.8575 | 2022 | 546535.5131 | 2334956.3282
VN | 1046230184 | LINEVN1982b | 110 | 1.8899 | [5 empty] | 50 | 6 cables - 2 systems | LINESTRING (547661.5267877072 2335885.857504577, 547559.8812299873 2335705.845614088, 547441.0079109434 2335495.879775063, 547361.891677887 2335359.751366892, 547158.4336478049 2335267.350808165, 546996.6273835434 2335102.15680168, 546781.7252762464 2334941.805571619, 546535.5130976791 2334956.3282178696) | line | [10 empty] | 6 | 2 |  |  | 2016 | 2022 | 1 | FALSE | FALSE | 2 | TRUE | TRUE | 2016 | 2022 | 547661.5268 | 2335885.8575 | 546535.5131 | 2334956.3282 | 2016 | 547661.5268 | 2335885.8575 | 2022 | 546535.5131 | 2334956.3282
VN | 1046230186 | LINEVN1983a | 110 | 0.14145 | [5 empty] | 50 | 6 cables - 2 systems | LINESTRING (548352.5883343806 2336724.382938635, 548324.2826245391 2336734.537755246, 548236.700516787 2336728.271706749) | line | [10 empty] | 6 | 2 |  |  | 2030 | 2027 | 1 | FALSE | FALSE | 2 | FALSE | TRUE |  | 2027 |  |  | 548236.7005 | 2336728.2717 | 2030 | 548352.5883 | 2336724.3829 | 2027 | 548236.7005 | 2336728.2717
VN | 1046230186 | LINEVN1983b | 110 | 0.14145 | [5 empty] | 50 | 6 cables - 2 systems | LINESTRING (548352.5883343806 2336724.382938635, 548324.2826245391 2336734.537755246, 548236.700516787 2336728.271706749) | line | [10 empty] | 6 | 2 |  |  | 2030 | 2027 | 1 | FALSE | FALSE | 2 | FALSE | TRUE |  | 2027 |  |  | 548236.7005 | 2336728.2717 | 2030 | 548352.5883 | 2336724.3829 | 2027 | 548236.7005 | 2336728.2717
VN | 1046230187 | LINEVN1984a | 110 | 0.15361 | [5 empty] | 50 | 6 cables - 2 systems | LINESTRING (548361.3566771159 2336744.231083511, 548332.8953209588 2336750.8105254676, 548236.700516787 2336728.271706749) | line | [10 empty] | 6 | 2 |  |  | 2031 | 2027 | 1 | FALSE | FALSE | 2 | FALSE | TRUE |  | 2027 |  |  | 548236.7005 | 2336728.2717 | 2031 | 548361.3567 | 2336744.2311 | 2027 | 548236.7005 | 2336728.2717
VN | 1046230187 | LINEVN1984b | 110 | 0.15361 | [5 empty] | 50 | 6 cables - 2 systems | LINESTRING (548361.3566771159 2336744.231083511, 548332.8953209588 2336750.8105254676, 548236.700516787 2336728.271706749) | line | [10 empty] | 6 | 2 |  |  | 2031 | 2027 | 1 | FALSE | FALSE | 2 | FALSE | TRUE |  | 2027 |  |  | 548236.7005 | 2336728.2717 | 2031 | 548361.3567 | 2336744.2311 | 2027 | 548236.7005 | 2336728.2717
VN | 1046338225 | LINEVN1985 | 110 | 0.036133 | [5 empty] | 50 |  | LINESTRING (516211.79215596744 2376052.5657507507, 516182.9410443725 2376043.9481781716) | line | [10 empty] | 3 | 1 |  |  | 2032 | 2033 | 1 | FALSE | FALSE | 1 | TRUE | FALSE | 2032 |  | 516211.7922 | 2376052.5658 |  |  | 2032 | 516211.7922 | 2376052.5658 | 2033 | 516182.941 | 2376043.9482
VN | 1046338226 | LINEVN1986 | 110 | 0.033128 | [5 empty] | 50 |  | LINESTRING (516211.79215596744 2376052.5657507507, 516196.81574246986 2376029.3744780617) | line | [10 empty] | 3 | 1 |  |  | 2032 | 2034 | 1 | FALSE | FALSE | 1 | TRUE | FALSE | 2032 |  | 516211.7922 | 2376052.5658 |  |  | 2032 | 516211.7922 | 2376052.5658 | 2034 | 516196.8157 | 2376029.3745
VN | 1046338227 | LINEVN1987a | 110 | 6.6428 | [5 empty] | 50 | 6 cables - 2 systems | LINESTRING (519072.5763772136 2379786.76719521, 519022.2395464362 2379623.189090765, 519032.0419229938 2379328.370950114, 519036.26120201446 2379201.669355592, 518766.1597544326 2378768.7941205157, 518707.72540803626 2378553.3321349914, 518584.13956384966 2378285.4328096877, 518475.52201725927 2378039.765072601, 518331.514300237 2377725.170903234, 518039.3708093457 2377504.1582646263, 518015.32720467186 2377283.2920940523, 517705.55630430183 2376698.3733040574, 517524.5193566371 2376375.246367111, 517311.02016520896 2375994.622064555, 517012.2550200185 2375900.4493641616, 516863.71274519194 2375836.022482356, 516708.36150451214 2375803.5984756984, 516558.6447723421 2375761.220563298, 516211.79215596744 2376052.5657507507) | line | [10 empty] | 6 | 2 |  |  | 1812 | 2032 | 1 | FALSE | FALSE | 2 | TRUE | TRUE | 1812 | 2032 | 519072.5764 | 2379786.7672 | 516211.7922 | 2376052.5658 | 1812 | 519072.5764 | 2379786.7672 | 2032 | 516211.7922 | 2376052.5658
VN | 1046338227 | LINEVN1987b | 110 | 6.6428 | [5 empty] | 50 | 6 cables - 2 systems | LINESTRING (519072.5763772136 2379786.76719521, 519022.2395464362 2379623.189090765, 519032.0419229938 2379328.370950114, 519036.26120201446 2379201.669355592, 518766.1597544326 2378768.7941205157, 518707.72540803626 2378553.3321349914, 518584.13956384966 2378285.4328096877, 518475.52201725927 2378039.765072601, 518331.514300237 2377725.170903234, 518039.3708093457 2377504.1582646263, 518015.32720467186 2377283.2920940523, 517705.55630430183 2376698.3733040574, 517524.5193566371 2376375.246367111, 517311.02016520896 2375994.622064555, 517012.2550200185 2375900.4493641616, 516863.71274519194 2375836.022482356, 516708.36150451214 2375803.5984756984, 516558.6447723421 2375761.220563298, 516211.79215596744 2376052.5657507507) | line | [10 empty] | 6 | 2 |  |  | 1812 | 2032 | 1 | FALSE | FALSE | 2 | TRUE | TRUE | 1812 | 2032 | 519072.5764 | 2379786.7672 | 516211.7922 | 2376052.5658 | 1812 | 519072.5764 | 2379786.7672 | 2032 | 516211.7922 | 2376052.5658
VN | 1046605129 | LINEVN1988 | 500 | 2.0627 | [5 empty] | 50 |  | LINESTRING (467370.487801772 2352319.890240772, 466759.7679808165 2352054.9262678036, 466554.19300593156 2352106.278635274, 466157.5187497447 2352173.8320452264, 465780.37386876653 2351949.3411791804) | line | [10 empty] | 3 | 1 |  |  | 2035 | 2036 | 1 | FALSE | FALSE | 1 | TRUE | TRUE | 2035 | 2036 | 467370.4878 | 2352319.8902 | 465780.3739 | 2351949.3412 | 2035 | 467370.4878 | 2352319.8902 | 2036 | 465780.3739 | 2351949.3412
VN | 1046605130 | LINEVN1989 | 500 | 2.0681 | [5 empty] | 50 |  | LINESTRING (467370.487801772 2352319.890240772, 466758.1351656077 2352073.3796039633, 466554.19300593156 2352106.278635274, 466154.8024190986 2352194.744746239, 465780.37386876653 2351949.3411791804) | line | [10 empty] | 3 | 1 |  |  | 2035 | 2036 | 1 | FALSE | FALSE | 1 | TRUE | TRUE | 2035 | 2036 | 467370.4878 | 2352319.8902 | 465780.3739 | 2351949.3412 | 2035 | 467370.4878 | 2352319.8902 | 2036 | 465780.3739 | 2351949.3412
VN | 1046605131 | LINEVN1990 | 500 | 1.2941 | [5 empty] | 50 |  | LINESTRING (469778.7695267893 2352728.298015081, 469353.9124323641 2352146.7783399406, 468998.68495118385 2352193.0348097594) | line | [10 empty] | 3 | 1 |  |  | 2037 | 2038 | 1 | FALSE | FALSE | 1 | TRUE | TRUE | 2037 | 2038 | 469778.7695 | 2352728.298 | 468998.685 | 2352193.0348 | 2037 | 469778.7695 | 2352728.298 | 2038 | 468998.685 | 2352193.0348
VN | 1046605132 | LINEVN1991 | 500 | 1.3291 | [5 empty] | 50 |  | LINESTRING (469778.7695267893 2352728.298015081, 469363.833972853 2352121.0936142905, 468998.68495118385 2352193.0348097594) | line | [10 empty] | 3 | 1 |  |  | 2037 | 2038 | 1 | FALSE | FALSE | 1 | TRUE | TRUE | 2037 | 2038 | 469778.7695 | 2352728.298 | 468998.685 | 2352193.0348 | 2037 | 469778.7695 | 2352728.298 | 2038 | 468998.685 | 2352193.0348
VN | 1046605133 | LINEVN1992a | 500 | 0.77287 | [5 empty] | 50 | 6 cables - 2 systems | LINESTRING (470154.65191117086 2353251.2917972226, 469907.7996737806 2352909.527751634, 469778.7695267893 2352728.298015081) | line | [10 empty] | 6 |  |  |  | 2039 | 2037 | 1 | FALSE | FALSE | 2 | TRUE | TRUE | 2039 | 2037 | 470154.6519 | 2353251.2918 | 469778.7695 | 2352728.298 | 2039 | 470154.6519 | 2353251.2918 | 2037 | 469778.7695 | 2352728.298
VN | 1046605133 | LINEVN1992b | 500 | 0.77287 | [5 empty] | 50 | 6 cables - 2 systems | LINESTRING (470154.65191117086 2353251.2917972226, 469907.7996737806 2352909.527751634, 469778.7695267893 2352728.298015081) | line | [10 empty] | 6 |  |  |  | 2039 | 2037 | 1 | FALSE | FALSE | 2 | TRUE | TRUE | 2039 | 2037 | 470154.6519 | 2353251.2918 | 469778.7695 | 2352728.298 | 2039 | 470154.6519 | 2353251.2918 | 2037 | 469778.7695 | 2352728.298
VN | 1046605134 | LINEVN1993 | 500 | 1.7068 | [5 empty] | 50 |  | LINESTRING (478093.81375023094 2354858.2541633965, 477135.62063935114 2354981.4982924024, 476691.3415664561 2354877.7673578616) | line | [10 empty] | 3 | 1 |  |  | 981 | 2040 | 1 | FALSE | FALSE | 1 | TRUE | TRUE | 981 | 2040 | 478093.8138 | 2354858.2542 | 476691.3416 | 2354877.7674 | 981 | 478093.8138 | 2354858.2542 | 2040 | 476691.3416 | 2354877.7674
VN | 1046605135 | LINEVN1994a | 500 | 6.9057 | [5 empty] | 50 | 6 cables - 2 systems | LINESTRING (476691.3415664561 2354877.7673578616, 476186.3216857043 2354785.2376666944, 475825.41410520615 2354715.7079900648, 475118.0718028078 2354584.9512312463, 472197.24539052136 2354210.6808989504, 471482.49735619 2354158.2428727886, 471012.1783322437 2354010.1630527605) | line | [10 empty] | 6 | 2 |  |  | 2040 | 2041 | 1 | FALSE | FALSE | 2 | TRUE | TRUE | 2040 | 2041 | 476691.3416 | 2354877.7674 | 471012.1783 | 2354010.1631 | 2040 | 476691.3416 | 2354877.7674 | 2041 | 471012.1783 | 2354010.1631
VN | 1046605135 | LINEVN1994b | 500 | 6.9057 | [5 empty] | 50 | 6 cables - 2 systems | LINESTRING (476691.3415664561 2354877.7673578616, 476186.3216857043 2354785.2376666944, 475825.41410520615 2354715.7079900648, 475118.0718028078 2354584.9512312463, 472197.24539052136 2354210.6808989504, 471482.49735619 2354158.2428727886, 471012.1783322437 2354010.1630527605) | line | [10 empty] | 6 | 2 |  |  | 2040 | 2041 | 1 | FALSE | FALSE | 2 | TRUE | TRUE | 2040 | 2041 | 476691.3416 | 2354877.7674 | 471012.1783 | 2354010.1631 | 2040 | 476691.3416 | 2354877.7674 | 2041 | 471012.1783 | 2354010.1631
VN | 1046605136 | LINEVN1995 | 500 | 1.699 | [5 empty] | 50 |  | LINESTRING (478093.81375023094 2354858.2541633965, 477137.1069542486 2354961.4303963045, 476691.3415664561 2354877.7673578616) | line | [10 empty] | 3 | 1 |  |  | 981 | 2040 | 1 | FALSE | FALSE | 1 | TRUE | TRUE | 981 | 2040 | 478093.8138 | 2354858.2542 | 476691.3416 | 2354877.7674 | 981 | 478093.8138 | 2354858.2542 | 2040 | 476691.3416 | 2354877.7674
VN | 1046605137 | LINEVN1996a | 500 | 0.74273 | [5 empty] | 50 | 6 cables - 2 systems | LINESTRING (470513.19552607636 2353755.808984081, 470154.65191117086 2353251.2917972226) | line | [10 empty] | 6 | 2 |  |  | 2042 | 2039 | 1 | FALSE | FALSE | 2 | TRUE | TRUE | 2042 | 2039 | 470513.1955 | 2353755.809 | 470154.6519 | 2353251.2918 | 2042 | 470513.1955 | 2353755.809 | 2039 | 470154.6519 | 2353251.2918
VN | 1046605137 | LINEVN1996b | 500 | 0.74273 | [5 empty] | 50 | 6 cables - 2 systems | LINESTRING (470513.19552607636 2353755.808984081, 470154.65191117086 2353251.2917972226) | line | [10 empty] | 6 | 2 |  |  | 2042 | 2039 | 1 | FALSE | FALSE | 2 | TRUE | TRUE | 2042 | 2039 | 470513.1955 | 2353755.809 | 470154.6519 | 2353251.2918 | 2042 | 470513.1955 | 2353755.809 | 2039 | 470154.6519 | 2353251.2918
VN | 1046605138 | LINEVN1997 | 500 | 0.69786 | [5 empty] | 50 |  | LINESTRING (471012.1783322437 2354010.1630527605, 470614.66068903846 2353886.0714515694, 470513.19552607636 2353755.808984081) | line | [10 empty] | 3 | 1 |  |  | 2041 | 2042 | 1 | FALSE | FALSE | 1 | TRUE | TRUE | 2041 | 2042 | 471012.1783 | 2354010.1631 | 470513.1955 | 2353755.809 | 2041 | 471012.1783 | 2354010.1631 | 2042 | 470513.1955 | 2353755.809
VN | 1046605139 | LINEVN1998a | 500 | 1.9716 | [5 empty] | 50 | 6 cables - 2 systems | LINESTRING (468998.68495118385 2352193.0348097594, 468411.31968474685 2352283.252411763, 467890.6558963762 2352363.244343647, 467370.487801772 2352319.890240772) | line | [10 empty] | 6 |  |  |  | 2038 | 2035 | 1 | FALSE | FALSE | 2 | TRUE | TRUE | 2038 | 2035 | 468998.685 | 2352193.0348 | 467370.4878 | 2352319.8902 | 2038 | 468998.685 | 2352193.0348 | 2035 | 467370.4878 | 2352319.8902
VN | 1046605139 | LINEVN1998b | 500 | 1.9716 | [5 empty] | 50 | 6 cables - 2 systems | LINESTRING (468998.68495118385 2352193.0348097594, 468411.31968474685 2352283.252411763, 467890.6558963762 2352363.244343647, 467370.487801772 2352319.890240772) | line | [10 empty] | 6 |  |  |  | 2038 | 2035 | 1 | FALSE | FALSE | 2 | TRUE | TRUE | 2038 | 2035 | 468998.685 | 2352193.0348 | 467370.4878 | 2352319.8902 | 2038 | 468998.685 | 2352193.0348 | 2035 | 467370.4878 | 2352319.8902
VN | 1046605140 | LINEVN1999 | 500 | 0.71503 | [5 empty] | 50 |  | LINESTRING (471012.1783322437 2354010.1630527605, 470601.83869816846 2353902.8953684536, 470513.19552607636 2353755.808984081) | line | [10 empty] | 3 | 1 |  |  | 2041 | 2042 | 1 | FALSE | FALSE | 1 | TRUE | TRUE | 2041 | 2042 | 471012.1783 | 2354010.1631 | 470513.1955 | 2353755.809 | 2041 | 471012.1783 | 2354010.1631 | 2042 | 470513.1955 | 2353755.809
VN | 1046605143 | LINEVN2000a | 110 | 10.1812 | [5 empty] | 50 | 6 cables - 2 systems | LINESTRING (527328.4858420346 2350580.468713863, 527374.2305362187 2350567.562578881, 527572.2381953292 2350611.733628777, 527843.0492518061 2350672.7428338486, 528057.7072773278 2350722.459800777, 528252.2784662158 2350765.902767162, 528511.3325847741 2350825.286940239, 528773.236423285 2350885.5656560394, 529025.7553035396 2350942.345626054, 529208.2458700779 2350985.3691247487, 529371.5330179541 2350853.910388427, 529582.826096867 2350683.337846268, 529609.7056490013 2350449.0378937754, 529879.5999099435 2350099.7424366493, 529856.2758020188 2349769.217189366, 530020.6249773691 2349304.970974002, 530820.0434383487 2348640.452041852, 531213.705353637 2348726.2848435626, 531497.8832389726 2348790.467353177, 531755.0739802805 2348847.4085383373, 531942.3897593187 2348920.210513704, 532130.1601056379 2348993.1926318114, 532343.9445169384 2349075.3037484763, 532516.4543315131 2348993.333805947, 532736.1810336518 2348888.903697735, 532968.0021787392 2348819.0322022424, 533205.2970089258 2348747.5148670967, 533435.4506122738 2348678.155666973, 533668.1311419356 2348607.1114852615, 533882.2119908257 2348544.532210794, 534102.1605013576 2348475.393644448, 534125.9851272394 2348395.4785495726) | line | [10 empty] | 6 | 2 |  |  | 2043 | 2044 | 1 | FALSE | FALSE | 2 | TRUE | TRUE | 2043 | 2044 | 527328.4858 | 2350580.4687 | 534125.9851 | 2348395.4785 | 2043 | 527328.4858 | 2350580.4687 | 2044 | 534125.9851 | 2348395.4785
VN | 1046605143 | LINEVN2000b | 110 | 10.1812 | [5 empty] | 50 | 6 cables - 2 systems | LINESTRING (527328.4858420346 2350580.468713863, 527374.2305362187 2350567.562578881, 527572.2381953292 2350611.733628777, 527843.0492518061 2350672.7428338486, 528057.7072773278 2350722.459800777, 528252.2784662158 2350765.902767162, 528511.3325847741 2350825.286940239, 528773.236423285 2350885.5656560394, 529025.7553035396 2350942.345626054, 529208.2458700779 2350985.3691247487, 529371.5330179541 2350853.910388427, 529582.826096867 2350683.337846268, 529609.7056490013 2350449.0378937754, 529879.5999099435 2350099.7424366493, 529856.2758020188 2349769.217189366, 530020.6249773691 2349304.970974002, 530820.0434383487 2348640.452041852, 531213.705353637 2348726.2848435626, 531497.8832389726 2348790.467353177, 531755.0739802805 2348847.4085383373, 531942.3897593187 2348920.210513704, 532130.1601056379 2348993.1926318114, 532343.9445169384 2349075.3037484763, 532516.4543315131 2348993.333805947, 532736.1810336518 2348888.903697735, 532968.0021787392 2348819.0322022424, 533205.2970089258 2348747.5148670967, 533435.4506122738 2348678.155666973, 533668.1311419356 2348607.1114852615, 533882.2119908257 2348544.532210794, 534102.1605013576 2348475.393644448, 534125.9851272394 2348395.4785495726) | line | [10 empty] | 6 | 2 |  |  | 2043 | 2044 | 1 | FALSE | FALSE | 2 | TRUE | TRUE | 2043 | 2044 | 527328.4858 | 2350580.4687 | 534125.9851 | 2348395.4785 | 2043 | 527328.4858 | 2350580.4687 | 2044 | 534125.9851 | 2348395.4785
VN | 1046605147 | LINEVN2001 | 110 | 50.2114 | [5 empty] | 50 |  | LINESTRING (527328.4858420346 2350580.468713863, 527143.0128514963 2350447.0491048344, 526948.4356446957 2350314.9005423216, 526704.3617602187 2350152.779769899, 526001.669576297 2350112.7697211998, 525804.198218796 2349879.6375363204, 525667.3531767721 2349715.1227525854, 525536.3728957983 2349560.590298353, 525243.1136494199 2349587.0087693133, 524976.3055079689 2349611.8457745304, 524729.0191294744 2349633.8831992378, 524445.6396880505 2349660.729232832, 524146.5855537604 2349686.262150487, 523935.4455302208 2349668.9084545164, 523712.72915671766 2349649.260799181, 523224.1655072908 2349608.297576137, 522824.91517649835 2349573.803674442, 522696.7285617556 2349562.4253221587, 522594.81528365833 2349451.552523505, 522327.5509738167 2349157.6387107912, 522083.2928303967 2348747.0075908205, 521802.2864359269 2348268.453617216, 521560.129006164 2347857.8115984374, 521470.05459226883 2347670.318264955, 521382.90666707506 2347489.0714461347, 521215.93655728933 2347146.632315988, 521129.2231432624 2347010.4439118383, 520988.82024758705 2346797.4996649623, 520838.47343089536 2346567.035093936, 520726.11640337756 2346393.286129795, 520572.7587419737 2346157.9063390987, 520496.1216441223 2346038.711874109, 520432.7757464219 2345879.3256526194, 520541.3485956953 2345532.3362481557, 520483.85544882907 2345330.5682870056, 520137.59876464197 2345256.585073987, 519877.1105284198 2345205.202060416, 519750.20506727824 2345177.369003798, 519389.3263540827 2344912.0916235643, 519229.2028980922 2344727.307061999, 519149.2696510089 2344403.121361188, 519109.4702219941 2344256.883228704, 519011.16697743913 2343864.6335452953, 518972.1542756854 2343708.9893141794, 518884.5679978998 2343514.3868236267, 518826.8138652538 2343126.54585585, 518702.1004785607 2342633.8523489125, 518649.8527250314 2342427.4493056918, 518580.8953821246 2342153.0617024302, 518784.8340440617 2341865.968157876, 518663.3868984899 2341540.7204851075, 518591.0529278593 2341339.175942568, 518451.32176061126 2341204.149584898, 518583.2917544614 2340719.450754946, 518667.84741770884 2340307.0700323205, 518914.8317420989 2339586.0469732066, 519205.12062816136 2339356.189015856, 519423.6447443126 2339188.1189488624, 519857.7696445835 2338850.733321511, 520080.91208236455 2338669.6620806926, 520411.0921837635 2338415.0826448025, 520537.54160195414 2338174.91929768, 520668.6038984684 2337927.148267805, 520877.28416115715 2337532.0348018394, 521113.3000151642 2337212.948599118, 521322.14899681404 2336935.4445371986, 521428.66166117066 2336793.9182663867, 521529.4447154544 2336659.9996625413, 521741.60516006075 2336378.111448604, 521948.20531664905 2336105.216467689, 522242.8018881147 2335861.1072592675, 522356.87242691574 2335647.6251441073, 522666.62574124575 2335629.2216310976, 522997.217712534 2335449.5439106426, 523051.52482317324 2335251.8985195947, 523171.21377364144 2334819.2378482604, 523287.2574767064 2334405.675547576, 523391.8361660628 2334025.034824738, 523596.7764589121 2333688.5754270693, 523750.7655555522 2333435.804107837, 524013.5359532813 2333001.9285056572, 524154.1406196875 2332769.627476518, 524298.1003608754 2332532.7617129176, 524423.9043663885 2332326.7486798614, 524581.5557592531 2332065.800649298, 524930.952708504 2331489.242858872, 525028.5599774693 2331420.9821375934, 525363.0617131698 2331215.415045599, 525555.2945183584 2331090.9249791126, 525636.0702016165 2330968.068077065, 526236.1608464556 2330026.7344640954, 526444.2190053557 2329814.813469784, 526661.2110451019 2329593.3471577633, 526853.3887554763 2329385.965505808, 527011.5074621983 2329222.922111168, 527292.1592900214 2328930.1606337377, 527401.43832285 2328817.3089805506, 527700.3990076355 2328505.8806407275, 528095.1196456527 2328089.3349267193, 528223.390492133 2327958.514094503, 528411.5191869269 2327759.776110249, 528694.6154784135 2327547.945564632, 529010.5729483266 2327311.541104463, 529281.467095617 2327310.877478473, 529569.167873747 2327463.9643774536, 529740.836617504 2327440.941285142, 530045.3815414488 2327411.4091334855, 530998.6988675174 2327274.489012397, 531240.6928779699 2327288.6780767906, 531360.3952762762 2327463.7593768183, 531342.8064173778 2327600.619905199, 531305.3990898861 2327883.5892785485, 531251.2416717364 2328289.741662442, 531213.9115369417 2328571.8925545774, 531186.9415330142 2328787.1600334225, 531295.6436960032 2328977.881109726, 531429.6871673949 2329214.7472329237, 531578.4800885975 2329472.5160134574, 531713.9865335679 2329711.490300596, 531808.7416097041 2329877.397147976, 531934.7108528229 2330097.2415005867, 532054.1578242183 2330303.9149872106, 532223.2111293562 2330602.756758788, 532392.5910875326 2330896.078380703, 532542.2458193679 2331159.691020568, 532645.3057315531 2331335.4364163238, 532782.8197799876 2331578.2979959617, 532894.9876312856 2331773.066152625, 533008.4636400067 2331971.9991643154, 533221.1666128192 2332132.3513180576, 533390.106321786 2332261.816837547, 533651.8799025131 2332166.3805481507, 533870.6397287705 2332154.475717601, 534064.791515771 2332148.610236541) | line | [10 empty] | 3 | 1 |  |  | 2043 | 2045 | 1 | FALSE | FALSE | 1 | TRUE | FALSE | 2043 |  | 527328.4858 | 2350580.4687 |  |  | 2043 | 527328.4858 | 2350580.4687 | 2045 | 534064.7915 | 2332148.6102
VN | 1046605148 | LINEVN2002 |  | 1.3301 | [6 empty] | multiple vlevels | LINESTRING (528320.5294487017 2353134.4308351194, 527698.5291693102 2352217.023323982) | line | [14 empty] | 2046 | 1007 | 0 | FALSE | FALSE | 1 | TRUE | TRUE | 2046 | 1007 | 528320.5294 | 2353134.4308 | 527698.5292 | 2352217.0233 | 2046 | 528320.5294 | 2353134.4308 | 1007 | 527698.5292 | 2352217.0233
VN | 1046605153 | LINEVN2003 | 220 | 16.3706 | [5 empty] | 50 |  | LINESTRING (536847.5638647787 2361735.109871408, 536882.9266677428 2361713.4855332635, 536976.2338247487 2361597.3393602893, 536797.9971398489 2361393.485223257, 536706.8940451372 2361230.5479344144, 536389.2260656183 2361271.9387817103, 536106.4219231558 2361372.637468645, 535925.2997015585 2361437.2949722884, 535700.5791380635 2361213.472807875, 535288.0273829595 2361060.546201536, 534809.265117856 2360882.906945493, 534334.6044399268 2360761.670527467, 534075.9131722562 2360692.9831561353, 533551.2073095554 2360624.558826188, 533178.9515923723 2360581.1310070204, 532997.0301326854 2360391.4900455424, 532849.3939283896 2360238.433157554, 532627.4954726956 2360005.385318597, 532375.4576847991 2359740.80379538, 532096.6986286951 2359450.452067546, 531808.8056986039 2359148.731908583, 531555.8343661005 2358886.6631933516, 531316.6291436066 2358633.955179969, 531097.4808861263 2358218.846132448, 531055.2186274116 2357996.8442782233, 531037.4084054362 2357878.915719127, 531219.2507517434 2357620.91642057, 531196.5206510518 2357299.0643815505, 531087.8220084762 2357016.1625248534, 530962.1272331673 2356691.6585551878, 530767.7328120887 2356374.9066218487, 530498.6178505255 2355938.8726206147, 530281.6644518998 2355584.332620553, 530146.2445115761 2355366.677497343, 530014.5594571093 2355157.873623906, 529844.5410755941 2354883.0257818103, 529650.586165604 2354568.768334262, 529439.6027148357 2354352.1338669215, 529204.3130167247 2354110.5563456183, 528929.6254621311 2353830.3968220456, 528650.1961843158 2353545.5189485922, 528501.5839821927 2353375.557448769, 528320.5294487017 2353134.4308351194) | line | [10 empty] | 3 | 1 |  |  | 2047 | 2046 | 1 | FALSE | FALSE | 1 | FALSE | TRUE |  | 2046 |  |  | 528320.5294 | 2353134.4308 | 2047 | 536847.5639 | 2361735.1099 | 2046 | 528320.5294 | 2353134.4308
VN | 1046631257 | LINEVN2004a | 220 | 38.8996 | [5 empty] | 50 | 6 cables - 2 systems | LINESTRING (536176.253900054 2085083.941498187, 536198.9433913804 2085133.3566506892, 536374.8386111842 2085437.6710314744, 536463.6514760193 2085593.3492193413, 536235.175531333 2085836.1200879724, 536011.2171254266 2086077.209498349, 535753.5868649415 2086352.4936796215, 535533.8991346327 2086586.5596689451, 535292.4240950323 2086842.782995611, 534894.3693140259 2086836.136689949, 534529.3697854276 2086828.1548004516, 534174.5344889603 2086820.1986729437, 533830.7261164548 2086812.8335964545, 533530.6980377404 2086808.6405721821, 533254.1200249557 2086802.5356891623, 533042.2296207346 2086800.1896803135, 532791.6451178503 2086795.255256041, 532517.3334302381 2086788.0366775722, 532239.8916851131 2086952.398385917, 531937.0101778309 2087133.5611987936, 531715.5771063383 2087263.4933769125, 531341.8075760263 2087433.5911941677, 530823.2311134558 2087368.2967388695, 530557.4827248583 2087333.8352651496, 530254.3152129351 2087296.395760824, 529851.5386994976 2087245.1697261718, 529487.2803982252 2087199.5677887294, 529160.2576088372 2087158.4791999452, 528914.1839619307 2087127.601663343, 528655.9844703937 2087125.2668915237, 528315.6930571158 2087122.0363673088, 527912.9642035712 2087117.8112079103, 527525.0427737884 2087114.7783879149, 527178.579114639 2087111.4931174547, 527072.2737153285 2087232.8515512063, 526796.7212412062 2087550.6756901084, 526177.8038812258 2088255.417553642, 525830.4181757867 2088651.7037865308, 525576.5589657932 2088940.4313529728, 525345.1245983605 2089201.8075822487, 525171.6472724031 2089333.9621793095, 524852.1213035946 2089576.5594410438, 524646.2684446056 2089731.480179536, 524365.7854603011 2089941.4853200964, 524234.23227533407 2090044.215891694, 524067.997964621 2090263.779523179, 523929.72172606754 2090438.44657416, 523608.6014224248 2090853.2969306158, 523013.50049707433 2091048.2430456446, 522548.5484292662 2091199.559919386, 522455.8637128453 2091230.3296013405, 522151.40826661594 2091325.420408926, 521728.70585769555 2091460.2551078934, 521297.38612172793 2091603.6314791257, 521054.12100168335 2091682.3901780196, 520842.18295961374 2091650.428980291, 520353.9080052136 2091580.5458014954, 519821.1608014227 2091499.9505869753, 519406.45722220157 2091437.1858931673, 518761.44372896256 2091339.8077122136, 518342.50137950486 2091275.6573111466, 517759.10027359833 2091268.0211929097, 517381.05088299105 2091263.0835455207, 517126.61977969296 2091359.7082757496, 516674.56288698653 2091521.1525379824, 516209.26343131356 2091408.512035577, 515948.6207157503 2091341.190431086, 515426.5526787453 2091216.5822111224, 515034.51611067617 2091122.2114060547, 514761.08089037065 2091055.2391930216, 514349.41568211565 2090951.6725599403, 513993.5986804336 2090864.7761492403, 513635.50499317946 2090776.2141328908, 513024.1617764171 2090630.7625353297, 512664.6604070082 2090539.407856593, 512298.7186271816 2090547.5827913953, 511969.2363868036 2090553.5532487985, 511250.77421820955 2090564.2806190227, 510882.33947845333 2090569.804222318, 510493.9384038548 2090575.6225977666, 509376.7300674942 2090626.421934531, 509023.9256932451 2090630.5296408096, 508716.80176973226 2090639.4674320042, 508495.8154585487 2090819.631080562, 508233.6124403858 2091033.393599915, 507981.2132684972 2091236.6193868793, 507628.68474112096 2091521.9072848212) | line | [10 empty] | 6 |  |  |  | 2048 | 2049 | 1 | FALSE | FALSE | 2 | FALSE | FALSE | [6 empty] | 2048 | 536176.2539 | 2085083.9415 | 2049 | 507628.6847 | 2091521.9073
VN | 1046631257 | LINEVN2004b | 220 | 38.8996 | [5 empty] | 50 | 6 cables - 2 systems | LINESTRING (536176.253900054 2085083.941498187, 536198.9433913804 2085133.3566506892, 536374.8386111842 2085437.6710314744, 536463.6514760193 2085593.3492193413, 536235.175531333 2085836.1200879724, 536011.2171254266 2086077.209498349, 535753.5868649415 2086352.4936796215, 535533.8991346327 2086586.5596689451, 535292.4240950323 2086842.782995611, 534894.3693140259 2086836.136689949, 534529.3697854276 2086828.1548004516, 534174.5344889603 2086820.1986729437, 533830.7261164548 2086812.8335964545, 533530.6980377404 2086808.6405721821, 533254.1200249557 2086802.5356891623, 533042.2296207346 2086800.1896803135, 532791.6451178503 2086795.255256041, 532517.3334302381 2086788.0366775722, 532239.8916851131 2086952.398385917, 531937.0101778309 2087133.5611987936, 531715.5771063383 2087263.4933769125, 531341.8075760263 2087433.5911941677, 530823.2311134558 2087368.2967388695, 530557.4827248583 2087333.8352651496, 530254.3152129351 2087296.395760824, 529851.5386994976 2087245.1697261718, 529487.2803982252 2087199.5677887294, 529160.2576088372 2087158.4791999452, 528914.1839619307 2087127.601663343, 528655.9844703937 2087125.2668915237, 528315.6930571158 2087122.0363673088, 527912.9642035712 2087117.8112079103, 527525.0427737884 2087114.7783879149, 527178.579114639 2087111.4931174547, 527072.2737153285 2087232.8515512063, 526796.7212412062 2087550.6756901084, 526177.8038812258 2088255.417553642, 525830.4181757867 2088651.7037865308, 525576.5589657932 2088940.4313529728, 525345.1245983605 2089201.8075822487, 525171.6472724031 2089333.9621793095, 524852.1213035946 2089576.5594410438, 524646.2684446056 2089731.480179536, 524365.7854603011 2089941.4853200964, 524234.23227533407 2090044.215891694, 524067.997964621 2090263.779523179, 523929.72172606754 2090438.44657416, 523608.6014224248 2090853.2969306158, 523013.50049707433 2091048.2430456446, 522548.5484292662 2091199.559919386, 522455.8637128453 2091230.3296013405, 522151.40826661594 2091325.420408926, 521728.70585769555 2091460.2551078934, 521297.38612172793 2091603.6314791257, 521054.12100168335 2091682.3901780196, 520842.18295961374 2091650.428980291, 520353.9080052136 2091580.5458014954, 519821.1608014227 2091499.9505869753, 519406.45722220157 2091437.1858931673, 518761.44372896256 2091339.8077122136, 518342.50137950486 2091275.6573111466, 517759.10027359833 2091268.0211929097, 517381.05088299105 2091263.0835455207, 517126.61977969296 2091359.7082757496, 516674.56288698653 2091521.1525379824, 516209.26343131356 2091408.512035577, 515948.6207157503 2091341.190431086, 515426.5526787453 2091216.5822111224, 515034.51611067617 2091122.2114060547, 514761.08089037065 2091055.2391930216, 514349.41568211565 2090951.6725599403, 513993.5986804336 2090864.7761492403, 513635.50499317946 2090776.2141328908, 513024.1617764171 2090630.7625353297, 512664.6604070082 2090539.407856593, 512298.7186271816 2090547.5827913953, 511969.2363868036 2090553.5532487985, 511250.77421820955 2090564.2806190227, 510882.33947845333 2090569.804222318, 510493.9384038548 2090575.6225977666, 509376.7300674942 2090626.421934531, 509023.9256932451 2090630.5296408096, 508716.80176973226 2090639.4674320042, 508495.8154585487 2090819.631080562, 508233.6124403858 2091033.393599915, 507981.2132684972 2091236.6193868793, 507628.68474112096 2091521.9072848212) | line | [10 empty] | 6 |  |  |  | 2048 | 2049 | 1 | FALSE | FALSE | 2 | FALSE | FALSE | [6 empty] | 2048 | 536176.2539 | 2085083.9415 | 2049 | 507628.6847 | 2091521.9073
VN | 1046901061 | LINEVN2005a | 220 | 17.2291 | [5 empty] | 50 | 6 cables - 2 systems | LINESTRING (573419.0822457928 2056017.1123158257, 573135.3758439854 2056175.5414294773, 572488.9442454709 2056552.4586097482, 572201.0703948287 2056717.8894557224, 571865.0156071717 2056911.6122066947, 571519.5869702292 2057108.5473798614, 571315.273708228 2057227.545719361, 570916.7828912089 2057451.5451190453, 570552.3308693883 2057662.821743399, 570198.9144901541 2057867.6950897893, 569959.3714143437 2058006.560481323, 569617.1018240021 2058204.691522396, 569237.9086162234 2058422.1126368034, 568850.2891368378 2058647.023596937, 568491.0106866299 2058852.6145201954, 568399.6262925958 2059224.9658040486, 568303.7007997469 2059593.7935223992, 568202.5649792064 2059989.7123111305, 568101.8175187053 2060387.2596026717, 568004.9909441427 2060766.221178621, 567892.6518087297 2061209.7917249205, 567794.0126930755 2061599.2818105926, 567804.0441835341 2061922.561384703, 567817.3847650513 2062343.4468338534, 567831.3868272449 2062759.0236257229, 567841.7307503646 2063179.743801544, 567854.1943409088 2063623.7748472933, 567810.2703251638 2064034.0652115343, 567764.2848961501 2064437.344171983, 567718.9055111426 2064839.7071050894, 567672.6997901085 2065249.4476900196, 567626.3845420395 2065654.9058946464, 567874.0398752502 2065926.414684729, 568189.3191560035 2066272.5290404079, 568420.1508498589 2066523.2931143711, 568693.0478753017 2066818.2416889619, 568793.6044735364 2066930.864180843, 568829.6713240637 2066947.2505284096) | line | [10 empty] | 6 | 2 |  |  | 347 | 2050 | 1 | FALSE | FALSE | 2 | TRUE | FALSE | 347 |  | 573419.0822 | 2056017.1123 |  |  | 347 | 573419.0822 | 2056017.1123 | 2050 | 568829.6713 | 2066947.2505
VN | 1046901061 | LINEVN2005b | 220 | 17.2291 | [5 empty] | 50 | 6 cables - 2 systems | LINESTRING (573419.0822457928 2056017.1123158257, 573135.3758439854 2056175.5414294773, 572488.9442454709 2056552.4586097482, 572201.0703948287 2056717.8894557224, 571865.0156071717 2056911.6122066947, 571519.5869702292 2057108.5473798614, 571315.273708228 2057227.545719361, 570916.7828912089 2057451.5451190453, 570552.3308693883 2057662.821743399, 570198.9144901541 2057867.6950897893, 569959.3714143437 2058006.560481323, 569617.1018240021 2058204.691522396, 569237.9086162234 2058422.1126368034, 568850.2891368378 2058647.023596937, 568491.0106866299 2058852.6145201954, 568399.6262925958 2059224.9658040486, 568303.7007997469 2059593.7935223992, 568202.5649792064 2059989.7123111305, 568101.8175187053 2060387.2596026717, 568004.9909441427 2060766.221178621, 567892.6518087297 2061209.7917249205, 567794.0126930755 2061599.2818105926, 567804.0441835341 2061922.561384703, 567817.3847650513 2062343.4468338534, 567831.3868272449 2062759.0236257229, 567841.7307503646 2063179.743801544, 567854.1943409088 2063623.7748472933, 567810.2703251638 2064034.0652115343, 567764.2848961501 2064437.344171983, 567718.9055111426 2064839.7071050894, 567672.6997901085 2065249.4476900196, 567626.3845420395 2065654.9058946464, 567874.0398752502 2065926.414684729, 568189.3191560035 2066272.5290404079, 568420.1508498589 2066523.2931143711, 568693.0478753017 2066818.2416889619, 568793.6044735364 2066930.864180843, 568829.6713240637 2066947.2505284096) | line | [10 empty] | 6 | 2 |  |  | 347 | 2050 | 1 | FALSE | FALSE | 2 | TRUE | FALSE | 347 |  | 573419.0822 | 2056017.1123 |  |  | 347 | 573419.0822 | 2056017.1123 | 2050 | 568829.6713 | 2066947.2505
VN | 1046901062 | LINEVN2006 | 220 | 61.2295 | [5 empty] | 50 |  | LINESTRING (594065.7551280404 2018335.2863633179, 594094.2332415687 2018368.675973136, 594138.5914612002 2018606.0754323888, 594147.4372439389 2018843.3685144517, 594082.5329128632 2018865.5371243476, 593861.4714847364 2018941.5430297689, 593548.1081116031 2019050.2559153833, 593226.293717794 2019160.5927375618, 593147.9465967561 2019502.5178234393, 593052.2469810062 2019913.9599257081, 592949.7814071731 2020348.19747968, 592853.567760902 2020764.7722795585, 592771.1912296633 2021120.5220062176, 592581.3183665773 2021323.2994532157, 592359.4250112819 2021567.1322996244, 592113.464346071 2021845.0330867732, 591849.9178011199 2022121.558398576, 591585.0974704822 2022409.710511101, 591324.261351853 2022695.1959665504, 591094.2313911107 2022943.0092255396, 590854.2767850347 2023205.4839049566, 590638.6109040098 2023460.3298225927, 590375.1221977085 2023774.2853233889, 590163.363254259 2024019.040814226, 589882.706675662 2024228.2897525136, 589556.8327835675 2024466.920678643, 589229.6845492561 2024708.6380694355, 588915.5875984828 2024940.9159183295, 588672.7770736248 2025117.0167263474, 588420.0200177591 2025352.0299404988, 588113.6174079264 2025634.856744123, 587783.9629976726 2025938.672260932, 587462.0705372685 2026236.6748166222, 587167.5649597262 2026507.5529082054, 586880.1906548458 2026773.6540410628, 586619.3499647159 2027013.59886609, 586329.5929808109 2027281.8546289413, 586037.5110763925 2027549.5950635346, 585881.750093152 2027692.0708345303, 585567.1967394644 2027873.752784681, 585264.9595908703 2028048.3350987905, 584927.0030844437 2028241.8293767048, 584673.9880588095 2028387.249020586, 584398.3437078422 2028544.6556036898, 584027.7266018877 2028713.202703573, 583687.2056321694 2028865.555588463, 583350.9804426343 2029015.410071525, 582609.3119353134 2029345.975551551, 582223.7648570472 2029522.1822273855, 581040.7903336699 2030052.1522453802, 580633.6767619904 2030233.4771840973, 580230.6424399781 2030416.4761700428, 579825.3710407986 2030598.1904807584, 578799.6986422433 2031056.029577979, 578389.9877799574 2031240.001120569, 577997.1965711914 2031419.4357339307, 577782.60566394 2031534.0392543331, 577270.5646431257 2031807.5445071352, 577084.3986153463 2031906.9781877503, 576876.9164016708 2032019.3959289878, 576437.428703903 2032254.972780089, 576249.6930560286 2032352.8699703582, 575937.75719503 2032517.3748372553, 575551.1206572196 2032729.5346495805, 575314.856972605 2032856.0737643533, 575087.6702509691 2032977.3621705186, 574756.1508228872 2033154.8986898842, 574380.1696468189 2033358.4367752867, 574140.0499304542 2033486.4465005547, 573920.308211792 2033812.3779282155, 573680.9572616994 2034171.4973949175, 573433.1121289182 2034538.8414968462, 573176.9314275814 2034922.8757883485, 572923.3238858167 2035299.531695749, 572687.5178489002 2035647.0801314935, 572448.1731991149 2036002.5182026578, 572229.479320377 2036328.8698784504, 572020.295898249 2036641.8268672791, 571792.2457187028 2036980.1201925226, 571611.5493904242 2037248.0102488967, 571542.3507071185 2037479.8373722255, 571408.2252095717 2037917.8820068277, 571309.2602489402 2038248.8066229199, 571362.397386303 2038561.6209563508, 571412.4637467654 2038861.9761278147, 571478.5910399838 2039258.2910597152, 571555.8949271584 2039714.7860507418, 571616.146897749 2040076.5906887145, 571680.9966471782 2040464.7142736528, 571752.4162076558 2040888.1158286112, 571810.6101246205 2041222.1632013312, 571659.6275616859 2041381.6393386393, 571460.8584207504 2041594.4477265927, 571195.6585267904 2041877.715140644, 570942.6512473011 2042146.757571263, 570683.0309572631 2042427.1866014418, 570381.1479188886 2042749.1224813168, 570089.6830105151 2043060.2021791325, 569828.9722662563 2043339.586977411, 569623.8277476957 2043560.2129346156, 569725.0584606442 2043863.0750174022, 569838.207319262 2044217.2784197605, 569956.5170384776 2044570.7271529997, 570058.0637647514 2044870.727028896, 570194.7367141591 2045263.5921534323, 570334.7521372954 2045687.408522469, 570471.4310841493 2046092.4920888955, 570612.8842990238 2046509.4010099163, 570754.2159858475 2046926.0121711104, 570893.1999119703 2047344.8843551695, 571013.9960647915 2047702.7331390348, 571114.0248978348 2048001.2524041177, 571229.310152314 2048345.7602521388, 571340.2467211734 2048669.384184321, 571476.600897655 2049075.8706833657, 571610.8269013596 2049476.8954744486, 571748.4091823645 2049884.7392257163, 571882.814845585 2050285.3026230782, 571988.6735678394 2050600.2597264415, 572119.072514415 2050988.6829945906, 572255.5885586479 2051396.1073108555, 572388.8836849113 2051791.3934198904, 572519.861112424 2052178.5723528056, 572609.5938920601 2052446.5568485137, 572781.1297894173 2052956.8483725954, 572879.416697342 2053251.3461481936, 572823.2610483831 2053591.0941150272, 573017.0929054061 2054346.5994775894, 573112.0887242234 2054730.8688030164, 573211.4024475738 2055127.1280033947, 573309.8783516457 2055517.8743690313, 573378.1456061761 2055787.750989396, 573422.2497302938 2055972.9636942158, 573419.0822457928 2056017.1123158257) | line | [10 empty] | 3 | 1 |  |  | 2051 | 347 | 1 | FALSE | FALSE | 1 | FALSE | TRUE |  | 347 |  |  | 573419.0822 | 2056017.1123 | 2051 | 594065.7551 | 2018335.2864 | 347 | 573419.0822 | 2056017.1123
VN | 1046901063 | LINEVN2007 | 110 | 35.8227 | [5 empty] | 50 |  | LINESTRING (591818.4891565179 2029962.4078370612, 591629.3080857629 2029966.3958069847, 591421.5362784488 2029973.7495620542, 591261.3046500309 2030116.017934334, 591118.9976157802 2030244.3528179761, 590969.2180131914 2030378.1084850486, 590819.6127912438 2030511.180013446, 590657.394299182 2030655.468618329, 590508.5573389336 2030787.8599756774, 590360.7852492528 2030918.9185161008, 590217.7952412838 2031044.5122002258, 590084.3853007022 2031166.5555940024, 589932.8335768343 2031300.5428295447, 589766.1132999712 2031447.9266916695, 589608.5329502361 2031534.473495743, 589435.8180414968 2031629.327433069, 589238.2584516535 2031737.345667664, 589049.1951107265 2031838.5669230167, 588885.0778369476 2031928.2537328803, 588701.5479238742 2032028.563329034, 588347.6637658946 2032188.8047577743, 588122.8272236525 2032292.4372657996, 587923.7150211723 2032385.1359678232, 587694.88723672 2032491.6651626073, 587540.3606431638 2032563.6028641432, 587396.5847677964 2032627.3581989072, 587262.5119164585 2032736.7030856519, 587153.027235787 2032826.6304172578, 587028.3590796192 2032929.037406668, 586945.3720302104 2032997.8519161337, 586846.4303506694 2033076.763459879, 586728.5544509859 2033177.65389082, 586578.8405090927 2033301.8373787443, 586411.0807184982 2033438.7873559352, 586256.0854837904 2033566.10299601, 586115.4804179069 2033681.589334363, 585957.0114788716 2033811.7575289058, 585792.4383737502 2033946.7793896422, 585631.683085653 2034078.9758714472, 585463.8926369791 2034218.7661680924, 585313.396531425 2034344.3828382073, 585159.1703011985 2034473.1154913988, 585003.1939734401 2034601.5538539544, 584838.684281315 2034737.25865101, 584682.5681182187 2034867.2479663286, 584506.8512864445 2035013.53955187, 584351.5744488918 2035141.0565018868, 584200.0204381554 2035265.5702017434, 584153.4059970343 2035333.0952738472, 583990.8904647416 2035566.1115437502, 583905.9688384391 2035683.8489345869, 583865.2456511856 2035887.5682187376, 583829.1319907006 2036085.6424024447, 583791.7425711125 2036283.3459280112, 583753.9970096324 2036482.9401146173, 583715.7221770649 2036685.3758113096, 583675.2828704694 2036895.0608746014, 583640.9389310966 2037073.2148142415, 583600.8364777883 2037288.3234419627, 583550.9483627256 2037633.1506197972, 583510.2777231196 2037850.6249221168, 583474.3337898495 2038042.7364400495, 583436.6115139176 2038238.3479331615, 583403.9813753708 2038409.4944812197, 583368.2344013613 2038593.186473114, 583343.0386124514 2038781.6603937591, 583300.1407395116 2038992.5748856068, 583264.7562667321 2039183.1733297533, 583222.9394669 2039386.2696275786, 583183.1363547558 2039583.0344318927, 583144.0439001052 2039779.249152075, 583106.1037884653 2039968.044229061, 583065.7250114329 2040168.9783523805, 583028.6585143982 2040356.316779254, 582989.5658795092 2040553.2178636545, 582956.5356664563 2040720.8336784185, 582922.2572093273 2040889.0748506184, 582850.4486214428 2040955.4753463613, 582695.467619813 2041098.784088337, 582518.3100028553 2041262.5905010472, 582163.7008555215 2041594.3782426803, 581959.8397316036 2041779.8619769374, 581873.3883274168 2041861.9820083673, 581788.9300318564 2041942.4069057382, 581720.2350687642 2042006.0252239557, 581583.4719423016 2042132.6898438323, 581442.0297568608 2042265.0782416374, 581281.2387164109 2042414.016173637, 581149.3357187891 2042536.3557886276, 580984.1174688032 2042689.6037233018, 580843.1758639626 2042820.4382123265, 580691.2863520853 2042961.429459953, 580534.3217243992 2043107.136308097, 580393.1644780892 2043237.9951314596, 580257.4361572727 2043363.8209941732, 580087.6325814737 2043521.2284773355, 579939.1234671286 2043659.4179136099, 579817.739973282 2043772.3716653634, 579659.3868546195 2043920.049047045, 579513.2065007798 2044055.750596028, 579359.0368359112 2044198.8667890746, 579222.304068545 2044325.8018933428, 579072.3554880966 2044465.3526917973, 578921.2665761499 2044605.4641990962, 578802.7280150905 2044715.0277267382, 578652.2037842813 2044854.8558759603, 578509.6485040094 2044987.9682294705, 578363.9705195329 2045123.5915953, 578098.7887099895 2045369.808740589, 577951.1046218614 2045506.9317072756, 577803.7254306253 2045642.2976415695, 577661.4682654353 2045775.107347871, 577519.488095607 2045907.786397591, 577361.9892751923 2046054.0356427277, 577216.8695832487 2046188.7843065977, 577058.9213599621 2046332.455918569, 576908.1426277778 2046473.6901865432, 576749.9792321273 2046622.1545269655, 576619.6552193519 2046817.8472249522, 576221.7784428332 2047411.7961594597, 576134.870287439 2047541.5296886833, 576065.4741199648 2047645.131402585, 575937.2285742566 2047836.5877122816, 575835.6067043075 2047988.2833460807, 575755.319087983 2048108.1415933513, 575681.2973315406 2048218.6529360088, 575590.2870611933 2048354.535701942, 575468.398782389 2048534.2911822328, 575246.5361138713 2048865.7524423474, 575146.7655891714 2049016.4408035348, 574943.947482524 2049320.2846429183, 574873.4615203042 2049425.1142987842, 574798.855754357 2049536.3900025343, 574737.2008031271 2049629.0058083786, 574517.781247296 2049960.1857601397, 574000.2792074983 2051466.832729153, 573804.3842051765 2052037.161890901) | line | [10 empty] | 3 | 1 |  |  | 2052 | 2053 | 1 | FALSE | FALSE | 1 | FALSE | FALSE | [6 empty] | 2052 | 591818.4892 | 2029962.4078 | 2053 | 573804.3842 | 2052037.1619
VN | 1047280332 | LINEVN2008a | 110 | 13.3198 | [5 empty] | 50 | 6 cables - 2 systems | LINESTRING (574897.3177938273 2134083.22757263, 574862.7525590422 2134054.5462486004, 574687.5500565367 2133944.4838470034, 574073.9886364423 2133688.489870825, 573898.0192501129 2133752.5332456646, 573602.2260035875 2133864.263869777, 573259.8747787253 2133987.88481158, 572737.9716403175 2134181.472276157, 572681.9331806909 2134201.3996420405, 572436.0599106925 2134210.6449640365, 572098.6988045834 2134221.4787726314, 571795.1231516594 2134537.3073896, 571716.7023893547 2134617.359164428, 571379.9498481986 2134737.761086417, 571036.3258898619 2134854.047885534, 570692.5768406753 2134976.6813095394, 570136.2774612495 2135171.5248021204, 569721.7834053608 2135313.2247592267, 569275.5312003909 2135472.927900566, 569012.9002165706 2135997.5487714605, 568868.3995329669 2136579.266354801, 568809.1541861146 2136819.692161148, 568732.4758434133 2137125.8058309113, 568133.3068591388 2137116.9114941033, 567817.6531798632 2137114.392592338, 567505.3176474773 2137109.4569969974, 566954.5834687063 2137104.455257487, 566626.7650974132 2137084.837638177, 566354.99910232 2137068.5066977586, 566065.8421216417 2137053.544139611, 565859.1519593672 2137165.289739109, 565605.6055953102 2137302.375247607, 565623.4356339193 2137336.356376747) | line | [10 empty] | 6 | 2 |  |  | 2054 | 2055 | 1 | FALSE | FALSE | 2 | TRUE | FALSE | 2054 |  | 574897.3178 | 2134083.2276 |  |  | 2054 | 574897.3178 | 2134083.2276 | 2055 | 565623.4356 | 2137336.3564
VN | 1047280332 | LINEVN2008b | 110 | 13.3198 | [5 empty] | 50 | 6 cables - 2 systems | LINESTRING (574897.3177938273 2134083.22757263, 574862.7525590422 2134054.5462486004, 574687.5500565367 2133944.4838470034, 574073.9886364423 2133688.489870825, 573898.0192501129 2133752.5332456646, 573602.2260035875 2133864.263869777, 573259.8747787253 2133987.88481158, 572737.9716403175 2134181.472276157, 572681.9331806909 2134201.3996420405, 572436.0599106925 2134210.6449640365, 572098.6988045834 2134221.4787726314, 571795.1231516594 2134537.3073896, 571716.7023893547 2134617.359164428, 571379.9498481986 2134737.761086417, 571036.3258898619 2134854.047885534, 570692.5768406753 2134976.6813095394, 570136.2774612495 2135171.5248021204, 569721.7834053608 2135313.2247592267, 569275.5312003909 2135472.927900566, 569012.9002165706 2135997.5487714605, 568868.3995329669 2136579.266354801, 568809.1541861146 2136819.692161148, 568732.4758434133 2137125.8058309113, 568133.3068591388 2137116.9114941033, 567817.6531798632 2137114.392592338, 567505.3176474773 2137109.4569969974, 566954.5834687063 2137104.455257487, 566626.7650974132 2137084.837638177, 566354.99910232 2137068.5066977586, 566065.8421216417 2137053.544139611, 565859.1519593672 2137165.289739109, 565605.6055953102 2137302.375247607, 565623.4356339193 2137336.356376747) | line | [10 empty] | 6 | 2 |  |  | 2054 | 2055 | 1 | FALSE | FALSE | 2 | TRUE | FALSE | 2054 |  | 574897.3178 | 2134083.2276 |  |  | 2054 | 574897.3178 | 2134083.2276 | 2055 | 565623.4356 | 2137336.3564
VN | 1047280333 | LINEVN2009a | 110 | 1.2202 | [5 empty] | 50 | 6 cables - 2 systems | LINESTRING (575467.3997692536 2133314.600950509, 575325.3757965832 2133667.0298145935, 575219.552699839 2133922.936538985, 575022.201242541 2134019.713673973, 574897.3177938273 2134083.22757263) | line | [10 empty] | 6 | 2 |  |  | 2056 | 2054 | 1 | FALSE | FALSE | 2 | TRUE | TRUE | 2056 | 2054 | 575467.3998 | 2133314.601 | 574897.3178 | 2134083.2276 | 2056 | 575467.3998 | 2133314.601 | 2054 | 574897.3178 | 2134083.2276
VN | 1047280333 | LINEVN2009b | 110 | 1.2202 | [5 empty] | 50 | 6 cables - 2 systems | LINESTRING (575467.3997692536 2133314.600950509, 575325.3757965832 2133667.0298145935, 575219.552699839 2133922.936538985, 575022.201242541 2134019.713673973, 574897.3177938273 2134083.22757263) | line | [10 empty] | 6 | 2 |  |  | 2056 | 2054 | 1 | FALSE | FALSE | 2 | TRUE | TRUE | 2056 | 2054 | 575467.3998 | 2133314.601 | 574897.3178 | 2134083.2276 | 2056 | 575467.3998 | 2133314.601 | 2054 | 574897.3178 | 2134083.2276
VN | 1047280334 | LINEVN2010 | 110 | 1.003 | [5 empty] | 50 |  | LINESTRING (574436.6758355044 2131219.8442049976, 574528.5926220418 2131394.96215686, 574613.5521161403 2131567.2635777732, 574661.2838378901 2131664.053769549, 574734.6624959328 2131812.8596844533, 574806.8955231732 2131969.1086623473) | line | [10 empty] | 3 | 1 |  |  | 2057 | 2058 | 1 | FALSE | FALSE | 1 | TRUE | TRUE | 2057 | 2058 | 574436.6758 | 2131219.8442 | 574806.8955 | 2131969.1087 | 2057 | 574436.6758 | 2131219.8442 | 2058 | 574806.8955 | 2131969.1087
VN | 1047280335 | LINEVN2011 | 110 | 1.0032 | [5 empty] | 50 |  | LINESTRING (574436.6758355044 2131219.8442049976, 574520.7540233143 2131399.9430064773, 574604.9802601135 2131571.6880916767, 574653.032961871 2131669.652566855, 574724.1464143869 2131819.920938588, 574806.8955231732 2131969.1086623473) | line | [10 empty] | 3 | 1 |  |  | 2057 | 2058 | 1 | FALSE | FALSE | 1 | TRUE | TRUE | 2057 | 2058 | 574436.6758 | 2131219.8442 | 574806.8955 | 2131969.1087 | 2057 | 574436.6758 | 2131219.8442 | 2058 | 574806.8955 | 2131969.1087
VN | 1047280336 | LINEVN2012a | 110 | 0.73177 | [5 empty] | 50 | 6 cables - 2 systems | LINESTRING (574089.2936152618 2130718.6584065855, 574285.5512214671 2131001.0074651237, 574436.6758355044 2131219.8442049976) | line | [10 empty] | 6 | 2 |  |  | 2059 | 2057 | 1 | FALSE | FALSE | 2 | TRUE | TRUE | 2059 | 2057 | 574089.2936 | 2130718.6584 | 574436.6758 | 2131219.8442 | 2059 | 574089.2936 | 2130718.6584 | 2057 | 574436.6758 | 2131219.8442
VN | 1047280336 | LINEVN2012b | 110 | 0.73177 | [5 empty] | 50 | 6 cables - 2 systems | LINESTRING (574089.2936152618 2130718.6584065855, 574285.5512214671 2131001.0074651237, 574436.6758355044 2131219.8442049976) | line | [10 empty] | 6 | 2 |  |  | 2059 | 2057 | 1 | FALSE | FALSE | 2 | TRUE | TRUE | 2059 | 2057 | 574089.2936 | 2130718.6584 | 574436.6758 | 2131219.8442 | 2059 | 574089.2936 | 2130718.6584 | 2057 | 574436.6758 | 2131219.8442
VN | 1047280337 | LINEVN2013 | 110 | 0.87604 | [5 empty] | 50 |  | LINESTRING (575145.119373478 2132659.7998308195, 575230.471980843 2132848.484078518, 575313.4541459057 2133015.3590147793, 575394.0749017284 2133178.650324714, 575467.3997692536 2133314.600950509) | line | [10 empty] | 3 | 1 |  |  | 2060 | 2056 | 1 | FALSE | FALSE | 1 | TRUE | TRUE | 2060 | 2056 | 575145.1194 | 2132659.7998 | 575467.3998 | 2133314.601 | 2060 | 575145.1194 | 2132659.7998 | 2056 | 575467.3998 | 2133314.601
VN | 1047280338 | LINEVN2014a | 110 | 0.92287 | [5 empty] | 50 | 6 cables - 2 systems | LINESTRING (574806.8955231732 2131969.1086623473, 574961.3105763034 2132286.2631129823, 575145.119373478 2132659.7998308195) | line | [10 empty] | 6 | 2 |  |  | 2058 | 2060 | 1 | FALSE | FALSE | 2 | TRUE | TRUE | 2058 | 2060 | 574806.8955 | 2131969.1087 | 575145.1194 | 2132659.7998 | 2058 | 574806.8955 | 2131969.1087 | 2060 | 575145.1194 | 2132659.7998
VN | 1047280338 | LINEVN2014b | 110 | 0.92287 | [5 empty] | 50 | 6 cables - 2 systems | LINESTRING (574806.8955231732 2131969.1086623473, 574961.3105763034 2132286.2631129823, 575145.119373478 2132659.7998308195) | line | [10 empty] | 6 | 2 |  |  | 2058 | 2060 | 1 | FALSE | FALSE | 2 | TRUE | TRUE | 2058 | 2060 | 574806.8955 | 2131969.1087 | 575145.1194 | 2132659.7998 | 2058 | 574806.8955 | 2131969.1087 | 2060 | 575145.1194 | 2132659.7998
VN | 1047280339 | LINEVN2015 | 110 | 0.87592 | [5 empty] | 50 |  | LINESTRING (575145.119373478 2132659.7998308195, 575240.7606867105 2132845.50553742, 575323.041483426 2133011.7247300767, 575403.6677133887 2133173.6771209054, 575467.3997692536 2133314.600950509) | line | [10 empty] | 3 | 1 |  |  | 2060 | 2056 | 1 | FALSE | FALSE | 1 | TRUE | TRUE | 2060 | 2056 | 575145.1194 | 2132659.7998 | 575467.3998 | 2133314.601 | 2060 | 575145.1194 | 2132659.7998 | 2056 | 575467.3998 | 2133314.601
VN | 1047280342 | LINEVN2016 | 110 | 0.030685 | [5 empty] | 50 |  | LINESTRING (574259.5113447062 2130419.994471471, 574243.8511891201 2130399.7796590226) | line | [10 empty] | 3 | 1 |  |  | 2061 | 2062 | 1 | FALSE | FALSE | 1 | TRUE | FALSE | 2061 |  | 574259.5113 | 2130419.9945 |  |  | 2061 | 574259.5113 | 2130419.9945 | 2062 | 574243.8512 | 2130399.7797
VN | 1047280343 | LINEVN2017 | 110 | 0.031728 | [5 empty] | 50 |  | LINESTRING (574259.5113447062 2130419.994471471, 574263.2224583921 2130393.816482914) | line | [10 empty] | 3 | 1 |  |  | 2061 | 2063 | 1 | FALSE | FALSE | 1 | TRUE | FALSE | 2061 |  | 574259.5113 | 2130419.9945 |  |  | 2061 | 574259.5113 | 2130419.9945 | 2063 | 574263.2225 | 2130393.8165
VN | 1047280344 | LINEVN2018a | 110 | 0.21606 | [5 empty] | 50 | 6 cables - 2 systems | LINESTRING (574310.0702302243 2130592.795887576, 574259.5113447062 2130419.994471471) | line | [10 empty] | 6 | 2 |  |  | 2064 | 2061 | 1 | FALSE | FALSE | 2 | TRUE | TRUE | 2064 | 2061 | 574310.0702 | 2130592.7959 | 574259.5113 | 2130419.9945 | 2064 | 574310.0702 | 2130592.7959 | 2061 | 574259.5113 | 2130419.9945
VN | 1047280344 | LINEVN2018b | 110 | 0.21606 | [5 empty] | 50 | 6 cables - 2 systems | LINESTRING (574310.0702302243 2130592.795887576, 574259.5113447062 2130419.994471471) | line | [10 empty] | 6 | 2 |  |  | 2064 | 2061 | 1 | FALSE | FALSE | 2 | TRUE | TRUE | 2064 | 2061 | 574310.0702 | 2130592.7959 | 574259.5113 | 2130419.9945 | 2064 | 574310.0702 | 2130592.7959 | 2061 | 574259.5113 | 2130419.9945
VN | 1047280345 | LINEVN2019a | 110 | 0.056904 | [5 empty] | 50 | 6 cables - 2 systems | LINESTRING (574089.2936152618 2130718.6584065855, 574135.2539005532 2130706.9824190815) | line | [10 empty] | 6 | 2 |  |  | 2059 | 2065 | 1 | FALSE | FALSE | 2 | TRUE | TRUE | 2059 | 2065 | 574089.2936 | 2130718.6584 | 574135.2539 | 2130706.9824 | 2059 | 574089.2936 | 2130718.6584 | 2065 | 574135.2539 | 2130706.9824
VN | 1047280345 | LINEVN2019b | 110 | 0.056904 | [5 empty] | 50 | 6 cables - 2 systems | LINESTRING (574089.2936152618 2130718.6584065855, 574135.2539005532 2130706.9824190815) | line | [10 empty] | 6 | 2 |  |  | 2059 | 2065 | 1 | FALSE | FALSE | 2 | TRUE | TRUE | 2059 | 2065 | 574089.2936 | 2130718.6584 | 574135.2539 | 2130706.9824 | 2059 | 574089.2936 | 2130718.6584 | 2065 | 574135.2539 | 2130706.9824
VN | 1047280346 | LINEVN2020 | 110 | 0.25122 | [5 empty] | 50 |  | LINESTRING (574135.2539005532 2130706.9824190815, 574166.4397360606 2130679.5881635146, 574208.1285010811 2130653.6641827943, 574242.2857751918 2130632.1138912505, 574310.0702302243 2130592.795887576) | line | [10 empty] | 3 | 1 |  |  | 2065 | 2064 | 1 | FALSE | FALSE | 1 | TRUE | TRUE | 2065 | 2064 | 574135.2539 | 2130706.9824 | 574310.0702 | 2130592.7959 | 2065 | 574135.2539 | 2130706.9824 | 2064 | 574310.0702 | 2130592.7959
VN | 1047280347 | LINEVN2021 | 110 | 0.25113 | [5 empty] | 50 |  | LINESTRING (574135.2539005532 2130706.9824190815, 574175.0588212274 2130686.8824648634, 574214.4781225242 2130660.8496783706, 574248.2238878865 2130639.707164147, 574310.0702302243 2130592.795887576) | line | [10 empty] | 3 | 1 |  |  | 2065 | 2064 | 1 | FALSE | FALSE | 1 | TRUE | TRUE | 2065 | 2064 | 574135.2539 | 2130706.9824 | 574310.0702 | 2130592.7959 | 2065 | 574135.2539 | 2130706.9824 | 2064 | 574310.0702 | 2130592.7959
VN | 1047280348 | LINEVN2022 | 110 | 1.2222 | [5 empty] | 50 |  | LINESTRING (573505.9933062502 2129883.997340002, 573559.6843651298 2129970.2069505234, 573613.9232329562 2130048.141641754, 573730.4240198708 2130215.5193622154, 573849.3757026556 2130389.580612131, 573929.1114974767 2130500.0427793474, 574089.2936152618 2130718.6584065855) | line | [10 empty] | 3 | 1 |  |  | 2066 | 2059 | 1 | FALSE | FALSE | 1 | TRUE | TRUE | 2066 | 2059 | 573505.9933 | 2129883.9973 | 574089.2936 | 2130718.6584 | 2066 | 573505.9933 | 2129883.9973 | 2059 | 574089.2936 | 2130718.6584
VN | 1047280349 | LINEVN2023 | 110 | 1.2221 | [5 empty] | 50 |  | LINESTRING (573505.9933062502 2129883.997340002, 573567.2220014876 2129964.361326732, 573622.699934142 2130042.5444893455, 573739.9714520012 2130211.6295343926, 573859.8028448446 2130381.2348370487, 573937.363280812 2130494.2887302064, 574089.2936152618 2130718.6584065855) | line | [10 empty] | 3 | 1 |  |  | 2066 | 2059 | 1 | FALSE | FALSE | 1 | TRUE | TRUE | 2066 | 2059 | 573505.9933 | 2129883.9973 | 574089.2936 | 2130718.6584 | 2066 | 573505.9933 | 2129883.9973 | 2059 | 574089.2936 | 2130718.6584
VN | 1047280350 | LINEVN2024a | 110 | 2.2933 | [5 empty] | 50 | 6 cables - 2 systems | LINESTRING (572410.9845467719 2128317.747337108, 572608.4333612379 2128599.195226777, 572824.431439389 2128908.218270588, 572899.8208578198 2129015.4709967324, 573257.9254931492 2129529.8091520676, 573505.9933062502 2129883.997340002) | line | [10 empty] | 6 | 2 |  |  | 2067 | 2066 | 1 | FALSE | FALSE | 2 | TRUE | TRUE | 2067 | 2066 | 572410.9845 | 2128317.7473 | 573505.9933 | 2129883.9973 | 2067 | 572410.9845 | 2128317.7473 | 2066 | 573505.9933 | 2129883.9973
VN | 1047280350 | LINEVN2024b | 110 | 2.2933 | [5 empty] | 50 | 6 cables - 2 systems | LINESTRING (572410.9845467719 2128317.747337108, 572608.4333612379 2128599.195226777, 572824.431439389 2128908.218270588, 572899.8208578198 2129015.4709967324, 573257.9254931492 2129529.8091520676, 573505.9933062502 2129883.997340002) | line | [10 empty] | 6 | 2 |  |  | 2067 | 2066 | 1 | FALSE | FALSE | 2 | TRUE | TRUE | 2067 | 2066 | 572410.9845 | 2128317.7473 | 573505.9933 | 2129883.9973 | 2067 | 572410.9845 | 2128317.7473 | 2066 | 573505.9933 | 2129883.9973
VN | 1047280351 | LINEVN2025 | 110 | 2.2694 | [5 empty] | 50 |  | LINESTRING (571328.0102400541 2126767.476576867, 571430.1001558288 2126921.635095222, 571539.8493115299 2127078.834157656, 571597.3732046621 2127162.4627120364, 571708.5352247991 2127323.1431427225, 571806.7524643001 2127463.5118883704, 571908.249914006 2127608.5971358004, 571981.5538955805 2127711.72083222, 572086.6810386181 2127860.506441996, 572192.2151284622 2128012.2600028776, 572307.3680517797 2128176.3354549427, 572410.9845467719 2128317.747337108) | line | [10 empty] | 3 | 1 |  |  | 2068 | 2067 | 1 | FALSE | FALSE | 1 | TRUE | TRUE | 2068 | 2067 | 571328.0102 | 2126767.4766 | 572410.9845 | 2128317.7473 | 2068 | 571328.0102 | 2126767.4766 | 2067 | 572410.9845 | 2128317.7473
VN | 1047280352 | LINEVN2026 | 110 | 2.2695 | [5 empty] | 50 |  | LINESTRING (571328.0102400541 2126767.476576867, 571438.050421075 2126915.2258439916, 571547.0795138571 2127071.0942337755, 571606.6261378914 2127156.2135593058, 571717.836805105 2127315.2011620267, 571816.4718717779 2127456.2244852763, 571918.4081979056 2127601.953334312, 571990.3572827685 2127704.828284512, 572094.83812237 2127854.9171672156, 572200.4776752173 2128006.5715996074, 572315.1168428543 2128170.324159958, 572410.9845467719 2128317.747337108) | line | [10 empty] | 3 | 1 |  |  | 2068 | 2067 | 1 | FALSE | FALSE | 1 | TRUE | TRUE | 2068 | 2067 | 571328.0102 | 2126767.4766 | 572410.9845 | 2128317.7473 | 2068 | 571328.0102 | 2126767.4766 | 2067 | 572410.9845 | 2128317.7473
VN | 1047280353 | LINEVN2027 | 110 | 2.5779 | [5 empty] | 50 |  | LINESTRING (569260.8066528197 2122838.381572242, 569250.2668244946 2122881.575614564, 569218.8260256111 2122922.22299989, 569170.8337970554 2122947.205210172, 569321.2623251961 2123053.772805575, 569475.0777184082 2123167.757550783, 569601.4666253303 2123261.411189121, 569751.9448683973 2123372.929121022, 569887.514241708 2123473.392078674, 570079.4809522484 2123615.6570655615, 570227.1964796387 2123725.1214031833, 570370.5598661597 2123831.372265268, 570519.3410169213 2123941.6731375232, 570658.5297576932 2124041.9126551696, 570774.8666383306 2124138.4574736627) | line | [10 empty] | 3 | 1 |  |  | 2069 | 2070 | 1 | FALSE | FALSE | 1 | TRUE | TRUE | 2069 | 2070 | 569260.8067 | 2122838.3816 | 570774.8666 | 2124138.4575 | 2069 | 569260.8067 | 2122838.3816 | 2070 | 570774.8666 | 2124138.4575
VN | 1047280354 | LINEVN2028a | 110 | 3.2578 | [5 empty] | 50 | 6 cables - 2 systems | LINESTRING (570774.8666383306 2124138.4574736627, 570874.4212783212 2124390.567545958, 571018.5470027478 2124745.0329305786, 571128.6432018698 2125020.2025940763, 571190.1408570461 2125178.9374913, 571223.3479070794 2125583.920910821, 571256.325640709 2125947.4732476533, 571288.9459903168 2126318.7041178294, 571328.0102400541 2126767.476576867) | line | [10 empty] | 6 | 2 |  |  | 2070 | 2068 | 1 | FALSE | FALSE | 2 | TRUE | TRUE | 2070 | 2068 | 570774.8666 | 2124138.4575 | 571328.0102 | 2126767.4766 | 2070 | 570774.8666 | 2124138.4575 | 2068 | 571328.0102 | 2126767.4766
VN | 1047280354 | LINEVN2028b | 110 | 3.2578 | [5 empty] | 50 | 6 cables - 2 systems | LINESTRING (570774.8666383306 2124138.4574736627, 570874.4212783212 2124390.567545958, 571018.5470027478 2124745.0329305786, 571128.6432018698 2125020.2025940763, 571190.1408570461 2125178.9374913, 571223.3479070794 2125583.920910821, 571256.325640709 2125947.4732476533, 571288.9459903168 2126318.7041178294, 571328.0102400541 2126767.476576867) | line | [10 empty] | 6 | 2 |  |  | 2070 | 2068 | 1 | FALSE | FALSE | 2 | TRUE | TRUE | 2070 | 2068 | 570774.8666 | 2124138.4575 | 571328.0102 | 2126767.4766 | 2070 | 570774.8666 | 2124138.4575 | 2068 | 571328.0102 | 2126767.4766
VN | 1047280355 | LINEVN2029 | 220 | 20.5283 | [5 empty] | 50 |  | LINESTRING (568947.9348670761 2122503.004656542, 568908.8996733206 2122527.8995580818, 569127.905371371 2122694.589136568, 569487.4634144913 2122973.4344764655, 569782.0252834453 2123203.848131498, 570140.2592271569 2123482.8902016617, 570503.4669176982 2123747.883213638, 570861.0821176933 2124012.8622253765, 570940.6283076899 2124219.6139249965, 571053.3393289103 2124510.218709757, 571239.7777976699 2124995.415975084, 571397.303914859 2125406.5610033046, 571567.7612844147 2125844.8365063868, 571704.8866267664 2126206.086802146, 571901.4493050998 2126716.3192846556, 571959.1321640555 2126783.4946663277, 572343.908168877 2127232.273499721, 572588.4550966485 2127517.0496323607, 572888.4001750604 2127866.343114167, 573129.6287077535 2128146.1454647603, 573343.9709939726 2128398.2892706096, 573345.3465122294 2128702.19771714, 573348.3207671231 2128942.9374060794, 573351.1164617296 2129494.8720404613, 573642.0993089827 2129915.0547589078, 573759.695598061 2130084.5617013043, 574020.7758487771 2130402.7796293637, 574256.0223940171 2130688.528667209, 574565.6228356075 2131068.855785428, 574693.5047338635 2131386.330347671, 574793.4545440961 2131633.7988092843, 575028.7545852985 2132226.485486008, 575079.775382424 2132332.475290617, 575235.6996290244 2132656.2782884883, 575393.759875352 2132983.0574598475, 575557.4111116803 2133323.362037338, 575399.0152350082 2133675.8220892414, 575221.4299560725 2134066.2490790123, 575008.101812342 2134542.4468769664, 574767.1202618991 2135141.6759203733, 574597.6374245299 2135571.3929349408, 574516.1722236197 2135738.598567369, 574281.3843312786 2136212.6691457746, 574117.9809589398 2136545.0784843178, 573962.04115019 2136862.215237088, 573913.3283234247 2136898.4243699512) | line | [10 empty] | 3 | 1 |  |  | 2071 | 947 | 1 | FALSE | FALSE | 1 | FALSE | TRUE |  | 947 |  |  | 573913.3283 | 2136898.4244 | 2071 | 568947.9349 | 2122503.0047 | 947 | 573913.3283 | 2136898.4244
VN | 1047280356 | LINEVN2030a | 110 | 1.6149 | [5 empty] | 50 | 6 cables - 2 systems | LINESTRING (565633.3277660286 2119122.9312378173, 565528.3333074986 2118819.523669995, 565444.7117620693 2118566.7187443175, 565371.6526451193 2118356.22262544, 565304.0689602441 2118155.030425518, 565407.2565513689 2118020.330770099, 565486.5166819996 2117913.6197930737, 565506.7862191965 2117909.177318805) | line | [10 empty] | 6 | 2 |  |  | 2072 | 2073 | 1 | FALSE | FALSE | 2 | TRUE | FALSE | 2072 |  | 565633.3278 | 2119122.9312 |  |  | 2072 | 565633.3278 | 2119122.9312 | 2073 | 565506.7862 | 2117909.1773
VN | 1047280356 | LINEVN2030b | 110 | 1.6149 | [5 empty] | 50 | 6 cables - 2 systems | LINESTRING (565633.3277660286 2119122.9312378173, 565528.3333074986 2118819.523669995, 565444.7117620693 2118566.7187443175, 565371.6526451193 2118356.22262544, 565304.0689602441 2118155.030425518, 565407.2565513689 2118020.330770099, 565486.5166819996 2117913.6197930737, 565506.7862191965 2117909.177318805) | line | [10 empty] | 6 | 2 |  |  | 2072 | 2073 | 1 | FALSE | FALSE | 2 | TRUE | FALSE | 2072 |  | 565633.3278 | 2119122.9312 |  |  | 2072 | 565633.3278 | 2119122.9312 | 2073 | 565506.7862 | 2117909.1773
VN | 1047280357 | LINEVN2031 | 110 | 4.4415 | [5 empty] | 50 |  | LINESTRING (567487.4734386081 2121720.2446491797, 567165.2558919257 2121511.1808004584, 566997.4035048055 2121404.169877315, 566837.2592196718 2121302.035442021, 566675.5412467524 2121201.368488007, 566507.299128285 2121093.0108477, 566362.1084664674 2121000.3408506787, 566206.539099518 2120904.680047152, 566050.4702018608 2120804.2273952044, 565906.6120542767 2120716.9328301093, 565730.8828239043 2120612.2184903664, 565786.5533308918 2120545.703291071, 565859.7490930198 2120409.692471418, 565949.9789035356 2120265.089827756, 565993.3720334946 2120183.4375210614, 565952.9483911764 2120053.3370791455, 565898.8486888907 2119895.700550761, 565847.0257830265 2119739.1679086117, 565792.7519097059 2119579.716412595, 565742.4521243299 2119431.8982966547, 565690.0417999573 2119274.1911956086, 565633.3277660286 2119122.9312378173) | line | [10 empty] | 3 | 1 |  |  | 2074 | 2072 | 1 | FALSE | FALSE | 1 | TRUE | TRUE | 2074 | 2072 | 567487.4734 | 2121720.2446 | 565633.3278 | 2119122.9312 | 2074 | 567487.4734 | 2121720.2446 | 2072 | 565633.3278 | 2119122.9312
VN | 1047280358 | LINEVN2032 | 110 | 4.4403 | [5 empty] | 50 |  | LINESTRING (567487.4734386081 2121720.2446491797, 567159.7685131589 2121519.5484889955, 566991.3379140485 2121412.535500451, 566830.6656380541 2121311.0410007136, 566668.3656631723 2121211.412159831, 566501.6792278338 2121103.1819481887, 566355.1953545923 2121010.5183780524, 566201.8401144228 2120913.172577975, 566043.4256547444 2120812.9770907657, 565903.2075652451 2120725.1091816057, 565730.8828239043 2120612.2184903664, 565778.9151172944 2120541.16110361, 565859.7490930198 2120409.692471418, 565941.423503099 2120261.197152048, 565993.3720334946 2120183.4375210614, 565943.201226765 2120056.2676294795, 565888.9747982784 2119898.76346451, 565837.9916491951 2119742.6100980127, 565783.9686375777 2119583.5578931402, 565732.8906889367 2119435.7370149246, 565679.5778255411 2119277.5176930567, 565633.3277660286 2119122.9312378173) | line | [10 empty] | 3 | 1 |  |  | 2074 | 2072 | 1 | FALSE | FALSE | 1 | TRUE | TRUE | 2074 | 2072 | 567487.4734 | 2121720.2446 | 565633.3278 | 2119122.9312 | 2074 | 567487.4734 | 2121720.2446 | 2072 | 565633.3278 | 2119122.9312
VN | 1047280359 | LINEVN2033a | 110 | 0.2731 | [5 empty] | 50 | 6 cables - 2 systems | LINESTRING (567679.6676499889 2121842.1228901586, 567487.4734386081 2121720.2446491797) | line | [10 empty] | 6 | 2 |  |  | 2075 | 2074 | 1 | FALSE | FALSE | 2 | TRUE | TRUE | 2075 | 2074 | 567679.6676 | 2121842.1229 | 567487.4734 | 2121720.2446 | 2075 | 567679.6676 | 2121842.1229 | 2074 | 567487.4734 | 2121720.2446
VN | 1047280359 | LINEVN2033b | 110 | 0.2731 | [5 empty] | 50 | 6 cables - 2 systems | LINESTRING (567679.6676499889 2121842.1228901586, 567487.4734386081 2121720.2446491797) | line | [10 empty] | 6 | 2 |  |  | 2075 | 2074 | 1 | FALSE | FALSE | 2 | TRUE | TRUE | 2075 | 2074 | 567679.6676 | 2121842.1229 | 567487.4734 | 2121720.2446 | 2075 | 567679.6676 | 2121842.1229 | 2074 | 567487.4734 | 2121720.2446
VN | 1047280360 | LINEVN2034a | 110 | 0.36715 | [5 empty] | 50 | 6 cables - 2 systems | LINESTRING (569072.5182008642 2122444.504609553, 569098.1847496481 2122418.5415697834, 569155.1004956309 2122369.4584289487, 569285.4060053385 2122513.5730953226) | line | [10 empty] | 6 | 2 |  |  | 2076 | 2077 | 1 | FALSE | FALSE | 2 | FALSE | TRUE |  | 2077 |  |  | 569285.406 | 2122513.5731 | 2076 | 569072.5182 | 2122444.5046 | 2077 | 569285.406 | 2122513.5731
VN | 1047280360 | LINEVN2034b | 110 | 0.36715 | [5 empty] | 50 | 6 cables - 2 systems | LINESTRING (569072.5182008642 2122444.504609553, 569098.1847496481 2122418.5415697834, 569155.1004956309 2122369.4584289487, 569285.4060053385 2122513.5730953226) | line | [10 empty] | 6 | 2 |  |  | 2076 | 2077 | 1 | FALSE | FALSE | 2 | FALSE | TRUE |  | 2077 |  |  | 569285.406 | 2122513.5731 | 2076 | 569072.5182 | 2122444.5046 | 2077 | 569285.406 | 2122513.5731
VN | 1047280361 | LINEVN2035 | 110 | 0.37083 | [5 empty] | 50 |  | LINESTRING (569285.4060053385 2122513.5730953226, 569159.89855082 2122680.3244267246, 569136.6236299847 2122724.4995592013, 569121.5134214559 2122772.567473724) | line | [10 empty] | 3 | 1 |  |  | 2077 | 2078 | 1 | FALSE | FALSE | 1 | TRUE | TRUE | 2077 | 2078 | 569285.406 | 2122513.5731 | 569121.5134 | 2122772.5675 | 2077 | 569285.406 | 2122513.5731 | 2078 | 569121.5134 | 2122772.5675
VN | 1047280362 | LINEVN2036 | 110 | 0.36971 | [5 empty] | 50 |  | LINESTRING (569285.4060053385 2122513.5730953226, 569173.9907663531 2122695.858619556, 569154.2181526872 2122739.6596560203, 569121.5134214559 2122772.567473724) | line | [10 empty] | 3 | 1 |  |  | 2077 | 2078 | 1 | FALSE | FALSE | 1 | TRUE | TRUE | 2077 | 2078 | 569285.406 | 2122513.5731 | 569121.5134 | 2122772.5675 | 2077 | 569285.406 | 2122513.5731 | 2078 | 569121.5134 | 2122772.5675
VN | 1047280363 | LINEVN2037a | 110 | 0.18487 | [5 empty] | 50 | 6 cables - 2 systems | LINESTRING (569121.5134214559 2122772.567473724, 569260.8066528197 2122838.381572242) | line | [10 empty] | 6 | 2 |  |  | 2078 | 2069 | 1 | FALSE | FALSE | 2 | TRUE | TRUE | 2078 | 2069 | 569121.5134 | 2122772.5675 | 569260.8067 | 2122838.3816 | 2078 | 569121.5134 | 2122772.5675 | 2069 | 569260.8067 | 2122838.3816
VN | 1047280363 | LINEVN2037b | 110 | 0.18487 | [5 empty] | 50 | 6 cables - 2 systems | LINESTRING (569121.5134214559 2122772.567473724, 569260.8066528197 2122838.381572242) | line | [10 empty] | 6 | 2 |  |  | 2078 | 2069 | 1 | FALSE | FALSE | 2 | TRUE | TRUE | 2078 | 2069 | 569121.5134 | 2122772.5675 | 569260.8067 | 2122838.3816 | 2078 | 569121.5134 | 2122772.5675 | 2069 | 569260.8067 | 2122838.3816
VN | 1047280364 | LINEVN2038 | 110 | 2.5673 | [5 empty] | 50 |  | LINESTRING (569260.8066528197 2122838.381572242, 569235.893967068 2122870.809631177, 569202.24298676 2122912.101568867, 569170.8337970554 2122947.205210172, 569315.1941957384 2123062.657771923, 569468.1288191506 2123176.0194448815, 569595.9957587342 2123270.796296066, 569744.6811647527 2123381.023727878, 569879.7996513387 2123481.17507091, 570072.4895026457 2123624.0181668047, 570220.8757661522 2123734.016179976, 570363.379388555 2123839.6661377274, 570511.7412500686 2123949.6444304567, 570651.958771133 2124050.253033718, 570774.8666383306 2124138.4574736627) | line | [10 empty] | 3 | 1 |  |  | 2069 | 2070 | 1 | FALSE | FALSE | 1 | TRUE | TRUE | 2069 | 2070 | 569260.8067 | 2122838.3816 | 570774.8666 | 2124138.4575 | 2069 | 569260.8067 | 2122838.3816 | 2070 | 570774.8666 | 2124138.4575
VN | 1047280365 | LINEVN2039 | 110 | 1.2869 | [5 empty] | 50 |  | LINESTRING (568543.3384860571 2122289.3563069305, 568469.9370362672 2122322.1130550555, 568447.426743941 2122353.3228275166, 568408.12123246 2122380.331323933, 568323.8684945466 2122312.150823716, 568161.1471184625 2122191.8025483717, 567990.0067313695 2122064.574886657, 567827.5316908207 2121944.673296888, 567679.6676499889 2121842.1228901586) | line | [10 empty] | 3 | 1 |  |  | 2079 | 2075 | 1 | FALSE | FALSE | 1 | FALSE | TRUE |  | 2075 |  |  | 567679.6676 | 2121842.1229 | 2079 | 568543.3385 | 2122289.3563 | 2075 | 567679.6676 | 2121842.1229
VN | 1047280366 | LINEVN2040 | 110 | 0.18578 | [5 empty] | 50 |  | LINESTRING (568569.1283761631 2122334.2247582106, 568530.3808347955 2122352.5374229024, 568498.9330772605 2122395.255263881, 568460.4135253174 2122439.8279021867) | line | [10 empty] | 3 | 1 |  |  | 2080 | 2081 | 1 | FALSE | FALSE | 1 | FALSE | TRUE |  | 2081 |  |  | 568460.4135 | 2122439.8279 | 2080 | 568569.1284 | 2122334.2248 | 2081 | 568460.4135 | 2122439.8279
VN | 1047280367 | LINEVN2041 | 110 | 0.45634 | [5 empty] | 50 |  | LINESTRING (568735.1047872676 2122488.273125706, 568569.1283761631 2122334.2247582106, 568547.6070057658 2122362.4061040115, 568515.773583843 2122404.2261500717, 568460.4135253174 2122439.8279021867) | line | [10 empty] | 3 | 1 |  |  | 2082 | 2081 | 1 | FALSE | FALSE | 1 | TRUE | TRUE | 2082 | 2081 | 568735.1048 | 2122488.2731 | 568460.4135 | 2122439.8279 | 2082 | 568735.1048 | 2122488.2731 | 2081 | 568460.4135 | 2122439.8279
VN | 1047280368 | LINEVN2042 | 110 | 1.5265 | [5 empty] | 50 |  | LINESTRING (568691.2300426255 2122418.8149247887, 568543.3384860571 2122289.3563069305, 568484.4376701139 2122332.6796955015, 568453.7176283866 2122371.992086103, 568408.12123246 2122380.331323933, 568316.2981230457 2122323.608818288, 568155.926170622 2122199.130766216, 567984.0044568279 2122072.8076411444, 567820.3650326851 2121952.20465315, 567679.6676499889 2121842.1228901586) | line | [10 empty] | 3 | 1 |  |  | 2083 | 2075 | 1 | FALSE | FALSE | 1 | TRUE | TRUE | 2083 | 2075 | 568691.23 | 2122418.8149 | 567679.6676 | 2121842.1229 | 2083 | 568691.23 | 2122418.8149 | 2075 | 567679.6676 | 2121842.1229
VN | 1047280369 | LINEVN2043 | 110 | 0.22094 | [5 empty] | 50 |  | LINESTRING (568874.8318730646 2122369.6973522156, 568807.1600425243 2122416.4171321196, 568778.3477580993 2122448.687291318, 568735.1047872676 2122488.273125706) | line | [10 empty] | 3 | 1 |  |  | 2084 | 2082 | 1 | FALSE | FALSE | 1 | TRUE | TRUE | 2084 | 2082 | 568874.8319 | 2122369.6974 | 568735.1048 | 2122488.2731 | 2084 | 568874.8319 | 2122369.6974 | 2082 | 568735.1048 | 2122488.2731
VN | 1047280370 | LINEVN2044 | 110 | 0.21136 | [5 empty] | 50 |  | LINESTRING (568842.2510511104 2122336.023581335, 568776.9061180644 2122384.622326049, 568736.1674496904 2122412.3993556295, 568691.2300426255 2122418.8149247887) | line | [10 empty] | 3 | 1 |  |  | 2085 | 2083 | 1 | FALSE | FALSE | 1 | TRUE | TRUE | 2085 | 2083 | 568842.2511 | 2122336.0236 | 568691.23 | 2122418.8149 | 2085 | 568842.2511 | 2122336.0236 | 2083 | 568691.23 | 2122418.8149
VN | 1047280371 | LINEVN2045 | 110 | 0.22513 | [5 empty] | 50 |  | LINESTRING (568874.8318730646 2122369.6973522156, 568821.9062067005 2122428.722293033, 568795.0444754065 2122462.305511306, 568735.1047872676 2122488.273125706) | line | [10 empty] | 3 | 1 |  |  | 2084 | 2082 | 1 | FALSE | FALSE | 1 | TRUE | TRUE | 2084 | 2082 | 568874.8319 | 2122369.6974 | 568735.1048 | 2122488.2731 | 2084 | 568874.8319 | 2122369.6974 | 2082 | 568735.1048 | 2122488.2731
VN | 1047280372 | LINEVN2046 | 110 | 0.20935 | [5 empty] | 50 |  | LINESTRING (568842.2510511104 2122336.023581335, 568761.9040270476 2122367.6575685902, 568713.7754180618 2122395.1634672, 568691.2300426255 2122418.8149247887) | line | [10 empty] | 3 | 1 |  |  | 2085 | 2083 | 1 | FALSE | FALSE | 1 | TRUE | TRUE | 2085 | 2083 | 568842.2511 | 2122336.0236 | 568691.23 | 2122418.8149 | 2085 | 568842.2511 | 2122336.0236 | 2083 | 568691.23 | 2122418.8149
VN | 1047280373 | LINEVN2047a | 110 | 0.40141 | [5 empty] | 50 | 6 cables - 2 systems | LINESTRING (568998.6516050425 2122366.1685184566, 569023.8518882913 2122338.3888388127, 569046.7717414474 2122318.73391798, 568975.0089944475 2122242.7186215217, 568842.2510511104 2122336.023581335) | line | [10 empty] | 6 | 2 |  |  | 2086 | 2085 | 1 | FALSE | FALSE | 2 | FALSE | TRUE |  | 2085 |  |  | 568842.2511 | 2122336.0236 | 2086 | 568998.6516 | 2122366.1685 | 2085 | 568842.2511 | 2122336.0236
VN | 1047280373 | LINEVN2047b | 110 | 0.40141 | [5 empty] | 50 | 6 cables - 2 systems | LINESTRING (568998.6516050425 2122366.1685184566, 569023.8518882913 2122338.3888388127, 569046.7717414474 2122318.73391798, 568975.0089944475 2122242.7186215217, 568842.2510511104 2122336.023581335) | line | [10 empty] | 6 | 2 |  |  | 2086 | 2085 | 1 | FALSE | FALSE | 2 | FALSE | TRUE |  | 2085 |  |  | 568842.2511 | 2122336.0236 | 2086 | 568998.6516 | 2122366.1685 | 2085 | 568842.2511 | 2122336.0236
VN | 1047280374 | LINEVN2048a | 110 | 0.24994 | [5 empty] | 50 | 6 cables - 2 systems | LINESTRING (568984.7243192893 2122351.3986367667, 569010.6614921945 2122323.367201961, 568983.1149169174 2122295.77616469, 568874.8318730646 2122369.6973522156) | line | [10 empty] | 6 | 2 |  |  | 2087 | 2084 | 1 | FALSE | FALSE | 2 | FALSE | TRUE |  | 2084 |  |  | 568874.8319 | 2122369.6974 | 2087 | 568984.7243 | 2122351.3986 | 2084 | 568874.8319 | 2122369.6974
VN | 1047280374 | LINEVN2048b | 110 | 0.24994 | [5 empty] | 50 | 6 cables - 2 systems | LINESTRING (568984.7243192893 2122351.3986367667, 569010.6614921945 2122323.367201961, 568983.1149169174 2122295.77616469, 568874.8318730646 2122369.6973522156) | line | [10 empty] | 6 | 2 |  |  | 2087 | 2084 | 1 | FALSE | FALSE | 2 | FALSE | TRUE |  | 2084 |  |  | 568874.8319 | 2122369.6974 | 2087 | 568984.7243 | 2122351.3986 | 2084 | 568874.8319 | 2122369.6974
VN | 1047280376 | LINEVN2049a | 110 | 4.4786 | [5 empty] | 50 | 6 cables - 2 systems | LINESTRING (568460.4135253174 2122439.8279021867, 568342.0237344075 2122368.9303890113, 568181.6328802344 2122249.686103065, 568019.7417927905 2122131.854149791, 567868.7946241769 2122019.3536537755, 567677.5892103622 2121878.2447516853, 567427.2401446197 2121717.3229135554, 567230.3208422632 2121592.9735189946, 567043.938350759 2121476.023568426, 566857.9451128867 2121358.3688229583, 566667.225063193 2121238.828768016, 566489.1398849285 2121125.267817508, 566276.5789997856 2120993.580175081, 566083.5999741894 2120868.6161480932, 565886.9762717239 2120744.8030529153, 565702.7830161523 2120628.3842986575, 565517.6841348696 2120511.7097400436, 565366.1962685941 2120363.0222760877) | line | [10 empty] | 6 | 2 |  |  | 2081 | 2088 | 1 | FALSE | FALSE | 2 | TRUE | FALSE | 2081 |  | 568460.4135 | 2122439.8279 |  |  | 2081 | 568460.4135 | 2122439.8279 | 2088 | 565366.1963 | 2120363.0223
VN | 1047280376 | LINEVN2049b | 110 | 4.4786 | [5 empty] | 50 | 6 cables - 2 systems | LINESTRING (568460.4135253174 2122439.8279021867, 568342.0237344075 2122368.9303890113, 568181.6328802344 2122249.686103065, 568019.7417927905 2122131.854149791, 567868.7946241769 2122019.3536537755, 567677.5892103622 2121878.2447516853, 567427.2401446197 2121717.3229135554, 567230.3208422632 2121592.9735189946, 567043.938350759 2121476.023568426, 566857.9451128867 2121358.3688229583, 566667.225063193 2121238.828768016, 566489.1398849285 2121125.267817508, 566276.5789997856 2120993.580175081, 566083.5999741894 2120868.6161480932, 565886.9762717239 2120744.8030529153, 565702.7830161523 2120628.3842986575, 565517.6841348696 2120511.7097400436, 565366.1962685941 2120363.0222760877) | line | [10 empty] | 6 | 2 |  |  | 2081 | 2088 | 1 | FALSE | FALSE | 2 | TRUE | FALSE | 2081 |  | 568460.4135 | 2122439.8279 |  |  | 2081 | 568460.4135 | 2122439.8279 | 2088 | 565366.1963 | 2120363.0223
VN | 1047280378 | LINEVN2050 | 110 | 30.3755 | [5 empty] | 50 |  | LINESTRING (562148.0802532899 2097330.4184266585, 561908.7385947945 2097323.156230698, 561676.9325720231 2097316.5086341687, 561404.8302929858 2097308.8231958896, 561107.3310863769 2097299.2433933085, 560876.5613501068 2097291.1264731833, 560626.8159570594 2097284.4885009523, 560542.0849838824 2097379.5726346835, 560430.0823627621 2097505.6949894023, 560225.392021025 2097734.236059623, 560026.7678251432 2097957.056022092, 559894.5567064283 2098103.786055386, 559742.9846086622 2098271.3237639302, 559582.1476402985 2098449.9092479604, 559551.6804339484 2098709.602418451, 559532.753175985 2098853.910588921, 559507.1393018003 2099100.6620117296, 559471.4190054908 2099357.7714022594, 559442.7342728262 2099587.6385461325, 559406.3805590392 2099881.947661673, 559372.7760094573 2100146.411500105, 559342.4830673317 2100392.6725416644, 559314.3340126551 2100620.4725225535, 559258.4936325462 2100788.807483455, 559170.2455922858 2101056.195346329, 559126.3502601366 2101189.4254196174, 559042.6249592449 2101442.4212777116, 558960.9344010265 2101691.7281709346, 558882.332238997 2101930.3229464088, 558895.1202989374 2102403.262351996, 558900.3294588878 2102727.5040998557, 558907.5124166899 2103043.209804783, 558914.2632036596 2103372.214776199, 558919.9040436818 2103702.6326913377, 558925.7633566217 2104003.993824052, 558931.3437183271 2104270.5979092163, 558936.5307591021 2104538.3516132706, 558942.1790935304 2104806.5605440587, 558946.8008703612 2105046.8041241053, 558953.5105039956 2105368.097113665, 558960.1001573853 2105703.774803096, 558965.6102315505 2106014.9061837313, 558972.404091436 2106325.9089809796, 558976.581045469 2106645.689432216, 558983.4452985806 2106898.178951473, 559069.4080961312 2107112.823325504, 559160.6611172723 2107340.664029818, 559261.0808567294 2107586.72622943, 559372.2954382487 2107864.725367789, 559466.0032995121 2108095.663119126, 559493.2920784028 2108211.06359873, 559556.9042515823 2108488.125166559, 559629.0537045843 2108792.3913234044, 559700.8112333064 2109099.943085031, 559770.9547746953 2109401.547931166, 559846.7990896202 2109725.501728205, 559910.0485591668 2110010.354130414, 560044.0261254738 2110291.0441584927, 560134.8392520905 2110486.85536437, 560257.4396469005 2110750.8677412416, 560317.0300747692 2110877.728806525, 560419.5694356083 2111098.3888292364, 560466.9153372498 2111317.3966165213, 560511.7855632378 2111533.928878803, 560557.3536684704 2111739.4202962895, 560605.1201393482 2111967.005793497, 560701.3484779593 2112069.6339638443, 560833.5875384391 2112043.413580004, 561074.23854609 2111991.6601177785, 561224.0495453957 2112090.9279239895, 561366.0880485144 2112186.2207317143, 561572.7633365807 2112310.268576281, 561794.2182723777 2112442.767141232, 562013.8318169473 2112574.5098309936, 562120.7873493576 2112640.223197119, 562224.4596390831 2112861.728364593, 562329.1195029166 2113089.0359121747, 562447.3055770211 2113346.7317061024, 562559.9301032063 2113590.2677928368, 562673.1863762008 2113835.798667508, 562769.088553909 2114046.2930555507, 562720.624765325 2114279.72101461, 562664.4014400232 2114546.67336056, 562608.1666489065 2114814.3451171163, 562779.5728075209 2114959.146525738, 562958.9638998847 2115114.821204762, 563147.2192421785 2115270.17409771, 563349.7863821175 2115443.5820026365, 563554.1067178133 2115616.8102380354, 563771.6820234422 2115803.111045148, 563950.9436953064 2115954.9558655093, 564175.5065423527 2116146.774614451, 564335.2111936291 2116280.4740098305, 564499.7749630606 2116509.2895771596, 564672.5732126033 2116742.9050565194, 564866.3402302187 2117008.3214542703, 564969.7801463532 2117150.9906124272, 565145.9099934965 2117390.653627847, 565285.8497152757 2117582.873292115, 565443.6024438082 2117804.0831541945, 565493.0861653587 2117873.176249857, 565515.5873319578 2117879.906954509) | line | [10 empty] | 3 | 1 |  |  | 2089 | 2090 | 1 | FALSE | FALSE | 1 | TRUE | FALSE | 2089 |  | 562148.0803 | 2097330.4184 |  |  | 2089 | 562148.0803 | 2097330.4184 | 2090 | 565515.5873 | 2117879.907
VN | 1047280379 | LINEVN2051 | 220 | 77.1685 | [5 empty] | 50 |  | LINESTRING (568801.8089071095 2066994.275225639, 568762.2520445492 2066980.7088712396, 568674.3700076847 2066998.4689138555, 568539.3045692736 2067029.5129325455, 568489.478022332 2067157.8533157883, 568421.4483035137 2067417.924521202, 568270.2092000786 2067705.5784400788, 568053.8761674879 2068118.255538012, 567841.0696838977 2068517.5035163464, 567683.7135055413 2068819.214639031, 567490.2894115365 2069189.4568166104, 567267.7429682128 2069603.5253341591, 567056.9913226657 2070006.2965689395, 566853.2093397368 2070396.469452885, 566630.8376274133 2070825.5388792758, 566514.1779105464 2071041.7702521342, 566507.7176001789 2071392.9326539491, 566503.7429453625 2071807.3301742163, 566497.4949479672 2072184.8728809038, 566497.6673771271 2072532.4518809912, 566490.2417668044 2072944.834842151, 566487.6241231649 2073389.6448211325, 566483.2120219464 2073742.7627056139, 566450.3786262728 2074102.751173962, 566416.3245470722 2074510.1275790168, 566388.1317462516 2074846.0549403601, 566356.2462655506 2075233.9092931405, 566321.8821126027 2075631.5034627027, 566286.3925421439 2076049.6418657745, 566255.3371386195 2076403.3192770644, 566395.8245820355 2076734.9307763728, 566526.176313275 2077055.3539229329, 566679.8477342117 2077425.6988346865, 566744.4181309477 2077704.395621989, 566849.0770077177 2078148.085293516, 566938.8353359742 2078542.9250400185, 567036.5545683184 2078961.8276619469, 567127.3114878793 2079366.7639637995, 567202.2545332769 2079684.5054714303, 567066.5997342927 2079970.830118989, 566913.9965234145 2080291.9284741357, 566740.1851016704 2080663.8303341637, 566547.3498146427 2081065.6196499781, 566355.5409777194 2081474.3745037455, 566165.153905037 2081879.6506778258, 565966.6508828999 2082303.0027750898, 565774.2019545792 2082703.0304816433, 565585.2454252961 2083106.8898081256, 565388.1970333409 2083522.2194033978, 565243.3031318998 2083838.953540828, 565402.7171257955 2084243.9568079512, 565520.8787912382 2084538.1976783974, 565682.5188393921 2085340.056595865, 565508.7345848391 2085981.7517955995, 564935.3163665072 2086352.8909184055, 564780.3036688698 2086448.9519249734, 564446.082173105 2086660.8451566536, 564214.5886027038 2086806.28544419, 563699.2319961705 2087136.6201003802, 563299.0686956429 2087571.0736606212, 563128.0139249609 2087753.645805083, 562792.2163105793 2087936.416370064, 562423.8934212171 2088136.9099709196, 562018.3141937255 2088356.3409809358, 561625.7735771977 2088569.3726313896, 561353.8748031127 2088934.4911480795, 561082.7735196671 2089300.512322911, 560883.9717990914 2089567.2416944518, 560661.6605108082 2089810.615278388, 560500.5620741897 2089986.8471875803, 560222.2623858722 2090286.1999931794, 559978.1833928856 2090557.5723754645, 559744.3467697855 2090812.8697189577, 559554.6132612026 2091021.1288272573, 559529.4342815503 2091402.8314500318, 559499.4084412339 2091858.0913827214, 559470.142213252 2092306.6594874333, 559443.6070495967 2092718.1347999342, 559421.5336835267 2093074.7631029445, 559402.3258633127 2093368.505875173, 559280.1494715142 2093738.1596172503, 559342.5952126697 2094267.4876976314, 559318.1354402383 2094633.724629631, 559296.1350139773 2094988.3731599448, 559270.5652841947 2095363.0385383968, 559250.5973482602 2095714.6397969252, 559226.304679281 2096055.7596412525, 559010.3736918666 2096740.2553711555, 559014.285128599 2097089.4655524571, 559087.9889946511 2097516.0782758105, 559049.5468159947 2097862.122039575, 559021.8593957153 2098150.2180967717, 558990.590866292 2098478.8681939244, 558948.5597007684 2098882.019979343, 558908.2561806792 2099295.180478499, 558838.3655756039 2099936.944783354, 559026.9722269437 2100207.6486226553, 558972.7183270815 2100585.6990787527, 558924.3669981142 2100922.0523231425, 558887.127880438 2101355.6719968137, 558830.0715942809 2101978.0806981195, 558839.7543973094 2102365.497346203, 558851.4351206184 2102740.0072739054, 558859.8013098867 2103130.6400716067, 558868.471376005 2103511.5696995356, 558877.553404149 2103901.740356746, 558887.3066593274 2104308.9428853258, 558894.1024999084 2104663.177403831, 558902.0624731667 2104998.682120667, 558911.5313762231 2105372.3451258256, 558920.2203264047 2105742.9074957655, 558928.3650899639 2106122.243115287, 558936.9258402654 2106493.0377507336, 558944.1316863477 2106839.805281094, 559054.385745199 2107180.9601459918, 559188.2010156236 2107605.159710672, 559283.8441716582 2107899.695385346, 559399.0651704902 2108265.898934282, 559522.6635199452 2108652.6568252253, 559619.490287383 2108958.3526217616, 559720.626816846 2109277.16452272, 559744.2898068606 2109611.0958853695, 559766.269902392 2109925.115261572, 559789.0680132832 2110285.047896436, 559817.315542489 2110686.7482770514, 559838.7042762947 2111019.9315659776, 559860.3092827246 2111344.528933239, 559885.6548622828 2111718.700741392, 559908.9070153473 2112037.538696162, 559925.1306591203 2112301.679529246, 559960.5681849603 2112566.9010420796, 560013.736733833 2112971.6053190436, 560036.1077837246 2113139.9618206345, 560098.1863154514 2113617.3073513485, 560164.0308908548 2114112.6581943366, 560240.7515728266 2114699.6785130766, 560262.0350121314 2114861.4924389166, 560310.9415507293 2115233.541727619, 560676.5271724927 2115854.335121772, 560837.6761214347 2116128.584214525, 561047.2494069932 2116485.2014823095, 561322.6485643282 2116954.90950156, 561491.2084964283 2117239.8792710593, 561631.1636255871 2117479.70700163, 561942.4605525349 2117710.6852587326, 562249.6119437051 2117936.9521745774, 562538.2360738112 2118151.332310785, 562891.2165244336 2118412.6675225855, 563213.4989628369 2118650.7328301007, 563547.6256067697 2118897.4209600906, 563880.5095411016 2119142.10832174, 564172.0784529076 2119357.6103004515, 564457.742553456 2119569.876339328, 564746.1193121005 2119783.318550393, 565096.1193352271 2120043.3048966047, 565330.233982798 2120216.1637048307, 565596.0069736061 2120355.709557438, 565856.8438759712 2120495.4961975585, 566114.1660444709 2120635.019516215, 566446.5899129409 2120866.8960541287, 566789.3588363811 2121105.389655155, 567101.99481051 2121327.070497527, 567380.84191366 2121520.227080666, 567746.1149723831 2121776.560636696, 568103.7149792676 2121891.055123894, 568425.1070988124 2122142.072167211, 568772.7640082816 2122415.3805915504, 568861.4268078814 2122484.487204024, 568892.6114984808 2122442.023480051) | line | [10 empty] | 3 | 1 |  |  | 2091 | 2092 | 1 | FALSE | FALSE | 1 | FALSE | FALSE | [6 empty] | 2091 | 568801.8089 | 2066994.2752 | 2092 | 568892.6115 | 2122442.0235
VN | 1047280381 | LINEVN2052 | 110 | 0.02702 | [5 empty] | 50 |  | LINESTRING (562337.127118726 2097414.197462048, 562345.5105288883 2097435.094851107) | line | [10 empty] | 3 | 1 |  |  | 2093 | 2094 | 1 | FALSE | FALSE | 1 | TRUE | FALSE | 2093 |  | 562337.1271 | 2097414.1975 |  |  | 2093 | 562337.1271 | 2097414.1975 | 2094 | 562345.5105 | 2097435.0949
VN | 1047280382 | LINEVN2053 | 110 | 0.027705 | [5 empty] | 50 |  | LINESTRING (562337.127118726 2097414.197462048, 562327.182288582 2097435.033278007) | line | [10 empty] | 3 | 1 |  |  | 2093 | 2095 | 1 | FALSE | FALSE | 1 | TRUE | FALSE | 2093 |  | 562337.1271 | 2097414.1975 |  |  | 2093 | 562337.1271 | 2097414.1975 | 2095 | 562327.1823 | 2097435.0333
VN | 1047280383 | LINEVN2054a | 110 | 0.24814 | [5 empty] | 50 | 6 cables - 2 systems | LINESTRING (562148.0802532899 2097330.4184266585, 562337.127118726 2097414.197462048) | line | [10 empty] | 6 | 2 |  |  | 2089 | 2093 | 1 | FALSE | FALSE | 2 | TRUE | TRUE | 2089 | 2093 | 562148.0803 | 2097330.4184 | 562337.1271 | 2097414.1975 | 2089 | 562148.0803 | 2097330.4184 | 2093 | 562337.1271 | 2097414.1975
VN | 1047280383 | LINEVN2054b | 110 | 0.24814 | [5 empty] | 50 | 6 cables - 2 systems | LINESTRING (562148.0802532899 2097330.4184266585, 562337.127118726 2097414.197462048) | line | [10 empty] | 6 | 2 |  |  | 2089 | 2093 | 1 | FALSE | FALSE | 2 | TRUE | TRUE | 2089 | 2093 | 562148.0803 | 2097330.4184 | 562337.1271 | 2097414.1975 | 2089 | 562148.0803 | 2097330.4184 | 2093 | 562337.1271 | 2097414.1975
VN | 1047300419 | LINEVN2055a | 500 | 1.4986 | [5 empty] | 50 | 6 cables - 2 systems | LINESTRING (579042.4168217285 2138684.809652089, 578777.8635006308 2138816.23316136, 578437.4540143195 2138976.6801309907, 577861.4876913683 2138941.070629675) | line | [10 empty] | 6 | 2 |  |  | 2096 | 2097 | 1 | FALSE | FALSE | 2 | TRUE | TRUE | 2096 | 2097 | 579042.4168 | 2138684.8097 | 577861.4877 | 2138941.0706 | 2096 | 579042.4168 | 2138684.8097 | 2097 | 577861.4877 | 2138941.0706
VN | 1047300419 | LINEVN2055b | 500 | 1.4986 | [5 empty] | 50 | 6 cables - 2 systems | LINESTRING (579042.4168217285 2138684.809652089, 578777.8635006308 2138816.23316136, 578437.4540143195 2138976.6801309907, 577861.4876913683 2138941.070629675) | line | [10 empty] | 6 | 2 |  |  | 2096 | 2097 | 1 | FALSE | FALSE | 2 | TRUE | TRUE | 2096 | 2097 | 579042.4168 | 2138684.8097 | 577861.4877 | 2138941.0706 | 2096 | 579042.4168 | 2138684.8097 | 2097 | 577861.4877 | 2138941.0706
VN | 1047300420 | LINEVN2056 | 500 | 0.68325 | [5 empty] | 50 |  | LINESTRING (579422.1194787151 2138306.6637925794, 579292.7892199681 2138571.144481725, 579042.4168217285 2138684.809652089) | line | [10 empty] | 3 | 1 |  |  | 2098 | 2096 | 1 | FALSE | FALSE | 1 | TRUE | TRUE | 2098 | 2096 | 579422.1195 | 2138306.6638 | 579042.4168 | 2138684.8097 | 2098 | 579422.1195 | 2138306.6638 | 2096 | 579042.4168 | 2138684.8097
VN | 1047300421 | LINEVN2057 | 500 | 0.66717 | [5 empty] | 50 |  | LINESTRING (579422.1194787151 2138306.6637925794, 579277.8075622908 2138554.845067854, 579042.4168217285 2138684.809652089) | line | [10 empty] | 3 | 1 |  |  | 2098 | 2096 | 1 | FALSE | FALSE | 1 | TRUE | TRUE | 2098 | 2096 | 579422.1195 | 2138306.6638 | 579042.4168 | 2138684.8097 | 2098 | 579422.1195 | 2138306.6638 | 2096 | 579042.4168 | 2138684.8097
VN | 1047300422 | LINEVN2058a | 500 | 0.19032 | [5 empty] | 50 | 6 cables - 2 systems | LINESTRING (579496.945638628 2138166.827023893, 579422.1194787151 2138306.6637925794) | line | [10 empty] | 6 | 2 |  |  | 2099 | 2098 | 1 | FALSE | FALSE | 2 | TRUE | TRUE | 2099 | 2098 | 579496.9456 | 2138166.827 | 579422.1195 | 2138306.6638 | 2099 | 579496.9456 | 2138166.827 | 2098 | 579422.1195 | 2138306.6638
VN | 1047300422 | LINEVN2058b | 500 | 0.19032 | [5 empty] | 50 | 6 cables - 2 systems | LINESTRING (579496.945638628 2138166.827023893, 579422.1194787151 2138306.6637925794) | line | [10 empty] | 6 | 2 |  |  | 2099 | 2098 | 1 | FALSE | FALSE | 2 | TRUE | TRUE | 2099 | 2098 | 579496.9456 | 2138166.827 | 579422.1195 | 2138306.6638 | 2099 | 579496.9456 | 2138166.827 | 2098 | 579422.1195 | 2138306.6638
VN | 1047300423 | LINEVN2059 | 500 | 1.8816 | [5 empty] | 50 |  | LINESTRING (580047.175741373 2137578.0210983283, 579816.1563789173 2137679.5886886716, 579519.375210695 2138180.7246373193, 579323.7037482316 2138599.9850102146, 579073.0673075379 2138701.9516803753) | line | [10 empty] | 3 | 1 |  |  | 2100 | 2101 | 1 | FALSE | FALSE | 1 | TRUE | TRUE | 2100 | 2101 | 580047.1757 | 2137578.0211 | 579073.0673 | 2138701.9517 | 2100 | 580047.1757 | 2137578.0211 | 2101 | 579073.0673 | 2138701.9517
VN | 1047300424 | LINEVN2060 | 500 | 1.8808 | [5 empty] | 50 |  | LINESTRING (580047.175741373 2137578.0210983283, 579803.0517340059 2137663.9832096403, 579519.375210695 2138180.7246373193, 579308.5467827144 2138585.355792508, 579073.0673075379 2138701.9516803753) | line | [10 empty] | 3 | 1 |  |  | 2100 | 2101 | 1 | FALSE | FALSE | 1 | TRUE | TRUE | 2100 | 2101 | 580047.1757 | 2137578.0211 | 579073.0673 | 2138701.9517 | 2100 | 580047.1757 | 2137578.0211 | 2101 | 579073.0673 | 2138701.9517
VN | 1047300425 | LINEVN2061 | 500 | 1.0263 | [5 empty] | 50 |  | LINESTRING (580025.8341052976 2137541.2096264525, 579788.7188886517 2137648.1731600384, 579496.945638628 2138166.827023893) | line | [10 empty] | 3 | 1 |  |  | 2102 | 2099 | 1 | FALSE | FALSE | 1 | TRUE | TRUE | 2102 | 2099 | 580025.8341 | 2137541.2096 | 579496.9456 | 2138166.827 | 2102 | 580025.8341 | 2137541.2096 | 2099 | 579496.9456 | 2138166.827
VN | 1047300426 | LINEVN2062 | 500 | 1.0447 | [5 empty] | 50 |  | LINESTRING (580025.8341052976 2137541.2096264525, 579774.3932532073 2137630.7142975163, 579496.945638628 2138166.827023893) | line | [10 empty] | 3 | 1 |  |  | 2102 | 2099 | 1 | FALSE | FALSE | 1 | TRUE | TRUE | 2102 | 2099 | 580025.8341 | 2137541.2096 | 579496.9456 | 2138166.827 | 2102 | 580025.8341 | 2137541.2096 | 2099 | 579496.9456 | 2138166.827
VN | 1047300427 | LINEVN2063a | 500 | 0.60271 | [5 empty] | 50 | 6 cables - 2 systems | LINESTRING (580504.5046286621 2137394.1176564973, 580249.2790267582 2137452.29298776, 580025.8341052976 2137541.2096264525) | line | [10 empty] | 6 | 2 |  |  | 2103 | 2102 | 1 | FALSE | FALSE | 2 | FALSE | TRUE |  | 2102 |  |  | 580025.8341 | 2137541.2096 | 2103 | 580504.5046 | 2137394.1177 | 2102 | 580025.8341 | 2137541.2096
VN | 1047300427 | LINEVN2063b | 500 | 0.60271 | [5 empty] | 50 | 6 cables - 2 systems | LINESTRING (580504.5046286621 2137394.1176564973, 580249.2790267582 2137452.29298776, 580025.8341052976 2137541.2096264525) | line | [10 empty] | 6 | 2 |  |  | 2103 | 2102 | 1 | FALSE | FALSE | 2 | FALSE | TRUE |  | 2102 |  |  | 580025.8341 | 2137541.2096 | 2103 | 580504.5046 | 2137394.1177 | 2102 | 580025.8341 | 2137541.2096
VN | 1047300428 | LINEVN2064a | 500 | 0.65563 | [5 empty] | 50 | 6 cables - 2 systems | LINESTRING (580569.9242124303 2137426.311199908, 580264.951885194 2137490.5183076924, 580047.175741373 2137578.0210983283) | line | [10 empty] | 6 | 2 |  |  | 2104 | 2100 | 1 | FALSE | FALSE | 2 | FALSE | TRUE |  | 2100 |  |  | 580047.1757 | 2137578.0211 | 2104 | 580569.9242 | 2137426.3112 | 2100 | 580047.1757 | 2137578.0211
VN | 1047300428 | LINEVN2064b | 500 | 0.65563 | [5 empty] | 50 | 6 cables - 2 systems | LINESTRING (580569.9242124303 2137426.311199908, 580264.951885194 2137490.5183076924, 580047.175741373 2137578.0210983283) | line | [10 empty] | 6 | 2 |  |  | 2104 | 2100 | 1 | FALSE | FALSE | 2 | FALSE | TRUE |  | 2100 |  |  | 580047.1757 | 2137578.0211 | 2104 | 580569.9242 | 2137426.3112 | 2100 | 580047.1757 | 2137578.0211
VN | 1047300429 | LINEVN2065a | 500 | 1.557 | [5 empty] | 50 | 6 cables - 2 systems | LINESTRING (579073.0673075379 2138701.9516803753, 578440.6410737039 2139000.0102431946, 577842.3501855521 2138989.867690213) | line | [10 empty] | 6 | 2 |  |  | 2101 | 2105 | 1 | FALSE | FALSE | 2 | TRUE | TRUE | 2101 | 2105 | 579073.0673 | 2138701.9517 | 577842.3502 | 2138989.8677 | 2101 | 579073.0673 | 2138701.9517 | 2105 | 577842.3502 | 2138989.8677
VN | 1047300429 | LINEVN2065b | 500 | 1.557 | [5 empty] | 50 | 6 cables - 2 systems | LINESTRING (579073.0673075379 2138701.9516803753, 578440.6410737039 2139000.0102431946, 577842.3501855521 2138989.867690213) | line | [10 empty] | 6 | 2 |  |  | 2101 | 2105 | 1 | FALSE | FALSE | 2 | TRUE | TRUE | 2101 | 2105 | 579073.0673 | 2138701.9517 | 577842.3502 | 2138989.8677 | 2101 | 579073.0673 | 2138701.9517 | 2105 | 577842.3502 | 2138989.8677
VN | 1047300430 | LINEVN2066 | 500 | 3.4758 | [5 empty] | 50 |  | LINESTRING (577861.4876913683 2138941.070629675, 577356.8757151166 2138917.502152341, 576968.4625766311 2138558.4839014653, 576506.0186773967 2138381.7754164482, 576264.0492679386 2137763.4705328117, 575827.4437616575 2137744.9343829, 575695.2693023648 2137513.667306892) | line | [10 empty] | 3 | 1 |  |  | 2097 | 2106 | 1 | FALSE | FALSE | 1 | TRUE | TRUE | 2097 | 2106 | 577861.4877 | 2138941.0706 | 575695.2693 | 2137513.6673 | 2097 | 577861.4877 | 2138941.0706 | 2106 | 575695.2693 | 2137513.6673
VN | 1047300431 | LINEVN2067 | 500 | 3.4492 | [5 empty] | 50 |  | LINESTRING (577861.4876913683 2138941.070629675, 577362.5916751531 2138897.3640360516, 576982.0867842411 2138536.143831023, 576515.1209441001 2138360.5225895974, 576273.113918637 2137751.18095791, 575839.7425823306 2137730.3674185737, 575695.2693023648 2137513.667306892) | line | [10 empty] | 3 | 1 |  |  | 2097 | 2106 | 1 | FALSE | FALSE | 1 | TRUE | TRUE | 2097 | 2106 | 577861.4877 | 2138941.0706 | 575695.2693 | 2137513.6673 | 2097 | 577861.4877 | 2138941.0706 | 2106 | 575695.2693 | 2137513.6673
VN | 1047300432 | LINEVN2068a | 500 | 0.39648 | [5 empty] | 50 | 6 cables - 2 systems | LINESTRING (575675.9452487563 2137560.4294806095, 575504.0598449095 2137278.260892665) | line | [10 empty] | 6 | 2 |  |  | 2107 | 2108 | 1 | FALSE | FALSE | 2 | TRUE | TRUE | 2107 | 2108 | 575675.9452 | 2137560.4295 | 575504.0598 | 2137278.2609 | 2107 | 575675.9452 | 2137560.4295 | 2108 | 575504.0598 | 2137278.2609
VN | 1047300432 | LINEVN2068b | 500 | 0.39648 | [5 empty] | 50 | 6 cables - 2 systems | LINESTRING (575675.9452487563 2137560.4294806095, 575504.0598449095 2137278.260892665) | line | [10 empty] | 6 | 2 |  |  | 2107 | 2108 | 1 | FALSE | FALSE | 2 | TRUE | TRUE | 2107 | 2108 | 575675.9452 | 2137560.4295 | 575504.0598 | 2137278.2609 | 2107 | 575675.9452 | 2137560.4295 | 2108 | 575504.0598 | 2137278.2609
VN | 1047300433 | LINEVN2069a | 500 | 0.37965 | [5 empty] | 50 | 6 cables - 2 systems | LINESTRING (575695.2693023648 2137513.667306892, 575525.5898954446 2137246.6460731244) | line | [10 empty] | 6 | 2 |  |  | 2106 | 2109 | 1 | FALSE | FALSE | 2 | TRUE | TRUE | 2106 | 2109 | 575695.2693 | 2137513.6673 | 575525.5899 | 2137246.6461 | 2106 | 575695.2693 | 2137513.6673 | 2109 | 575525.5899 | 2137246.6461
VN | 1047300433 | LINEVN2069b | 500 | 0.37965 | [5 empty] | 50 | 6 cables - 2 systems | LINESTRING (575695.2693023648 2137513.667306892, 575525.5898954446 2137246.6460731244) | line | [10 empty] | 6 | 2 |  |  | 2106 | 2109 | 1 | FALSE | FALSE | 2 | TRUE | TRUE | 2106 | 2109 | 575695.2693 | 2137513.6673 | 575525.5899 | 2137246.6461 | 2106 | 575695.2693 | 2137513.6673 | 2109 | 575525.5899 | 2137246.6461
VN | 1047300434 | LINEVN2070 | 500 | 0.61667 | [5 empty] | 50 |  | LINESTRING (575525.5898954446 2137246.6460731244, 575421.6790509804 2137098.527322338, 575089.651882977 2137073.6268891585) | line | [10 empty] | 3 | 1 |  |  | 2109 | 2110 | 1 | FALSE | FALSE | 1 | TRUE | TRUE | 2109 | 2110 | 575525.5899 | 2137246.6461 | 575089.6519 | 2137073.6269 | 2109 | 575525.5899 | 2137246.6461 | 2110 | 575089.6519 | 2137073.6269
VN | 1047300435 | LINEVN2071 | 500 | 0.59494 | [5 empty] | 50 |  | LINESTRING (575504.0598449095 2137278.260892665, 575408.5451102543 2137137.137617816, 575084.2574439917 2137110.531983639) | line | [10 empty] | 3 | 1 |  |  | 2108 | 2111 | 1 | FALSE | FALSE | 1 | TRUE | TRUE | 2108 | 2111 | 575504.0598 | 2137278.2609 | 575084.2574 | 2137110.532 | 2108 | 575504.0598 | 2137278.2609 | 2111 | 575084.2574 | 2137110.532
VN | 1047300436 | LINEVN2072 | 500 | 0.64395 | [5 empty] | 50 |  | LINESTRING (575525.5898954446 2137246.6460731244, 575433.4907955901 2137077.307374831, 575089.651882977 2137073.6268891585) | line | [10 empty] | 3 | 1 |  |  | 2109 | 2110 | 1 | FALSE | FALSE | 1 | TRUE | TRUE | 2109 | 2110 | 575525.5899 | 2137246.6461 | 575089.6519 | 2137073.6269 | 2109 | 575525.5899 | 2137246.6461 | 2110 | 575089.6519 | 2137073.6269
VN | 1047300437 | LINEVN2073 | 500 | 0.61984 | [5 empty] | 50 |  | LINESTRING (575504.0598449095 2137278.260892665, 575420.765172599 2137118.774395791, 575084.2574439917 2137110.531983639) | line | [10 empty] | 3 | 1 |  |  | 2108 | 2111 | 1 | FALSE | FALSE | 1 | TRUE | TRUE | 2108 | 2111 | 575504.0598 | 2137278.2609 | 575084.2574 | 2137110.532 | 2108 | 575504.0598 | 2137278.2609 | 2111 | 575084.2574 | 2137110.532
VN | 1047300438 | LINEVN2074a | 500 | 1.3933 | [5 empty] | 50 | 6 cables - 2 systems | LINESTRING (575089.651882977 2137073.6268891585, 574688.8669468195 2137059.1951429644, 574418.630203491 2137047.0433768323, 573929.582166621 2137024.4880242306) | line | [10 empty] | 6 | 2 |  |  | 2110 | 2112 | 1 | FALSE | FALSE | 2 | TRUE | TRUE | 2110 | 2112 | 575089.6519 | 2137073.6269 | 573929.5822 | 2137024.488 | 2110 | 575089.6519 | 2137073.6269 | 2112 | 573929.5822 | 2137024.488
VN | 1047300438 | LINEVN2074b | 500 | 1.3933 | [5 empty] | 50 | 6 cables - 2 systems | LINESTRING (575089.651882977 2137073.6268891585, 574688.8669468195 2137059.1951429644, 574418.630203491 2137047.0433768323, 573929.582166621 2137024.4880242306) | line | [10 empty] | 6 | 2 |  |  | 2110 | 2112 | 1 | FALSE | FALSE | 2 | TRUE | TRUE | 2110 | 2112 | 575089.6519 | 2137073.6269 | 573929.5822 | 2137024.488 | 2110 | 575089.6519 | 2137073.6269 | 2112 | 573929.5822 | 2137024.488
VN | 1047300439 | LINEVN2075a | 500 | 1.4081 | [5 empty] | 50 | 6 cables - 2 systems | LINESTRING (575084.2574439917 2137110.531983639, 574697.1617010758 2137093.489637038, 574323.9400910233 2137079.688202694, 573911.9666975257 2137060.270295226) | line | [10 empty] | 6 | 2 |  |  | 2111 | 2113 | 1 | FALSE | FALSE | 2 | TRUE | TRUE | 2111 | 2113 | 575084.2574 | 2137110.532 | 573911.9667 | 2137060.2703 | 2111 | 575084.2574 | 2137110.532 | 2113 | 573911.9667 | 2137060.2703
VN | 1047300439 | LINEVN2075b | 500 | 1.4081 | [5 empty] | 50 | 6 cables - 2 systems | LINESTRING (575084.2574439917 2137110.531983639, 574697.1617010758 2137093.489637038, 574323.9400910233 2137079.688202694, 573911.9666975257 2137060.270295226) | line | [10 empty] | 6 | 2 |  |  | 2111 | 2113 | 1 | FALSE | FALSE | 2 | TRUE | TRUE | 2111 | 2113 | 575084.2574 | 2137110.532 | 573911.9667 | 2137060.2703 | 2111 | 575084.2574 | 2137110.532 | 2113 | 573911.9667 | 2137060.2703
VN | 1047300440 | LINEVN2076 | 500 | 2.5818 | [5 empty] | 50 |  | LINESTRING (566051.9660659571 2137189.205229545, 565414.3297961464 2137035.021734064, 564719.9426020592 2137238.9257668266, 564533.4990912176 2137302.2899214644, 564091.2463317385 2137669.5047969907) | line | [10 empty] | 3 | 1 |  |  | 2114 | 2115 | 1 | FALSE | FALSE | 1 | TRUE | TRUE | 2114 | 2115 | 566051.9661 | 2137189.2052 | 564091.2463 | 2137669.5048 | 2114 | 566051.9661 | 2137189.2052 | 2115 | 564091.2463 | 2137669.5048
VN | 1047300441 | LINEVN2077 | 500 | 1.1119 | [5 empty] | 50 |  | LINESTRING (559642.0475289155 2137287.8338690796, 559270.8366291941 2137038.714881989, 558796.9181757504 2137111.626478719) | line | [10 empty] | 3 | 1 |  |  | 2116 | 2117 | 1 | FALSE | FALSE | 1 | TRUE | TRUE | 2116 | 2117 | 559642.0475 | 2137287.8339 | 558796.9182 | 2137111.6265 | 2116 | 559642.0475 | 2137287.8339 | 2117 | 558796.9182 | 2137111.6265
VN | 1047300442 | LINEVN2078 | 500 | 1.1319 | [5 empty] | 50 |  | LINESTRING (559642.0475289155 2137287.8338690796, 559275.0136501491 2137017.3495418224, 558796.9181757504 2137111.626478719) | line | [10 empty] | 3 | 1 |  |  | 2116 | 2117 | 1 | FALSE | FALSE | 1 | TRUE | TRUE | 2116 | 2117 | 559642.0475 | 2137287.8339 | 558796.9182 | 2137111.6265 | 2116 | 559642.0475 | 2137287.8339 | 2117 | 558796.9182 | 2137111.6265
VN | 1047300443 | LINEVN2079a | 500 | 2.579 | [5 empty] | 50 | 6 cables - 2 systems | LINESTRING (558824.5560313298 2137072.7092552474, 558444.3630788372 2137132.787347826, 558006.2633980436 2137205.1263399543, 557667.2776466651 2137264.5884945104, 557228.4503048073 2137340.0089359945, 556705.3242036933 2137430.1043503075) | line | [10 empty] | 6 | 2 |  |  | 2118 | 2119 | 1 | FALSE | FALSE | 2 | TRUE | TRUE | 2118 | 2119 | 558824.556 | 2137072.7093 | 556705.3242 | 2137430.1044 | 2118 | 558824.556 | 2137072.7093 | 2119 | 556705.3242 | 2137430.1044
VN | 1047300443 | LINEVN2079b | 500 | 2.579 | [5 empty] | 50 | 6 cables - 2 systems | LINESTRING (558824.5560313298 2137072.7092552474, 558444.3630788372 2137132.787347826, 558006.2633980436 2137205.1263399543, 557667.2776466651 2137264.5884945104, 557228.4503048073 2137340.0089359945, 556705.3242036933 2137430.1043503075) | line | [10 empty] | 6 | 2 |  |  | 2118 | 2119 | 1 | FALSE | FALSE | 2 | TRUE | TRUE | 2118 | 2119 | 558824.556 | 2137072.7093 | 556705.3242 | 2137430.1044 | 2118 | 558824.556 | 2137072.7093 | 2119 | 556705.3242 | 2137430.1044
VN | 1047300444 | LINEVN2080a | 500 | 2.5686 | [5 empty] | 50 | 6 cables - 2 systems | LINESTRING (558796.9181757504 2137111.626478719, 558369.2976182811 2137184.709937594, 557983.3801141557 2137249.2275930434, 557698.4508363475 2137299.145932341, 557236.3508251378 2137379.7153283916, 556687.3804938402 2137474.5323902275) | line | [10 empty] | 6 | 2 |  |  | 2117 | 2120 | 1 | FALSE | FALSE | 2 | TRUE | TRUE | 2117 | 2120 | 558796.9182 | 2137111.6265 | 556687.3805 | 2137474.5324 | 2117 | 558796.9182 | 2137111.6265 | 2120 | 556687.3805 | 2137474.5324
VN | 1047300444 | LINEVN2080b | 500 | 2.5686 | [5 empty] | 50 | 6 cables - 2 systems | LINESTRING (558796.9181757504 2137111.626478719, 558369.2976182811 2137184.709937594, 557983.3801141557 2137249.2275930434, 557698.4508363475 2137299.145932341, 557236.3508251378 2137379.7153283916, 556687.3804938402 2137474.5323902275) | line | [10 empty] | 6 | 2 |  |  | 2117 | 2120 | 1 | FALSE | FALSE | 2 | TRUE | TRUE | 2117 | 2120 | 558796.9182 | 2137111.6265 | 556687.3805 | 2137474.5324 | 2117 | 558796.9182 | 2137111.6265 | 2120 | 556687.3805 | 2137474.5324
VN | 1047300445 | LINEVN2081 | 500 | 0.69682 | [5 empty] | 50 |  | LINESTRING (559368.5416471363 2137048.4394485634, 559284.3077704721 2136976.2707203594, 558824.5560313298 2137072.7092552474) | line | [10 empty] | 3 | 1 |  |  | 2121 | 2118 | 1 | FALSE | FALSE | 1 | TRUE | TRUE | 2121 | 2118 | 559368.5416 | 2137048.4394 | 558824.556 | 2137072.7093 | 2121 | 559368.5416 | 2137048.4394 | 2118 | 558824.556 | 2137072.7093
VN | 1047300446 | LINEVN2082 | 500 | 0.67649 | [5 empty] | 50 |  | LINESTRING (559368.5416471363 2137048.4394485634, 559279.4065901727 2136997.4234490693, 558824.5560313298 2137072.7092552474) | line | [10 empty] | 3 | 1 |  |  | 2121 | 2118 | 1 | FALSE | FALSE | 1 | TRUE | TRUE | 2121 | 2118 | 559368.5416 | 2137048.4394 | 558824.556 | 2137072.7093 | 2121 | 559368.5416 | 2137048.4394 | 2118 | 558824.556 | 2137072.7093
VN | 1047300447 | LINEVN2083a | 500 | 2.0614 | [5 empty] | 50 | 6 cables - 2 systems | LINESTRING (560767.7320080339 2138044.4523041938, 560517.9771431328 2137850.543909385, 560288.3564700304 2137690.755177888, 559955.6950955084 2137456.9980378635, 559699.3828256058 2137277.9964807983, 559368.5416471363 2137048.4394485634) | line | [10 empty] | 6 | 2 |  |  | 2122 | 2121 | 1 | FALSE | FALSE | 2 | TRUE | TRUE | 2122 | 2121 | 560767.732 | 2138044.4523 | 559368.5416 | 2137048.4394 | 2122 | 560767.732 | 2138044.4523 | 2121 | 559368.5416 | 2137048.4394
VN | 1047300447 | LINEVN2083b | 500 | 2.0614 | [5 empty] | 50 | 6 cables - 2 systems | LINESTRING (560767.7320080339 2138044.4523041938, 560517.9771431328 2137850.543909385, 560288.3564700304 2137690.755177888, 559955.6950955084 2137456.9980378635, 559699.3828256058 2137277.9964807983, 559368.5416471363 2137048.4394485634) | line | [10 empty] | 6 | 2 |  |  | 2122 | 2121 | 1 | FALSE | FALSE | 2 | TRUE | TRUE | 2122 | 2121 | 560767.732 | 2138044.4523 | 559368.5416 | 2137048.4394 | 2122 | 560767.732 | 2138044.4523 | 2121 | 559368.5416 | 2137048.4394
VN | 1047300448 | LINEVN2084a | 500 | 1.6195 | [5 empty] | 50 | 6 cables - 2 systems | LINESTRING (560747.8221159697 2138061.4602028686, 560476.846575959 2137874.4418167407, 560250.5293214748 2137713.126413415, 559961.0260898375 2137509.5778315216, 559642.0475289155 2137287.8338690796) | line | [10 empty] | 6 | 2 |  |  | 2123 | 2116 | 1 | FALSE | FALSE | 2 | TRUE | TRUE | 2123 | 2116 | 560747.8221 | 2138061.4602 | 559642.0475 | 2137287.8339 | 2123 | 560747.8221 | 2138061.4602 | 2116 | 559642.0475 | 2137287.8339
VN | 1047300448 | LINEVN2084b | 500 | 1.6195 | [5 empty] | 50 | 6 cables - 2 systems | LINESTRING (560747.8221159697 2138061.4602028686, 560476.846575959 2137874.4418167407, 560250.5293214748 2137713.126413415, 559961.0260898375 2137509.5778315216, 559642.0475289155 2137287.8338690796) | line | [10 empty] | 6 | 2 |  |  | 2123 | 2116 | 1 | FALSE | FALSE | 2 | TRUE | TRUE | 2123 | 2116 | 560747.8221 | 2138061.4602 | 559642.0475 | 2137287.8339 | 2123 | 560747.8221 | 2138061.4602 | 2116 | 559642.0475 | 2137287.8339
VN | 1047300449 | LINEVN2085 | 500 | 0.82634 | [5 empty] | 50 |  | LINESTRING (561347.0661314435 2138373.447036286, 561092.3436117041 2138313.674847369, 560747.8221159697 2138061.4602028686) | line | [10 empty] | 3 | 1 |  |  | 2124 | 2123 | 1 | FALSE | FALSE | 1 | TRUE | TRUE | 2124 | 2123 | 561347.0661 | 2138373.447 | 560747.8221 | 2138061.4602 | 2124 | 561347.0661 | 2138373.447 | 2123 | 560747.8221 | 2138061.4602
VN | 1047300450 | LINEVN2086 | 500 | 0.81795 | [5 empty] | 50 |  | LINESTRING (561347.0661314435 2138373.447036286, 561101.6601668963 2138295.1046268498, 560747.8221159697 2138061.4602028686) | line | [10 empty] | 3 | 1 |  |  | 2124 | 2123 | 1 | FALSE | FALSE | 1 | TRUE | TRUE | 2124 | 2123 | 561347.0661 | 2138373.447 | 560747.8221 | 2138061.4602 | 2124 | 561347.0661 | 2138373.447 | 2123 | 560747.8221 | 2138061.4602
VN | 1047300451 | LINEVN2087 | 500 | 0.85281 | [5 empty] | 50 |  | LINESTRING (561405.281793025 2138347.971072647, 561119.4914820464 2138255.892206002, 560767.7320080339 2138044.4523041938) | line | [10 empty] | 3 | 1 |  |  | 2125 | 2122 | 1 | FALSE | FALSE | 1 | TRUE | TRUE | 2125 | 2122 | 561405.2818 | 2138347.9711 | 560767.732 | 2138044.4523 | 2125 | 561405.2818 | 2138347.9711 | 2122 | 560767.732 | 2138044.4523
VN | 1047300452 | LINEVN2088 | 500 | 0.86136 | [5 empty] | 50 |  | LINESTRING (561405.281793025 2138347.971072647, 561108.1071360578 2138277.1223129313, 560767.7320080339 2138044.4523041938) | line | [10 empty] | 3 | 1 |  |  | 2125 | 2122 | 1 | FALSE | FALSE | 1 | TRUE | TRUE | 2125 | 2122 | 561405.2818 | 2138347.9711 | 560767.732 | 2138044.4523 | 2125 | 561405.2818 | 2138347.9711 | 2122 | 560767.732 | 2138044.4523
VN | 1047300453 | LINEVN2089a | 500 | 1.2746 | [5 empty] | 50 | 6 cables - 2 systems | LINESTRING (562428.4522621211 2138633.19196428, 562252.9103063329 2138584.1215731436, 561895.2206867868 2138487.888918052, 561405.281793025 2138347.971072647) | line | [10 empty] | 6 | 2 |  |  | 2126 | 2125 | 1 | FALSE | FALSE | 2 | TRUE | TRUE | 2126 | 2125 | 562428.4523 | 2138633.192 | 561405.2818 | 2138347.9711 | 2126 | 562428.4523 | 2138633.192 | 2125 | 561405.2818 | 2138347.9711
VN | 1047300453 | LINEVN2089b | 500 | 1.2746 | [5 empty] | 50 | 6 cables - 2 systems | LINESTRING (562428.4522621211 2138633.19196428, 562252.9103063329 2138584.1215731436, 561895.2206867868 2138487.888918052, 561405.281793025 2138347.971072647) | line | [10 empty] | 6 | 2 |  |  | 2126 | 2125 | 1 | FALSE | FALSE | 2 | TRUE | TRUE | 2126 | 2125 | 562428.4523 | 2138633.192 | 561405.2818 | 2138347.9711 | 2126 | 562428.4523 | 2138633.192 | 2125 | 561405.2818 | 2138347.9711
VN | 1047300454 | LINEVN2090a | 500 | 1.4019 | [5 empty] | 50 | 6 cables - 2 systems | LINESTRING (562471.883406657 2138688.968953344, 562214.2172832794 2138616.810169325, 561895.4997655159 2138529.3090701695, 561347.0661314435 2138373.447036286) | line | [10 empty] | 6 | 2 |  |  | 2127 | 2124 | 1 | FALSE | FALSE | 2 | TRUE | TRUE | 2127 | 2124 | 562471.8834 | 2138688.969 | 561347.0661 | 2138373.447 | 2127 | 562471.8834 | 2138688.969 | 2124 | 561347.0661 | 2138373.447
VN | 1047300454 | LINEVN2090b | 500 | 1.4019 | [5 empty] | 50 | 6 cables - 2 systems | LINESTRING (562471.883406657 2138688.968953344, 562214.2172832794 2138616.810169325, 561895.4997655159 2138529.3090701695, 561347.0661314435 2138373.447036286) | line | [10 empty] | 6 | 2 |  |  | 2127 | 2124 | 1 | FALSE | FALSE | 2 | TRUE | TRUE | 2127 | 2124 | 562471.8834 | 2138688.969 | 561347.0661 | 2138373.447 | 2127 | 562471.8834 | 2138688.969 | 2124 | 561347.0661 | 2138373.447
VN | 1047300455 | LINEVN2091 | 500 | 1.1737 | [5 empty] | 50 |  | LINESTRING (568838.0940912849 2137411.240845503, 568531.1580062105 2137282.1374673713, 567886.0832152938 2137277.371705435) | line | [10 empty] | 3 | 1 |  |  | 2128 | 2129 | 1 | FALSE | FALSE | 1 | TRUE | TRUE | 2128 | 2129 | 568838.0941 | 2137411.2408 | 567886.0832 | 2137277.3717 | 2128 | 568838.0941 | 2137411.2408 | 2129 | 567886.0832 | 2137277.3717
VN | 1047300456 | LINEVN2092 | 500 | 1.0295 | [5 empty] | 50 |  | LINESTRING (573911.9666975257 2137060.270295226, 573178.3125151574 2137023.3970510224, 573067.0805190346 2137076.6419899943) | line | [10 empty] | 3 | 1 |  |  | 2113 | 2130 | 1 | FALSE | FALSE | 1 | TRUE | TRUE | 2113 | 2130 | 573911.9667 | 2137060.2703 | 573067.0805 | 2137076.642 | 2113 | 573911.9667 | 2137060.2703 | 2130 | 573067.0805 | 2137076.642
VN | 1047300457 | LINEVN2093 | 500 | 1.07 | [5 empty] | 50 |  | LINESTRING (573929.582166621 2137024.4880242306, 573151.924622519 2137010.1002228535, 573041.9228978552 2137039.5141194463) | line | [10 empty] | 3 | 1 |  |  | 2112 | 1678 | 1 | FALSE | FALSE | 1 | TRUE | TRUE | 2112 | 1678 | 573929.5822 | 2137024.488 | 573041.9229 | 2137039.5141 | 2112 | 573929.5822 | 2137024.488 | 1678 | 573041.9229 | 2137039.5141
VN | 1047300458 | LINEVN2094 | 500 | 1.0805 | [5 empty] | 50 |  | LINESTRING (573929.582166621 2137024.4880242306, 573147.6854660532 2136987.984383892, 573041.9228978552 2137039.5141194463) | line | [10 empty] | 3 | 1 |  |  | 2112 | 1678 | 1 | FALSE | FALSE | 1 | TRUE | TRUE | 2112 | 1678 | 573929.5822 | 2137024.488 | 573041.9229 | 2137039.5141 | 2112 | 573929.5822 | 2137024.488 | 1678 | 573041.9229 | 2137039.5141
VN | 1047300459 | LINEVN2095a | 500 | 3.8743 | [5 empty] | 50 | 6 cables - 2 systems | LINESTRING (573067.0805190346 2137076.6419899943, 572891.2760007433 2137145.2759497575, 571576.4055124196 2137649.264263431, 570969.5346027773 2137889.572490805, 570699.7780649859 2137997.443444482, 570057.0447673971 2138244.1708182218) | line | [10 empty] | 6 | 2 |  |  | 2130 | 2131 | 1 | FALSE | FALSE | 2 | TRUE | TRUE | 2130 | 2131 | 573067.0805 | 2137076.642 | 570057.0448 | 2138244.1708 | 2130 | 573067.0805 | 2137076.642 | 2131 | 570057.0448 | 2138244.1708
VN | 1047300459 | LINEVN2095b | 500 | 3.8743 | [5 empty] | 50 | 6 cables - 2 systems | LINESTRING (573067.0805190346 2137076.6419899943, 572891.2760007433 2137145.2759497575, 571576.4055124196 2137649.264263431, 570969.5346027773 2137889.572490805, 570699.7780649859 2137997.443444482, 570057.0447673971 2138244.1708182218) | line | [10 empty] | 6 | 2 |  |  | 2130 | 2131 | 1 | FALSE | FALSE | 2 | TRUE | TRUE | 2130 | 2131 | 573067.0805 | 2137076.642 | 570057.0448 | 2138244.1708 | 2130 | 573067.0805 | 2137076.642 | 2131 | 570057.0448 | 2138244.1708
VN | 1047300460 | LINEVN2096 | 500 | 0.74865 | [5 empty] | 50 |  | LINESTRING (570042.0391481585 2138207.4183312347, 569710.45839091 2138347.1456080177, 569607.8601650823 2138103.833077287) | line | [10 empty] | 3 | 1 |  |  | 1679 | 2132 | 1 | FALSE | FALSE | 1 | TRUE | TRUE | 1679 | 2132 | 570042.0391 | 2138207.4183 | 569607.8602 | 2138103.8331 | 1679 | 570042.0391 | 2138207.4183 | 2132 | 569607.8602 | 2138103.8331
VN | 1047300461 | LINEVN2097 | 500 | 0.71202 | [5 empty] | 50 |  | LINESTRING (570042.0391481585 2138207.4183312347, 569720.5032553953 2138327.2543968135, 569607.8601650823 2138103.833077287) | line | [10 empty] | 3 | 1 |  |  | 1679 | 2132 | 1 | FALSE | FALSE | 1 | TRUE | TRUE | 1679 | 2132 | 570042.0391 | 2138207.4183 | 569607.8602 | 2138103.8331 | 1679 | 570042.0391 | 2138207.4183 | 2132 | 569607.8602 | 2138103.8331
VN | 1047300462 | LINEVN2098a | 500 | 0.35585 | [5 empty] | 50 | 6 cables - 2 systems | LINESTRING (569607.8601650823 2138103.833077287, 569479.888551653 2137836.322702698) | line | [10 empty] | 6 | 2 |  |  | 2132 | 2133 | 1 | FALSE | FALSE | 2 | TRUE | TRUE | 2132 | 2133 | 569607.8602 | 2138103.8331 | 569479.8886 | 2137836.3227 | 2132 | 569607.8602 | 2138103.8331 | 2133 | 569479.8886 | 2137836.3227
VN | 1047300462 | LINEVN2098b | 500 | 0.35585 | [5 empty] | 50 | 6 cables - 2 systems | LINESTRING (569607.8601650823 2138103.833077287, 569479.888551653 2137836.322702698) | line | [10 empty] | 6 | 2 |  |  | 2132 | 2133 | 1 | FALSE | FALSE | 2 | TRUE | TRUE | 2132 | 2133 | 569607.8602 | 2138103.8331 | 569479.8886 | 2137836.3227 | 2132 | 569607.8602 | 2138103.8331 | 2133 | 569479.8886 | 2137836.3227
VN | 1047300463 | LINEVN2099 | 500 | 0.90928 | [5 empty] | 50 |  | LINESTRING (570057.0447673971 2138244.1708182218, 569698.1167356815 2138374.3093991233, 569530.4746131395 2138037.8163453843) | line | [10 empty] | 3 | 1 |  |  | 2131 | 2134 | 1 | FALSE | FALSE | 1 | TRUE | TRUE | 2131 | 2134 | 570057.0448 | 2138244.1708 | 569530.4746 | 2138037.8163 | 2131 | 570057.0448 | 2138244.1708 | 2134 | 569530.4746 | 2138037.8163
VN | 1047300464 | LINEVN2100 | 500 | 0.94812 | [5 empty] | 50 |  | LINESTRING (570057.0447673971 2138244.1708182218, 569690.4149913208 2138396.7769035036, 569530.4746131395 2138037.8163453843) | line | [10 empty] | 3 | 1 |  |  | 2131 | 2134 | 1 | FALSE | FALSE | 1 | TRUE | TRUE | 2131 | 2134 | 570057.0448 | 2138244.1708 | 569530.4746 | 2138037.8163 | 2131 | 570057.0448 | 2138244.1708 | 2134 | 569530.4746 | 2138037.8163
VN | 1047300465 | LINEVN2101 | 500 | 0.90276 | [5 empty] | 50 |  | LINESTRING (569425.7645386483 2137815.5001023463, 569315.6551357136 2137606.24392694, 568838.0940912849 2137411.240845503) | line | [10 empty] | 3 | 1 |  |  | 2135 | 2128 | 1 | FALSE | FALSE | 1 | TRUE | TRUE | 2135 | 2128 | 569425.7645 | 2137815.5001 | 568838.0941 | 2137411.2408 | 2135 | 569425.7645 | 2137815.5001 | 2128 | 568838.0941 | 2137411.2408
VN | 1047300466 | LINEVN2102 | 500 | 0.92287 | [5 empty] | 50 |  | LINESTRING (569425.7645386483 2137815.5001023463, 569330.7406003929 2137589.525520668, 568838.0940912849 2137411.240845503) | line | [10 empty] | 3 | 1 |  |  | 2135 | 2128 | 1 | FALSE | FALSE | 1 | TRUE | TRUE | 2135 | 2128 | 569425.7645 | 2137815.5001 | 568838.0941 | 2137411.2408 | 2135 | 569425.7645 | 2137815.5001 | 2128 | 568838.0941 | 2137411.2408
VN | 1047300467 | LINEVN2103 | 500 | 0.97043 | [5 empty] | 50 |  | LINESTRING (569479.888551653 2137836.322702698, 569345.9160330096 2137574.0136542376, 568870.892587753 2137377.2931332667) | line | [10 empty] | 3 | 1 |  |  | 2133 | 2136 | 1 | FALSE | FALSE | 1 | TRUE | TRUE | 2133 | 2136 | 569479.8886 | 2137836.3227 | 568870.8926 | 2137377.2931 | 2133 | 569479.8886 | 2137836.3227 | 2136 | 568870.8926 | 2137377.2931
VN | 1047300468 | LINEVN2104 | 500 | 0.98959 | [5 empty] | 50 |  | LINESTRING (569479.888551653 2137836.322702698, 569360.284792814 2137557.9343605647, 568870.892587753 2137377.2931332667) | line | [10 empty] | 3 | 1 |  |  | 2133 | 2136 | 1 | FALSE | FALSE | 1 | TRUE | TRUE | 2133 | 2136 | 569479.8886 | 2137836.3227 | 568870.8926 | 2137377.2931 | 2133 | 569479.8886 | 2137836.3227 | 2136 | 568870.8926 | 2137377.2931
VN | 1047300469 | LINEVN2105a | 500 | 0.29489 | [5 empty] | 50 | 6 cables - 2 systems | LINESTRING (569530.4746131395 2138037.8163453843, 569425.7645386483 2137815.5001023463) | line | [10 empty] | 6 | 2 |  |  | 2134 | 2135 | 1 | FALSE | FALSE | 2 | TRUE | TRUE | 2134 | 2135 | 569530.4746 | 2138037.8163 | 569425.7645 | 2137815.5001 | 2134 | 569530.4746 | 2138037.8163 | 2135 | 569425.7645 | 2137815.5001
VN | 1047300469 | LINEVN2105b | 500 | 0.29489 | [5 empty] | 50 | 6 cables - 2 systems | LINESTRING (569530.4746131395 2138037.8163453843, 569425.7645386483 2137815.5001023463) | line | [10 empty] | 6 | 2 |  |  | 2134 | 2135 | 1 | FALSE | FALSE | 2 | TRUE | TRUE | 2134 | 2135 | 569530.4746 | 2138037.8163 | 569425.7645 | 2137815.5001 | 2134 | 569530.4746 | 2138037.8163 | 2135 | 569425.7645 | 2137815.5001
VN | 1047300470 | LINEVN2106 | 500 | 1.1726 | [5 empty] | 50 |  | LINESTRING (568870.892587753 2137377.2931332667, 568569.1134676252 2137245.5528485873, 567921.3274832473 2137235.054596293) | line | [10 empty] | 3 | 1 |  |  | 2136 | 2137 | 1 | FALSE | FALSE | 1 | TRUE | TRUE | 2136 | 2137 | 568870.8926 | 2137377.2931 | 567921.3275 | 2137235.0546 | 2136 | 568870.8926 | 2137377.2931 | 2137 | 567921.3275 | 2137235.0546
VN | 1047300471 | LINEVN2107 | 500 | 1.1617 | [5 empty] | 50 |  | LINESTRING (568870.892587753 2137377.2931332667, 568563.81214838 2137272.445117673, 567921.3274832473 2137235.054596293) | line | [10 empty] | 3 | 1 |  |  | 2136 | 2137 | 1 | FALSE | FALSE | 1 | TRUE | TRUE | 2136 | 2137 | 568870.8926 | 2137377.2931 | 567921.3275 | 2137235.0546 | 2136 | 568870.8926 | 2137377.2931 | 2137 | 567921.3275 | 2137235.0546
VN | 1047300472 | LINEVN2108 | 500 | 0.71509 | [5 empty] | 50 |  | LINESTRING (562963.7898330728 2138583.704853617, 562785.9430585937 2138724.6209981428, 562428.4522621211 2138633.19196428) | line | [10 empty] | 3 | 1 |  |  | 2138 | 2126 | 1 | FALSE | FALSE | 1 | TRUE | TRUE | 2138 | 2126 | 562963.7898 | 2138583.7049 | 562428.4523 | 2138633.192 | 2138 | 562963.7898 | 2138583.7049 | 2126 | 562428.4523 | 2138633.192
VN | 1047300473 | LINEVN2109 | 500 | 0.70699 | [5 empty] | 50 |  | LINESTRING (562996.4116692175 2138608.9704789566, 562797.1078911291 2138767.406753037, 562471.883406657 2138688.968953344) | line | [10 empty] | 3 | 1 |  |  | 2139 | 2127 | 1 | FALSE | FALSE | 1 | TRUE | TRUE | 2139 | 2127 | 562996.4117 | 2138608.9705 | 562471.8834 | 2138688.969 | 2139 | 562996.4117 | 2138608.9705 | 2127 | 562471.8834 | 2138688.969
VN | 1047300474 | LINEVN2110 | 500 | 0.73874 | [5 empty] | 50 |  | LINESTRING (562963.7898330728 2138583.704853617, 562790.8098551709 2138744.888222923, 562428.4522621211 2138633.19196428) | line | [10 empty] | 3 | 1 |  |  | 2138 | 2126 | 1 | FALSE | FALSE | 1 | TRUE | TRUE | 2138 | 2126 | 562963.7898 | 2138583.7049 | 562428.4523 | 2138633.192 | 2138 | 562963.7898 | 2138583.7049 | 2126 | 562428.4523 | 2138633.192
VN | 1047300475 | LINEVN2111 | 500 | 0.73181 | [5 empty] | 50 |  | LINESTRING (562996.4116692175 2138608.9704789566, 562799.4999333599 2138789.5023509194, 562471.883406657 2138688.968953344) | line | [10 empty] | 3 | 1 |  |  | 2139 | 2127 | 1 | FALSE | FALSE | 1 | TRUE | TRUE | 2139 | 2127 | 562996.4117 | 2138608.9705 | 562471.8834 | 2138688.969 | 2139 | 562996.4117 | 2138608.9705 | 2127 | 562471.8834 | 2138688.969
VN | 1047300476 | LINEVN2112a | 500 | 1.7419 | [5 empty] | 50 | 6 cables - 2 systems | LINESTRING (564065.8385104198 2137638.940002627, 563851.6130637956 2137823.084880669, 563409.5465622883 2138201.7583699627, 562963.7898330728 2138583.704853617) | line | [10 empty] | 6 | 2 |  |  | 2140 | 2138 | 1 | FALSE | FALSE | 2 | TRUE | TRUE | 2140 | 2138 | 564065.8385 | 2137638.94 | 562963.7898 | 2138583.7049 | 2140 | 564065.8385 | 2137638.94 | 2138 | 562963.7898 | 2138583.7049
VN | 1047300476 | LINEVN2112b | 500 | 1.7419 | [5 empty] | 50 | 6 cables - 2 systems | LINESTRING (564065.8385104198 2137638.940002627, 563851.6130637956 2137823.084880669, 563409.5465622883 2138201.7583699627, 562963.7898330728 2138583.704853617) | line | [10 empty] | 6 | 2 |  |  | 2140 | 2138 | 1 | FALSE | FALSE | 2 | TRUE | TRUE | 2140 | 2138 | 564065.8385 | 2137638.94 | 562963.7898 | 2138583.7049 | 2140 | 564065.8385 | 2137638.94 | 2138 | 562963.7898 | 2138583.7049
VN | 1047300477 | LINEVN2113a | 500 | 1.7312 | [5 empty] | 50 | 6 cables - 2 systems | LINESTRING (564091.2463317385 2137669.5047969907, 563893.5077315298 2137843.1726711774, 563407.5101767664 2138255.5421312163, 562996.4116692175 2138608.9704789566) | line | [10 empty] | 6 | 2 |  |  | 2115 | 2139 | 1 | FALSE | FALSE | 2 | TRUE | TRUE | 2115 | 2139 | 564091.2463 | 2137669.5048 | 562996.4117 | 2138608.9705 | 2115 | 564091.2463 | 2137669.5048 | 2139 | 562996.4117 | 2138608.9705
VN | 1047300477 | LINEVN2113b | 500 | 1.7312 | [5 empty] | 50 | 6 cables - 2 systems | LINESTRING (564091.2463317385 2137669.5047969907, 563893.5077315298 2137843.1726711774, 563407.5101767664 2138255.5421312163, 562996.4116692175 2138608.9704789566) | line | [10 empty] | 6 | 2 |  |  | 2115 | 2139 | 1 | FALSE | FALSE | 2 | TRUE | TRUE | 2115 | 2139 | 564091.2463 | 2137669.5048 | 562996.4117 | 2138608.9705 | 2115 | 564091.2463 | 2137669.5048 | 2139 | 562996.4117 | 2138608.9705
VN | 1047300478 | LINEVN2114 | 500 | 0.99032 | [5 empty] | 50 |  | LINESTRING (564735.3549592932 2137188.2549231234, 564504.2606680385 2137250.021929504, 564065.8385104198 2137638.940002627) | line | [10 empty] | 3 | 1 |  |  | 2141 | 2140 | 1 | FALSE | FALSE | 1 | TRUE | TRUE | 2141 | 2140 | 564735.355 | 2137188.2549 | 564065.8385 | 2137638.94 | 2141 | 564735.355 | 2137188.2549 | 2140 | 564065.8385 | 2137638.94
VN | 1047300479 | LINEVN2115 | 500 | 0.98065 | [5 empty] | 50 |  | LINESTRING (564735.3549592932 2137188.2549231234, 564513.6629434086 2137267.649929184, 564065.8385104198 2137638.940002627) | line | [10 empty] | 3 | 1 |  |  | 2141 | 2140 | 1 | FALSE | FALSE | 1 | TRUE | TRUE | 2141 | 2140 | 564735.355 | 2137188.2549 | 564065.8385 | 2137638.94 | 2141 | 564735.355 | 2137188.2549 | 2140 | 564065.8385 | 2137638.94
VN | 1047300480 | LINEVN2116 | 500 | 2.6058 | [5 empty] | 50 |  | LINESTRING (566051.9660659571 2137189.205229545, 565416.4630135039 2137014.380570853, 564719.9426020592 2137238.9257668266, 564522.4469183965 2137284.8552396586, 564091.2463317385 2137669.5047969907) | line | [10 empty] | 3 | 1 |  |  | 2114 | 2115 | 1 | FALSE | FALSE | 1 | TRUE | TRUE | 2114 | 2115 | 566051.9661 | 2137189.2052 | 564091.2463 | 2137669.5048 | 2114 | 566051.9661 | 2137189.2052 | 2115 | 564091.2463 | 2137669.5048
VN | 1047300481 | LINEVN2117a | 500 | 2.2326 | [5 empty] | 50 | 6 cables - 2 systems | LINESTRING (567921.3274832473 2137235.054596293, 567636.0600426521 2137225.813591973, 567306.748327386 2137218.660361643, 566890.1115901266 2137208.1153545296, 566217.9088896553 2137192.774407527, 566066.7126567954 2137152.2324886713) | line | [10 empty] | 6 | 2 |  |  | 2137 | 2142 | 1 | FALSE | FALSE | 2 | TRUE | TRUE | 2137 | 2142 | 567921.3275 | 2137235.0546 | 566066.7127 | 2137152.2325 | 2137 | 567921.3275 | 2137235.0546 | 2142 | 566066.7127 | 2137152.2325
VN | 1047300481 | LINEVN2117b | 500 | 2.2326 | [5 empty] | 50 | 6 cables - 2 systems | LINESTRING (567921.3274832473 2137235.054596293, 567636.0600426521 2137225.813591973, 567306.748327386 2137218.660361643, 566890.1115901266 2137208.1153545296, 566217.9088896553 2137192.774407527, 566066.7126567954 2137152.2324886713) | line | [10 empty] | 6 | 2 |  |  | 2137 | 2142 | 1 | FALSE | FALSE | 2 | TRUE | TRUE | 2137 | 2142 | 567921.3275 | 2137235.0546 | 566066.7127 | 2137152.2325 | 2137 | 567921.3275 | 2137235.0546 | 2142 | 566066.7127 | 2137152.2325
VN | 1047300482 | LINEVN2118a | 500 | 2.2083 | [5 empty] | 50 | 6 cables - 2 systems | LINESTRING (567886.0832152938 2137277.371705435, 567615.2319799652 2137267.3548921333, 567368.948270353 2137261.029536159, 566868.3559389323 2137248.126951232, 566213.2394791781 2137231.720251577, 566051.9660659571 2137189.205229545) | line | [10 empty] | 6 | 2 |  |  | 2129 | 2114 | 1 | FALSE | FALSE | 2 | TRUE | TRUE | 2129 | 2114 | 567886.0832 | 2137277.3717 | 566051.9661 | 2137189.2052 | 2129 | 567886.0832 | 2137277.3717 | 2114 | 566051.9661 | 2137189.2052
VN | 1047300482 | LINEVN2118b | 500 | 2.2083 | [5 empty] | 50 | 6 cables - 2 systems | LINESTRING (567886.0832152938 2137277.371705435, 567615.2319799652 2137267.3548921333, 567368.948270353 2137261.029536159, 566868.3559389323 2137248.126951232, 566213.2394791781 2137231.720251577, 566051.9660659571 2137189.205229545) | line | [10 empty] | 6 | 2 |  |  | 2129 | 2114 | 1 | FALSE | FALSE | 2 | TRUE | TRUE | 2129 | 2114 | 567886.0832 | 2137277.3717 | 566051.9661 | 2137189.2052 | 2129 | 567886.0832 | 2137277.3717 | 2114 | 566051.9661 | 2137189.2052
VN | 1047400690 | LINEVN2119 | 220 | 0.060793 | [5 empty] | 50 |  | LINESTRING (583890.2976356634 2136303.097649359, 583841.467489914 2136316.5946877594) | line | [10 empty] | 3 | 1 |  |  | 2143 | 2144 | 1 | FALSE | FALSE | 1 | FALSE | TRUE |  | 2144 |  |  | 583841.4675 | 2136316.5947 | 2143 | 583890.2976 | 2136303.0976 | 2144 | 583841.4675 | 2136316.5947
VN | 1047400691 | LINEVN2120 | 220 | 0.06086 | [5 empty] | 50 |  | LINESTRING (583889.4025908295 2136333.1605063914, 583841.467489914 2136316.5946877594) | line | [10 empty] | 3 | 1 |  |  | 2145 | 2144 | 1 | FALSE | FALSE | 1 | FALSE | TRUE |  | 2144 |  |  | 583841.4675 | 2136316.5947 | 2145 | 583889.4026 | 2136333.1605 | 2144 | 583841.4675 | 2136316.5947
VN | 1047400692 | LINEVN2121a | 500 | 1.3 | [5 empty] | 50 | 6 cables - 2 systems | LINESTRING (582342.7311806721 2136653.8641096936, 582113.2299244744 2136494.9119138485, 581756.8405685318 2136346.7460293425, 581375.9927633082 2136174.0659809276) | line | [10 empty] | 6 | 2 |  |  | 2146 | 2147 | 1 | FALSE | FALSE | 2 | FALSE | FALSE | [6 empty] | 2146 | 582342.7312 | 2136653.8641 | 2147 | 581375.9928 | 2136174.066
VN | 1047400692 | LINEVN2121b | 500 | 1.3 | [5 empty] | 50 | 6 cables - 2 systems | LINESTRING (582342.7311806721 2136653.8641096936, 582113.2299244744 2136494.9119138485, 581756.8405685318 2136346.7460293425, 581375.9927633082 2136174.0659809276) | line | [10 empty] | 6 | 2 |  |  | 2146 | 2147 | 1 | FALSE | FALSE | 2 | FALSE | FALSE | [6 empty] | 2146 | 582342.7312 | 2136653.8641 | 2147 | 581375.9928 | 2136174.066
VN | 1047400693 | LINEVN2122a | 220 | 11.6114 | [5 empty] | 50 | 6 cables - 2 systems | LINESTRING (583841.467489914 2136316.5946877594, 583426.5533931272 2136527.0039964793, 583258.6420755361 2136602.6027394845, 582978.6009695926 2136730.0343405204, 582812.9778506802 2136804.6183362342, 582681.4651330531 2136731.7797394013, 582281.123042658 2136506.0063954783, 582095.3202354583 2136401.2552946713, 581750.0755942587 2136255.4085006267, 581361.010427787 2136101.4712458146, 580622.004384707 2135661.3229242936, 579941.8888107532 2135360.975534367, 579384.9414980332 2135117.93830198, 579072.4986042568 2134983.541648729, 578486.4908193147 2134723.010829768, 577850.4051673043 2134855.009393143, 577640.7213847024 2135154.480422703, 577377.8383195198 2135518.9176727072, 577152.0756356313 2135847.894106135, 576937.3631824267 2136067.387893348, 576675.1958068331 2136335.7066661506, 576400.3291586642 2136615.4400863373, 576133.4536821978 2136885.4395314916, 575898.2460680173 2136901.7969471985, 575753.8095580514 2136911.840293025, 575723.7443960343 2136914.160683868) | line | [10 empty] | 6 | 2 |  |  | 2144 | 2148 | 1 | FALSE | FALSE | 2 | TRUE | FALSE | 2144 |  | 583841.4675 | 2136316.5947 |  |  | 2144 | 583841.4675 | 2136316.5947 | 2148 | 575723.7444 | 2136914.1607
VN | 1047400693 | LINEVN2122b | 220 | 11.6114 | [5 empty] | 50 | 6 cables - 2 systems | LINESTRING (583841.467489914 2136316.5946877594, 583426.5533931272 2136527.0039964793, 583258.6420755361 2136602.6027394845, 582978.6009695926 2136730.0343405204, 582812.9778506802 2136804.6183362342, 582681.4651330531 2136731.7797394013, 582281.123042658 2136506.0063954783, 582095.3202354583 2136401.2552946713, 581750.0755942587 2136255.4085006267, 581361.010427787 2136101.4712458146, 580622.004384707 2135661.3229242936, 579941.8888107532 2135360.975534367, 579384.9414980332 2135117.93830198, 579072.4986042568 2134983.541648729, 578486.4908193147 2134723.010829768, 577850.4051673043 2134855.009393143, 577640.7213847024 2135154.480422703, 577377.8383195198 2135518.9176727072, 577152.0756356313 2135847.894106135, 576937.3631824267 2136067.387893348, 576675.1958068331 2136335.7066661506, 576400.3291586642 2136615.4400863373, 576133.4536821978 2136885.4395314916, 575898.2460680173 2136901.7969471985, 575753.8095580514 2136911.840293025, 575723.7443960343 2136914.160683868) | line | [10 empty] | 6 | 2 |  |  | 2144 | 2148 | 1 | FALSE | FALSE | 2 | TRUE | FALSE | 2144 |  | 583841.4675 | 2136316.5947 |  |  | 2144 | 583841.4675 | 2136316.5947 | 2148 | 575723.7444 | 2136914.1607
VN | 1047400697 | LINEVN2123 | 220 | 0.37835 | [5 empty] | 50 |  | LINESTRING (575674.8012168177 2136959.4273644136, 575624.9046626278 2136958.655440739, 575359.7698127577 2136947.0310470425) | line | [14 empty] | 2149 | 2150 | 1 | FALSE | FALSE | 1 | FALSE | TRUE |  | 2150 |  |  | 575359.7698 | 2136947.031 | 2149 | 575674.8012 | 2136959.4274 | 2150 | 575359.7698 | 2136947.031
VN | 1047400698 | LINEVN2124 | 220 | 0.39801 | [5 empty] | 50 |  | LINESTRING (575690.4415812498 2136924.545865626, 575625.1960914964 2136934.045760343, 575359.7698127577 2136947.0310470425) | line | [14 empty] | 2151 | 2150 | 1 | FALSE | FALSE | 1 | FALSE | TRUE |  | 2150 |  |  | 575359.7698 | 2136947.031 | 2151 | 575690.4416 | 2136924.5459 | 2150 | 575359.7698 | 2136947.031
VN | 1047400699 | LINEVN2125 | 220 | 45.701 | [5 empty] | 50 |  | LINESTRING (575675.2587072125 2136983.2876721206, 575636.1333254473 2136984.2536443877, 575383.8491955191 2136974.563562785, 575130.8046826569 2136965.814462256, 574928.1901396211 2136958.3721311972, 574600.5299867794 2136946.3463992057, 574247.8884160015 2136934.2909759628, 573929.6467937992 2136923.3117564395, 573881.7846032118 2136902.755801527, 574059.7056498687 2136504.2288774117, 574267.5866734494 2136038.588767636, 574424.0002921005 2135680.4346795934, 574480.8941314324 2135558.7421726733, 574740.932015162 2135002.5682520056, 574974.1620920424 2134505.003588237, 575137.5068345957 2134156.5332501526, 575359.042375859 2133686.910812067, 575527.139483617 2133328.448614946, 575349.6201982781 2132964.7045242838, 575187.4209414677 2132632.3535752753, 575005.4708783035 2132259.2335078553, 574835.5289134413 2131913.0552775296, 574671.3881616421 2131585.6263644104, 574478.0024190249 2131182.056672985, 574167.5313001344 2130716.110223725, 573896.1578852498 2130325.6207784247, 573719.4275703925 2130073.421591832, 573575.2332016283 2129867.11308087, 573324.4054073868 2129506.959368737, 573093.3068759575 2129175.13982535, 572882.2741177633 2128872.152900942, 572691.3507205733 2128598.1196972844, 572518.8354264757 2128350.509716663, 572304.7136471301 2128042.3835851005, 572061.5254500601 2127696.3667931585, 571818.1083930881 2127350.0429484244, 571620.812631346 2127060.42782045, 571380.3829126884 2126717.2429044475, 571353.171765842 2126372.0374541823, 571316.0703965345 2125969.6386099164, 571292.5386674593 2125685.630892776, 571249.4987840947 2125166.1440931936, 571158.3771795814 2124934.8458454544, 570921.0029513055 2124327.7835628483, 570805.7190261446 2124030.198356117, 570419.8618590245 2123752.7181048505, 570065.1753819557 2123496.9218565314, 569659.4783031474 2123205.827114465, 569259.3450089052 2122916.312140374, 568894.9261143077 2122654.0407198947, 568491.2652656926 2122362.449901704, 568073.6237489535 2122058.301233542, 567715.2557712895 2121799.6735093677, 567376.325621458 2121584.7345670206, 566892.0362271237 2121213.001561977, 566352.1726079009 2120846.348211281, 566224.2056416715 2120758.4004016044, 565794.1860550956 2120519.5382688884, 565361.6718471728 2120301.9569908353, 565183.0663279251 2120170.282031241, 564966.2844511238 2120010.455475933, 564624.4903095264 2119757.5272717234, 564178.185403599 2119430.4212460076, 563862.9352747884 2119194.4427786455, 563132.7245255383 2118655.290492997, 562762.8493930919 2118382.871239371, 562348.7259215075 2118078.805895812, 561940.8655951808 2117778.246123711, 561570.3713462458 2117504.4116348918, 561155.889145094 2117198.4259594744, 560804.8702402519 2116940.153296608, 560401.626483138 2116643.639537937, 560209.6483915302 2116501.924271605, 559750.0369814176 2116163.247405382, 559335.8918229992 2115858.091788591, 558933.3822593013 2115560.684870286, 558581.5142640361 2115301.9231218076, 558289.2370165695 2115086.844489041, 558050.7847242272 2114910.791353947, 557731.4806214386 2114673.948491223, 557689.8374237595 2114289.5262999986, 557638.2603424161 2113798.557466679, 557590.6083531368 2113359.808037139, 557532.7660608074 2112815.164305812, 557488.1554346322 2112417.9094384634, 557439.6085474574 2111970.0294541907, 557385.4210516684 2111457.820199668, 557333.2584218953 2110983.439258443, 557278.2190869522 2110472.3570074374, 557227.4555527898 2110002.7394474833, 557175.8188038185 2109521.9878470753, 557124.3696717381 2109044.2027964112) | line | [14 empty] | 2152 | 2153 | 1 | FALSE | FALSE | 1 | FALSE | FALSE | [6 empty] | 2152 | 575675.2587 | 2136983.2877 | 2153 | 557124.3697 | 2109044.2028
VN | 1047400700 | LINEVN2126 | 220 | 1.7368 | [5 empty] | 50 |  | LINESTRING (575359.7698127577 2136947.0310470425, 575096.1587775773 2136935.2287001847, 574810.1969302099 2136932.556236063, 574486.099196336 2136920.1377973766, 574234.3860459003 2136909.337319478, 573913.3283234247 2136898.4243699512) | line | [14 empty] | 2150 | 947 | 1 | FALSE | FALSE | 1 | TRUE | TRUE | 2150 | 947 | 575359.7698 | 2136947.031 | 573913.3283 | 2136898.4244 | 2150 | 575359.7698 | 2136947.031 | 947 | 573913.3283 | 2136898.4244
VN | 1047400701 | LINEVN2127 | 110 | 0.023452 | [5 empty] | 50 |  | LINESTRING (581460.3389119273 2137662.192931241, 581460.3458887748 2137681.73586673) | line | [10 empty] | 3 | 1 |  |  | 2154 | 2155 | 1 | FALSE | FALSE | 1 | TRUE | FALSE | 2154 |  | 581460.3389 | 2137662.1929 |  |  | 2154 | 581460.3389 | 2137662.1929 | 2155 | 581460.3459 | 2137681.7359
VN | 1047400702 | LINEVN2128 | 110 | 0.037585 | [5 empty] | 50 |  | LINESTRING (581460.3389119273 2137662.192931241, 581484.7273745512 2137681.8451318284) | line | [10 empty] | 3 | 1 |  |  | 2154 | 2156 | 1 | FALSE | FALSE | 1 | TRUE | FALSE | 2154 |  | 581460.3389 | 2137662.1929 |  |  | 2154 | 581460.3389 | 2137662.1929 | 2156 | 581484.7274 | 2137681.8451
VN | 1047400704 | LINEVN2129a | 110 | 9.0543 | [5 empty] | 50 | 6 cables - 2 systems | LINESTRING (575624.1061693775 2137105.1998151685, 575600.501659869 2137100.0223518936, 575627.1870848594 2137137.33737278, 575746.2272781067 2137143.277329611, 575931.5161430337 2137535.77753796, 576110.4992114432 2137492.936690906, 576337.5349374963 2137684.7671996495, 576555.461251238 2138220.0867985655, 576597.4570804132 2138322.5586401336, 576879.752766699 2138449.428255411, 577206.6973925116 2138586.451565131, 577388.9057364566 2138803.3698926945, 577618.1698055838 2138820.6924939384, 577887.7180535899 2138842.694562728, 578086.4172329889 2138859.327735348, 578458.684009197 2138891.274822176, 578724.8335933111 2138921.5411225953, 578843.6503510713 2138869.7356112595, 579078.5779334103 2138758.4130285215, 579365.5585481945 2138627.6007683943, 579526.8572348125 2138307.332063989, 579610.2770364393 2138138.705994803, 579829.1473886366 2137706.7135489336, 579976.3335991694 2137651.288225556, 580285.6488980823 2137530.4810863216, 580482.0846952883 2137506.1297767772, 580730.729429231 2137505.8267260753, 581022.9118793707 2137509.1847575014, 581309.2452535026 2137512.067614938, 581460.3389119273 2137662.192931241) | line | [10 empty] | 6 | 2 |  |  | 2157 | 2154 | 1 | FALSE | FALSE | 2 | FALSE | TRUE |  | 2154 |  |  | 581460.3389 | 2137662.1929 | 2157 | 575624.1062 | 2137105.1998 | 2154 | 581460.3389 | 2137662.1929
VN | 1047400704 | LINEVN2129b | 110 | 9.0543 | [5 empty] | 50 | 6 cables - 2 systems | LINESTRING (575624.1061693775 2137105.1998151685, 575600.501659869 2137100.0223518936, 575627.1870848594 2137137.33737278, 575746.2272781067 2137143.277329611, 575931.5161430337 2137535.77753796, 576110.4992114432 2137492.936690906, 576337.5349374963 2137684.7671996495, 576555.461251238 2138220.0867985655, 576597.4570804132 2138322.5586401336, 576879.752766699 2138449.428255411, 577206.6973925116 2138586.451565131, 577388.9057364566 2138803.3698926945, 577618.1698055838 2138820.6924939384, 577887.7180535899 2138842.694562728, 578086.4172329889 2138859.327735348, 578458.684009197 2138891.274822176, 578724.8335933111 2138921.5411225953, 578843.6503510713 2138869.7356112595, 579078.5779334103 2138758.4130285215, 579365.5585481945 2138627.6007683943, 579526.8572348125 2138307.332063989, 579610.2770364393 2138138.705994803, 579829.1473886366 2137706.7135489336, 579976.3335991694 2137651.288225556, 580285.6488980823 2137530.4810863216, 580482.0846952883 2137506.1297767772, 580730.729429231 2137505.8267260753, 581022.9118793707 2137509.1847575014, 581309.2452535026 2137512.067614938, 581460.3389119273 2137662.192931241) | line | [10 empty] | 6 | 2 |  |  | 2157 | 2154 | 1 | FALSE | FALSE | 2 | FALSE | TRUE |  | 2154 |  |  | 581460.3389 | 2137662.1929 | 2157 | 575624.1062 | 2137105.1998 | 2154 | 581460.3389 | 2137662.1929
VN | 1047505679 | LINEVN2130 | 110 | 77.4779 | [5 empty] | 50 |  | LINESTRING (575622.989577275 2137055.409012316, 575593.4763919585 2137053.8919854267, 575336.3944792338 2137046.2298006816, 575105.5511279185 2137039.354630863, 574864.7921562277 2137032.164924114, 574521.0389588235 2137017.695136813, 574200.8160071868 2137006.0500977305, 573951.6471514084 2136997.6209346657, 573881.508903421 2137001.651602076, 573813.269945102 2137003.6319701183, 573676.5269419032 2137376.3892072677, 573405.4033340918 2137985.6824476556, 573185.7950403641 2138476.072299603, 573054.2063988595 2138771.7024161494, 573069.4300118914 2139144.3894759887, 573077.8511220589 2139398.3994902605, 573091.7961935624 2139691.6940547423, 573109.2268663935 2140149.5545695443, 573129.1941470453 2140587.4956376394, 573150.4157704151 2141089.1159912925, 573168.663304029 2141520.4552936745, 573192.9974043053 2142072.3839953155, 573212.8456954783 2142522.697519005, 573238.1830530984 2143080.0644211997, 573266.3937680764 2143720.9921647804, 573288.0507591425 2144205.718388801, 573317.0515262523 2144881.076845128, 573025.742393349 2145300.942286386, 572856.2842435988 2145547.254658441, 572661.2582669299 2145831.3893349166, 572391.6182580767 2146225.2242450383, 572126.2536210733 2146613.5358337695, 571828.1458370498 2147045.930011091, 571642.9993259147 2147314.2785882577, 571342.9941915516 2147754.3525684755, 571088.0411416377 2148125.3125072718, 570818.2833278818 2148518.1728922348, 570542.9259770334 2148920.399212263, 570097.6829249553 2149566.042849346, 569991.0627529635 2149930.4224047726, 569857.7672243047 2150383.117280382, 569739.2401868989 2150777.850725274, 569595.0617985849 2151262.962245321, 569411.1088739121 2151879.121283568, 569320.6042734161 2152186.3661160897, 569213.224806933 2152562.0456835013, 569016.2313575343 2153183.2047385727, 568941.8619530436 2153424.1166642345, 569177.0466323703 2153795.9303797935, 569458.5514920312 2154248.2437990466, 569802.1676756898 2154796.2922495427, 570006.7117381406 2155122.772624491, 570163.7850064656 2155370.390575185, 569934.9878743835 2155602.420943119, 569584.2865912572 2155964.7954258923, 569170.330250961 2156382.2971234103, 568763.8509720304 2156797.8444978227, 568437.5676249368 2157131.1299329465, 568086.1989347789 2157488.8043081043, 568014.2253658455 2158099.9459564853, 567988.3001604081 2158340.890126442, 567938.1276309427 2158754.020140797, 567873.8030640127 2159339.529337819, 567802.3289654282 2159971.7110771555, 567732.1760714476 2160580.1393150776, 567673.3902087099 2161079.5872192034, 567616.8704037344 2161576.96355085, 567560.5483685236 2162075.447562764, 567486.4300744038 2162712.689907864, 567449.1623498341 2163035.6152339843, 567601.875902983 2163380.4470238504, 567859.4508608365 2163962.703123477, 568028.2294832822 2164345.8559784517, 568197.1000469544 2164727.694286147, 568390.4653047504 2165164.3835492907, 568594.5602541975 2165631.404683939, 568789.134736804 2166070.2507816083, 568863.0553381173 2166523.253903725, 568921.7534293704 2166889.240635015, 568980.9757747552 2167262.732704265, 569054.1171747677 2167721.887325316, 569129.8568784363 2168191.4548954926, 569197.7386407586 2168617.3695764174, 569276.5957214367 2169105.6746261218, 569353.5637687102 2169595.843289409, 569429.1188296119 2170057.1131330365, 569502.805866875 2170514.979035256, 569652.1918923756 2170811.4839274674, 569858.2822265557 2171224.662494328, 570031.8063744127 2171571.141390039, 570259.4164359248 2172023.761684892, 570474.6901014113 2172453.816841637, 570688.6633640932 2172881.269405909, 570923.7227045086 2173350.2190819075, 571141.8270273212 2173785.1533534094, 571365.0774404727 2174230.779407282, 571590.3559438924 2174682.7912178, 571779.2578332155 2175056.564612724, 571702.8338272255 2175245.226917918, 571633.5262891594 2175416.322549245, 571443.3649677471 2175875.545324565, 571277.3005847482 2176277.1993500344, 571113.7282988927 2176670.7973633735, 570938.0769911208 2177093.4975744304, 570895.0272640116 2177554.949759325, 570850.8116879114 2178051.7214939618, 570804.6063547065 2178527.4815584505, 570756.3092421726 2179079.138066123, 570720.1942512001 2179445.669014822, 570684.7697659103 2179857.6636969266, 570641.4799052243 2180361.1244997517, 570595.9084786038 2180845.8300021193, 570551.7504462972 2181331.360294709, 570509.3616152349 2181820.4501921004, 570466.5273999138 2182282.2487500194, 570313.8063296065 2182667.7078010235, 570188.7058729252 2182980.459972483, 570020.7790641187 2183398.6401363327, 570018.105036874 2183526.8121920316, 570002.7231440173 2183915.1284399107, 569995.5769210671 2184101.370720326, 569986.092161867 2184309.4268585593, 569974.3051152276 2184692.312865086, 569959.5116989719 2185051.1840157933, 569946.0594251395 2185418.0837585484, 569926.0349894427 2185964.04636452, 569908.5311552288 2186460.69591445, 569889.5701361077 2186941.7694222475, 569764.1502542095 2187251.3583695907, 569573.7272545199 2187722.850101498, 569377.5978424307 2188209.559966202, 569186.6314697425 2188683.0897144643, 568986.1536903419 2189178.0976081938, 568806.7969315914 2189626.068573769, 568634.306427352 2190053.174333578, 568498.1069026075 2190390.451488626, 568321.5127181066 2190828.898462686, 568072.00635863 2191274.2265482703, 567891.2830485743 2191595.423293018, 567740.9191056857 2191866.7285133163, 567907.7664221462 2192237.02213791, 568106.5468605226 2192678.233065605, 568310.3619990902 2193130.975380801, 568497.6839414461 2193559.288211546, 568657.2285529475 2193908.646573716, 568831.515236669 2194291.7617301485, 568996.63213205 2194610.413773942, 569168.8329374781 2194936.819852063, 569322.3256517715 2195223.3148931083) | line | [10 empty] | 3 |  |  |  | 2158 | 2159 | 1 | FALSE | FALSE | 1 | FALSE | TRUE |  | 2159 |  |  | 569322.3257 | 2195223.3149 | 2158 | 575622.9896 | 2137055.409 | 2159 | 569322.3257 | 2195223.3149
VN | 1047505680 | LINEVN2131a | 110 | 0.29542 | [5 empty] | 50 | 6 cables - 2 systems | LINESTRING (569529.564838854 2170256.0987997055, 569544.54753458 2170501.8285740004) | line | [10 empty] | 6 | 2 |  |  | 2160 | 2161 | 1 | FALSE | FALSE | 2 | TRUE | TRUE | 2160 | 2161 | 569529.5648 | 2170256.0988 | 569544.5475 | 2170501.8286 | 2160 | 569529.5648 | 2170256.0988 | 2161 | 569544.5475 | 2170501.8286
VN | 1047505680 | LINEVN2131b | 110 | 0.29542 | [5 empty] | 50 | 6 cables - 2 systems | LINESTRING (569529.564838854 2170256.0987997055, 569544.54753458 2170501.8285740004) | line | [10 empty] | 6 | 2 |  |  | 2160 | 2161 | 1 | FALSE | FALSE | 2 | TRUE | TRUE | 2160 | 2161 | 569529.5648 | 2170256.0988 | 569544.5475 | 2170501.8286 | 2160 | 569529.5648 | 2170256.0988 | 2161 | 569544.5475 | 2170501.8286
VN | 1047505681 | LINEVN2132 | 110 | 1.1476 | [5 empty] | 50 |  | LINESTRING (569544.54753458 2170501.8285740004, 569650.3524641576 2170704.963708624, 569738.4557158598 2170873.1495789005, 569820.4557304123 2171033.056674518, 569903.9335381336 2171203.460855445, 569974.8252261664 2171355.7338936897) | line | [10 empty] | 3 | 1 |  |  | 2161 | 2162 | 1 | FALSE | FALSE | 1 | TRUE | TRUE | 2161 | 2162 | 569544.5475 | 2170501.8286 | 569974.8252 | 2171355.7339 | 2161 | 569544.5475 | 2170501.8286 | 2162 | 569974.8252 | 2171355.7339
VN | 1047505682 | LINEVN2133 | 110 | 1.1476 | [5 empty] | 50 |  | LINESTRING (569544.54753458 2170501.8285740004, 569643.1747159185 2170706.4297005283, 569728.717309955 2170877.892236484, 569810.4407558169 2171038.827371698, 569893.9135948599 2171207.8371310662, 569974.8252261664 2171355.7338936897) | line | [10 empty] | 3 | 1 |  |  | 2161 | 2162 | 1 | FALSE | FALSE | 1 | TRUE | TRUE | 2161 | 2162 | 569544.5475 | 2170501.8286 | 569974.8252 | 2171355.7339 | 2161 | 569544.5475 | 2170501.8286 | 2162 | 569974.8252 | 2171355.7339
VN | 1047505683 | LINEVN2134a | 110 | 0.19502 | [5 empty] | 50 | 6 cables - 2 systems | LINESTRING (569974.8252261664 2171355.7338936897, 570047.9244796088 2171500.8781610117) | line | [10 empty] | 6 | 2 |  |  | 2162 | 2163 | 1 | FALSE | FALSE | 2 | TRUE | TRUE | 2162 | 2163 | 569974.8252 | 2171355.7339 | 570047.9245 | 2171500.8782 | 2162 | 569974.8252 | 2171355.7339 | 2163 | 570047.9245 | 2171500.8782
VN | 1047505683 | LINEVN2134b | 110 | 0.19502 | [5 empty] | 50 | 6 cables - 2 systems | LINESTRING (569974.8252261664 2171355.7338936897, 570047.9244796088 2171500.8781610117) | line | [10 empty] | 6 | 2 |  |  | 2162 | 2163 | 1 | FALSE | FALSE | 2 | TRUE | TRUE | 2162 | 2163 | 569974.8252 | 2171355.7339 | 570047.9245 | 2171500.8782 | 2162 | 569974.8252 | 2171355.7339 | 2163 | 570047.9245 | 2171500.8782
VN | 1047505684 | LINEVN2135a | 110 | 0.21947 | [5 empty] | 50 | 6 cables - 2 systems | LINESTRING (570047.9244796088 2171500.8781610117, 570130.6715578466 2171663.977002832) | line | [10 empty] | 6 | 2 |  |  | 2163 | 2164 | 1 | FALSE | FALSE | 2 | TRUE | TRUE | 2163 | 2164 | 570047.9245 | 2171500.8782 | 570130.6716 | 2171663.977 | 2163 | 570047.9245 | 2171500.8782 | 2164 | 570130.6716 | 2171663.977
VN | 1047505684 | LINEVN2135b | 110 | 0.21947 | [5 empty] | 50 | 6 cables - 2 systems | LINESTRING (570047.9244796088 2171500.8781610117, 570130.6715578466 2171663.977002832) | line | [10 empty] | 6 | 2 |  |  | 2163 | 2164 | 1 | FALSE | FALSE | 2 | TRUE | TRUE | 2163 | 2164 | 570047.9245 | 2171500.8782 | 570130.6716 | 2171663.977 | 2163 | 570047.9245 | 2171500.8782 | 2164 | 570130.6716 | 2171663.977
VN | 1047505685 | LINEVN2136 | 110 | 0.039291 | [5 empty] | 50 |  | LINESTRING (570211.3227202843 2171396.6991646956, 570238.607072561 2171414.800178274) | line | [10 empty] | 3 | 1 |  |  | 2165 | 2166 | 1 | FALSE | FALSE | 1 | TRUE | FALSE | 2165 |  | 570211.3227 | 2171396.6992 |  |  | 2165 | 570211.3227 | 2171396.6992 | 2166 | 570238.6071 | 2171414.8002
VN | 1047505687 | LINEVN2137 | 110 | 0.036308 | [5 empty] | 50 |  | LINESTRING (570211.3227202843 2171396.6991646956, 570241.5168276409 2171394.7483901065) | line | [10 empty] | 3 | 1 |  |  | 2165 | 2167 | 1 | FALSE | FALSE | 1 | TRUE | FALSE | 2165 |  | 570211.3227 | 2171396.6992 |  |  | 2165 | 570211.3227 | 2171396.6992 | 2167 | 570241.5168 | 2171394.7484
VN | 1047505688 | LINEVN2138a | 110 | 0.23452 | [5 empty] | 50 | 6 cables - 2 systems | LINESTRING (570047.9244796088 2171500.8781610117, 570082.4925089929 2171490.4232084835, 570211.3227202843 2171396.6991646956) | line | [10 empty] | 6 | 2 |  |  | 2163 | 2165 | 1 | FALSE | FALSE | 2 | TRUE | TRUE | 2163 | 2165 | 570047.9245 | 2171500.8782 | 570211.3227 | 2171396.6992 | 2163 | 570047.9245 | 2171500.8782 | 2165 | 570211.3227 | 2171396.6992
VN | 1047505688 | LINEVN2138b | 110 | 0.23452 | [5 empty] | 50 | 6 cables - 2 systems | LINESTRING (570047.9244796088 2171500.8781610117, 570082.4925089929 2171490.4232084835, 570211.3227202843 2171396.6991646956) | line | [10 empty] | 6 | 2 |  |  | 2163 | 2165 | 1 | FALSE | FALSE | 2 | TRUE | TRUE | 2163 | 2165 | 570047.9245 | 2171500.8782 | 570211.3227 | 2171396.6992 | 2163 | 570047.9245 | 2171500.8782 | 2165 | 570211.3227 | 2171396.6992
VN | 1047505689 | LINEVN2139a | 110 | 0.41291 | [5 empty] | 50 | 6 cables - 2 systems | LINESTRING (571129.7698768021 2174185.3202017746, 570851.2053912296 2174155.9931382253, 570789.4646658804 2174172.8014374743) | line | [10 empty] | 6 | 2 |  |  | 2168 | 2169 | 1 | FALSE | FALSE | 2 | TRUE | FALSE | 2168 |  | 571129.7699 | 2174185.3202 |  |  | 2168 | 571129.7699 | 2174185.3202 | 2169 | 570789.4647 | 2174172.8014
VN | 1047505689 | LINEVN2139b | 110 | 0.41291 | [5 empty] | 50 | 6 cables - 2 systems | LINESTRING (571129.7698768021 2174185.3202017746, 570851.2053912296 2174155.9931382253, 570789.4646658804 2174172.8014374743) | line | [10 empty] | 6 | 2 |  |  | 2168 | 2169 | 1 | FALSE | FALSE | 2 | TRUE | FALSE | 2168 |  | 571129.7699 | 2174185.3202 |  |  | 2168 | 571129.7699 | 2174185.3202 | 2169 | 570789.4647 | 2174172.8014
VN | 1047505690 | LINEVN2140 | 110 | 3.7053 | [5 empty] | 50 |  | LINESTRING (570130.6715578466 2171663.977002832, 570221.5777969278 2171836.8467231295, 570301.779309349 2171995.8973123548, 570387.6924576171 2172165.849031042, 570468.650391654 2172326.397459366, 570536.1158434979 2172462.4254002157, 570618.2523616649 2172631.7881030287, 570697.4477224284 2172783.610548838, 570778.3723634869 2172948.465351031, 570860.2557763236 2173111.74191665, 570941.1933367145 2173272.5695171156, 571028.7654910845 2173449.2598993676, 571108.9623191213 2173608.39232349, 571183.2703528383 2173753.248235071, 571265.3169466389 2173918.386850786, 571347.0848969057 2174082.030851796, 571395.3784398086 2174174.7498297207, 571315.2577382183 2174213.051168814, 571129.7698768021 2174185.3202017746) | line | [10 empty] | 3 | 1 |  |  | 2164 | 2168 | 1 | FALSE | FALSE | 1 | TRUE | TRUE | 2164 | 2168 | 570130.6716 | 2171663.977 | 571129.7699 | 2174185.3202 | 2164 | 570130.6716 | 2171663.977 | 2168 | 571129.7699 | 2174185.3202
VN | 1047505691 | LINEVN2141 | 110 | 3.6696 | [5 empty] | 50 |  | LINESTRING (570130.6715578466 2171663.977002832, 570211.6499151379 2171841.8760881713, 570292.8034056383 2172001.4836920486, 570377.4921533923 2172170.866161411, 570458.9088453966 2172332.0803306643, 570527.700212756 2172466.8851054185, 570610.465588133 2172633.6607319824, 570687.0615412907 2172787.9738468016, 570769.3974707779 2172953.8744277274, 570850.9911641638 2173116.1980961896, 570931.9392685158 2173277.025695056, 571019.8881098437 2173453.9167227596, 571100.2643598992 2173612.7620949596, 571173.6277800812 2173757.9019287783, 571255.9600966907 2173922.3887236672, 571338.0198313212 2174086.487567128, 571380.5989367985 2174168.969410758, 571313.1389903887 2174200.205719497, 571129.7698768021 2174185.3202017746) | line | [10 empty] | 3 | 1 |  |  | 2164 | 2168 | 1 | FALSE | FALSE | 1 | TRUE | TRUE | 2164 | 2168 | 570130.6716 | 2171663.977 | 571129.7699 | 2174185.3202 | 2164 | 570130.6716 | 2171663.977 | 2168 | 571129.7699 | 2174185.3202
VN | 1047505692 | LINEVN2142 | 110 | 18.8548 | [5 empty] | 50 |  | LINESTRING (569948.7660627909 2155651.276060119, 569773.9284854932 2155847.2874214416, 569645.0530227555 2155971.415421258, 569584.2151883106 2156032.176786855, 569515.3052791272 2156104.4934251388, 569410.097343184 2156212.236916599, 569312.1958475998 2156314.1440628925, 569191.459791763 2156435.484606637, 569071.8480500346 2156559.596760756, 568800.5214999623 2156837.446355945, 568675.2306604376 2156966.275606396, 568571.3177766092 2157072.756080268, 568491.3370632725 2157155.547078127, 568363.0675567714 2157287.9303456857, 568230.583714976 2157422.5449257996, 568136.5057611985 2157513.0192008973, 568106.111618789 2157814.101619694, 568082.6090119691 2157996.7363780714, 568063.0292762748 2158196.4942406644, 568042.9233703878 2158371.782970307, 568021.8184999013 2158561.6088453373, 567999.6954729911 2158746.0859801797, 567971.3695689267 2158997.8106880207, 567951.071035237 2159174.4932046277, 567938.9768641093 2159279.1662669433, 567926.0758565989 2159394.703233562, 567908.7539861954 2159533.495590133, 567895.2709912292 2159655.9799273256, 567870.4364661619 2159883.9591259384, 567852.8922925727 2160029.0362986266, 567834.9324337576 2160189.8037105747, 567791.8472177567 2160575.49520426, 567771.667353919 2160746.5347999805, 567746.4219750802 2160961.731372532, 567725.1551294188 2161143.0142076896, 567705.6014890175 2161320.7623768016, 567685.9182388261 2161485.662301607, 567663.4027598542 2161675.6385509185, 567642.280549049 2161871.817139865, 567620.524373727 2162060.944251222, 567606.6365291036 2162166.4298513993, 567595.1774978545 2162276.0522860186, 567574.0126442065 2162458.7965522846, 567561.4173852083 2162572.1661780523, 567545.0893970327 2162721.353992056, 567525.6925269983 2162886.0893086754, 567503.2591229235 2163029.9092657855, 567567.574704365 2163165.888793707, 567638.1046015575 2163331.0513691367, 567703.4101305144 2163479.318674334, 567775.2353348982 2163650.7834637254, 567848.5894469566 2163816.997964493, 567929.9949423734 2164006.1724454868, 567976.545722167 2164114.354689297, 568069.0611434346 2164327.1651617493, 568142.9592818753 2164497.776506807, 568217.0379430006 2164670.1816432104, 568283.8220985306 2164824.1673696646, 568348.8054399125 2164979.7400764376, 568421.8699569249 2165144.716989948, 568479.5137697851 2165279.778747278, 568553.9141181232 2165454.079181567, 568627.609594597 2165625.8099448746, 568707.9621320573 2165808.8873439175, 568779.681204107 2165978.2984778876, 568846.6916395908 2166141.749323682, 568873.1472650912 2166282.4473476326, 568896.5077332573 2166412.4325030013, 568927.1366571736 2166594.025369611, 568956.5349400282 2166773.6438172464, 568986.881513335 2166954.6714294273, 569016.477005318 2167134.478967177, 569046.8923872623 2167319.0703831026, 569075.9474198036 2167491.8268464715, 569105.8193814469 2167672.853043885, 569135.9514106829 2167856.9678322105, 569164.826612074 2168026.9130711164, 569193.2108258639 2168201.637128273, 569219.9518109236 2168361.8138669054, 569251.2076227035 2168547.526944334, 569279.4183119915 2168717.8351781047, 569307.9336902071 2168882.4234260577, 569338.969311875 2169075.7274226574, 569371.9762537617 2169274.2735214373, 569404.88185612 2169471.701659631, 569439.7302169923 2169681.697685043, 569473.5640759857 2169882.6819609418, 569503.8968410692 2170075.0542629934, 569529.564838854 2170256.0987997055) | line | [10 empty] | 3 | 1 |  |  | 2170 | 2160 | 1 | FALSE | FALSE | 1 | TRUE | TRUE | 2170 | 2160 | 569948.7661 | 2155651.2761 | 569529.5648 | 2170256.0988 | 2170 | 569948.7661 | 2155651.2761 | 2160 | 569529.5648 | 2170256.0988
VN | 1047505693 | LINEVN2143 | 110 | 18.8546 | [5 empty] | 50 |  | LINESTRING (569948.7660627909 2155651.276060119, 569765.6506940209 2155838.623781956, 569637.7243997679 2155964.24943647, 569575.1688026992 2156026.88543262, 569507.8289805168 2156097.526112452, 569402.1054082804 2156205.643907973, 569305.04486782 2156307.178084598, 569183.5536592965 2156428.4161792654, 569064.9386453436 2156552.5764719034, 568793.7083199782 2156829.9617598974, 568668.132220353 2156959.2990102717, 568564.1654000306 2157066.1666329294, 568483.9965730144 2157148.7577562095, 568355.3514671394 2157280.5752769317, 568223.4457977167 2157414.915451262, 568136.5057611985 2157513.0192008973, 568096.8604974527 2157813.1370585095, 568074.6307799983 2157994.9356161514, 568052.9411219596 2158194.951090723, 568032.2687206273 2158370.237685954, 568011.1621628617 2158560.5394062307, 567990.1196111501 2158745.1091631497, 567960.7106877709 2158997.48269037, 567940.506645058 2159174.176638497, 567928.785103428 2159277.4346491117, 567915.798428764 2159393.447140607, 567899.5037871128 2159532.520036438, 567885.3641388308 2159653.8731537857, 567859.7711281055 2159882.7015905958, 567843.8466137619 2160026.755732769, 567824.8537505659 2160188.8250568034, 567780.0609272239 2160571.1349545927, 567761.1910304532 2160745.366546897, 567736.1967248057 2160960.7853990444, 567715.1500393238 2161142.135469311, 567695.0376532032 2161320.6340382216, 567676.4875308177 2161485.527174125, 567654.2648992842 2161672.9814532087, 567631.8146606033 2161870.837102849, 567609.9494426304 2162061.092559907, 567597.0064900785 2162166.39359843, 567585.0884491797 2162275.3503403803, 567562.6882852401 2162457.448129567, 567550.7536343868 2162570.908775509, 567534.344645832 2162719.3437926923, 567515.6017381251 2162883.1520196563, 567503.2591229235 2163029.9092657855, 567557.277932774 2163170.3428959344, 567628.0805910573 2163335.517523037, 567693.3984266119 2163483.3200575225, 567766.4418958575 2163654.413155791, 567838.3803963298 2163820.522671099, 567920.2175863198 2164009.2892890144, 567968.0401203638 2164119.5788987605, 568059.6158860945 2164331.257009782, 568133.1231476441 2164502.6193302483, 568207.0248754744 2164674.680699485, 568273.137989564 2164828.6195675456, 568339.9373671508 2164983.8229038175, 568411.465937577 2165150.0222679097, 568469.7781950013 2165285.8390450473, 568543.6107205322 2165457.7912304606, 568617.9663161474 2165629.712601588, 568697.6654445133 2165813.6284835176, 568770.9798334938 2165982.7690400723, 568846.6916395908 2166141.749323682, 568864.9172605006 2166284.374441268, 568885.7342976638 2166415.7662835256, 568916.8399502803 2166596.1436772114, 568947.4805488372 2166774.549600241, 568976.5871768115 2166956.225327767, 569006.4644775748 2167136.4101830153, 569036.7042339942 2167320.336927555, 569065.745930017 2167493.856890603, 569097.7928215527 2167673.8512326786, 569126.3320271388 2167857.672133438, 569154.1654880291 2168028.5539615774, 569183.5742093907 2168204.1340590464, 569209.563488826 2168363.466839325, 569241.4938383738 2168548.3304026825, 569269.1260225392 2168719.1122284858, 569296.7895709396 2168884.350068337, 569328.9657773476 2169078.3113703122, 569361.1162227672 2169276.013091063, 569395.0687371319 2169473.910049474, 569429.2457248848 2169684.00304337, 569462.6201271852 2169884.5207282114, 569494.7891967834 2170076.590286728, 569529.564838854 2170256.0987997055) | line | [10 empty] | 3 | 1 |  |  | 2170 | 2160 | 1 | FALSE | FALSE | 1 | TRUE | TRUE | 2170 | 2160 | 569948.7661 | 2155651.2761 | 569529.5648 | 2170256.0988 | 2170 | 569948.7661 | 2155651.2761 | 2160 | 569529.5648 | 2170256.0988
VN | 1047505694 | LINEVN2144 | 110 | 3.0768 | [5 empty] | 50 |  | LINESTRING (571798.701395909 2147160.822862456, 571469.4429408957 2147687.8134846278, 571266.2017829341 2148019.0822535944, 571161.6544813839 2148187.4724366553, 571065.5612980169 2148342.2740718685, 570989.7177748054 2148463.1828351496, 570639.95156019 2149030.155136955, 570570.7457155421 2149146.3773337533, 570453.9098091648 2149343.816056109) | line | [10 empty] | 3 | 1 |  |  | 2171 | 2172 | 1 | FALSE | FALSE | 1 | TRUE | TRUE | 2171 | 2172 | 571798.7014 | 2147160.8229 | 570453.9098 | 2149343.8161 | 2171 | 571798.7014 | 2147160.8229 | 2172 | 570453.9098 | 2149343.8161
VN | 1047505695 | LINEVN2145 | 110 | 3.0769 | [5 empty] | 50 |  | LINESTRING (571798.701395909 2147160.822862456, 571476.4008587439 2147693.8498559776, 571274.682663682 2148024.9364296887, 571169.7592419141 2148192.849244939, 571074.0446508742 2148347.475270314, 570997.82132714 2148468.847283587, 570651.5592473964 2149033.6641829857, 570578.1570391577 2149151.828646172, 570453.9098091648 2149343.816056109) | line | [10 empty] | 3 | 1 |  |  | 2171 | 2172 | 1 | FALSE | FALSE | 1 | TRUE | TRUE | 2171 | 2172 | 571798.7014 | 2147160.8229 | 570453.9098 | 2149343.8161 | 2171 | 571798.7014 | 2147160.8229 | 2172 | 570453.9098 | 2149343.8161
VN | 1047505696 | LINEVN2146a | 110 | 0.495 | [5 empty] | 50 | 6 cables - 2 systems | LINESTRING (570453.9098091648 2149343.816056109, 570294.0462350707 2149508.7862079046, 570166.7129603082 2149639.9111575796) | line | [10 empty] | 6 | 2 |  |  | 2172 | 2173 | 1 | FALSE | FALSE | 2 | TRUE | TRUE | 2172 | 2173 | 570453.9098 | 2149343.8161 | 570166.713 | 2149639.9112 | 2172 | 570453.9098 | 2149343.8161 | 2173 | 570166.713 | 2149639.9112
VN | 1047505696 | LINEVN2146b | 110 | 0.495 | [5 empty] | 50 | 6 cables - 2 systems | LINESTRING (570453.9098091648 2149343.816056109, 570294.0462350707 2149508.7862079046, 570166.7129603082 2149639.9111575796) | line | [10 empty] | 6 | 2 |  |  | 2172 | 2173 | 1 | FALSE | FALSE | 2 | TRUE | TRUE | 2172 | 2173 | 570453.9098 | 2149343.8161 | 570166.713 | 2149639.9112 | 2172 | 570453.9098 | 2149343.8161 | 2173 | 570166.713 | 2149639.9112
VN | 1047505698 | LINEVN2147 | 220 | 31.0992 | [5 empty] | 50 |  | LINESTRING (570852.4510344601 2174079.8726274157, 570910.6053953542 2174063.41547739, 571165.2375169588 2173945.465396253, 571300.9066334778 2173884.7876178734, 571545.5206031239 2173774.947639536, 571777.9405697685 2173671.4471875383, 572019.5118004566 2173561.1143653085, 572135.999613849 2173791.532860423, 572320.4469246436 2174141.5452470337, 572488.9696919154 2174466.606914489, 572625.8227240526 2174728.363496834, 572666.3780724761 2175053.681662045, 572712.6614505555 2175464.9319711514, 572750.5819171814 2175785.1051296033, 572568.9895792288 2176084.818479371, 572409.358995809 2176346.8862480265, 572516.9894674052 2176540.3441024716, 572673.8665487623 2176843.2068954995, 572829.164759064 2177125.8243976, 572965.3670184922 2177386.3652388025, 573093.093592285 2177621.9841331355, 572948.822786035 2177978.839039813, 572782.1920585363 2178371.3482795437, 572606.4635555699 2178791.4105261923, 572443.0827329087 2179184.6884861714, 572247.1414995673 2179555.9794416227, 572060.556005155 2179898.9027068163, 571898.123771855 2180200.171651308, 571741.633324687 2180495.0252574235, 571788.7467217539 2180633.556930596, 571878.663712339 2181050.7821521014, 571933.1428791179 2181271.8667213996, 571924.2966968168 2181686.889634947, 571920.7218076286 2182119.939178139, 571917.8917031221 2182542.368105544, 571912.7051484071 2182990.340171509, 571909.364772804 2183398.9232274946, 571710.7453261927 2183587.954909717, 571450.9301542541 2183831.4883282543, 571202.3940349973 2184067.6781583717, 570964.0158876902 2184293.708586313, 570932.4837112457 2184625.598938817, 570893.3156031799 2185038.5983425826, 570858.8134896007 2185409.0106122773, 570826.7322418126 2185774.2646503863, 570794.9890846689 2186123.3077791557, 570765.350143444 2186438.827968631, 570643.537741485 2186755.928668237, 570510.937075141 2187102.6011977214, 570366.58195078 2187474.492819315, 570238.8237067078 2187807.198430384, 570283.1736280298 2188172.5575583386, 570329.1543415738 2188546.1348146573, 570371.2058436406 2188893.070771019, 570415.9540168978 2189264.6960535324, 570455.3765305132 2189594.8231536546, 570504.6850975244 2190016.996946735, 570554.1165390294 2190426.0467233844, 570593.9298884876 2190745.9618464755, 570417.2021002286 2191034.4265697887, 570219.2794780269 2191355.200587742, 570032.6908576438 2191656.046431729, 569858.5274910077 2191938.7940541753, 569618.7761738315 2192331.2863865923, 569449.439645565 2192606.9299259824, 569538.169625835 2192900.8848001426, 569649.976837063 2193253.4178744378, 569762.0279347193 2193614.606939991, 569867.9776382943 2193955.111626572, 569978.3213473189 2194319.350248921, 570115.880356682 2194761.451549527, 570235.5606677351 2195142.3293534205, 570364.1099504184 2195516.5372741725, 570486.4574288541 2195874.376350575, 570569.9479905255 2196118.5732780937, 570662.0798772809 2196397.963916611) | line | [14 empty] | 2174 | 2175 | 1 | FALSE | FALSE | 1 | FALSE | FALSE | [6 empty] | 2174 | 570852.451 | 2174079.8726 | 2175 | 570662.0799 | 2196397.9639
VN | 1047505699 | LINEVN2148 | 110 | 1.4901 | [5 empty] | 50 |  | LINESTRING (570166.7129603082 2149639.9111575796, 570132.1733025217 2149802.7359822043, 570082.4754116887 2150003.536153316, 570040.4341681321 2150179.1908358485, 569997.0599646249 2150360.406687179, 569956.2340678566 2150526.217475525, 569913.6689873241 2150699.4801584673, 569873.9143668958 2150846.51615465) | line | [10 empty] | 3 | 1 |  |  | 2173 | 2176 | 1 | FALSE | FALSE | 1 | TRUE | TRUE | 2173 | 2176 | 570166.713 | 2149639.9112 | 569873.9144 | 2150846.5162 | 2173 | 570166.713 | 2149639.9112 | 2176 | 569873.9144 | 2150846.5162
VN | 1047505700 | LINEVN2149 | 110 | 1.4901 | [5 empty] | 50 |  | LINESTRING (570166.7129603082 2149639.9111575796, 570123.4094282821 2149799.6034695855, 570072.3877150666 2150000.719442652, 570030.3456212028 2150176.617595192, 569986.8112703584 2150358.552141097, 569946.3626736134 2150524.5414673793, 569906.9780935851 2150697.8607446672, 569873.9143668958 2150846.51615465) | line | [10 empty] | 3 | 1 |  |  | 2173 | 2176 | 1 | FALSE | FALSE | 1 | TRUE | TRUE | 2173 | 2176 | 570166.713 | 2149639.9112 | 569873.9144 | 2150846.5162 | 2173 | 570166.713 | 2149639.9112 | 2176 | 569873.9144 | 2150846.5162
VN | 1047505701 | LINEVN2150a | 110 | 1.0996 | [5 empty] | 50 | 6 cables - 2 systems | LINESTRING (569873.9143668958 2150846.51615465, 569756.8964538547 2151193.560626289, 569697.9840996071 2151363.2305809646, 569663.0168864188 2151467.282735126, 569581.0497190733 2151714.769286818) | line | [10 empty] | 6 | 2 |  |  | 2176 | 2177 | 1 | FALSE | FALSE | 2 | TRUE | TRUE | 2176 | 2177 | 569873.9144 | 2150846.5162 | 569581.0497 | 2151714.7693 | 2176 | 569873.9144 | 2150846.5162 | 2177 | 569581.0497 | 2151714.7693
VN | 1047505701 | LINEVN2150b | 110 | 1.0996 | [5 empty] | 50 | 6 cables - 2 systems | LINESTRING (569873.9143668958 2150846.51615465, 569756.8964538547 2151193.560626289, 569697.9840996071 2151363.2305809646, 569663.0168864188 2151467.282735126, 569581.0497190733 2151714.769286818) | line | [10 empty] | 6 | 2 |  |  | 2176 | 2177 | 1 | FALSE | FALSE | 2 | TRUE | TRUE | 2176 | 2177 | 569873.9144 | 2150846.5162 | 569581.0497 | 2151714.7693 | 2176 | 569873.9144 | 2150846.5162 | 2177 | 569581.0497 | 2151714.7693
VN | 1047505702 | LINEVN2151a | 110 | 4.4479 | [5 empty] | 50 | 6 cables - 2 systems | LINESTRING (569329.3097082115 2152453.0588609097, 569236.4737362558 2152728.8343152036, 569169.9135017862 2152921.925589051, 569070.3181237141 2153215.403806812, 568996.043482959 2153428.6396232066, 569138.8759430619 2153656.1299281386, 569198.5377924804 2153755.743326424, 569346.9800213873 2153996.8572960114, 569489.1418514447 2154221.714501693, 569617.7967054073 2154426.612905396, 569840.1638752533 2154784.100719777, 569915.2230977005 2154905.6321262247, 570093.6665856951 2155193.6903905836, 570210.1769718917 2155384.8355274517, 569948.7660627909 2155651.276060119) | line | [10 empty] | 6 | 2 |  |  | 2178 | 2170 | 1 | FALSE | FALSE | 2 | TRUE | TRUE | 2178 | 2170 | 569329.3097 | 2152453.0589 | 569948.7661 | 2155651.2761 | 2178 | 569329.3097 | 2152453.0589 | 2170 | 569948.7661 | 2155651.2761
VN | 1047505702 | LINEVN2151b | 110 | 4.4479 | [5 empty] | 50 | 6 cables - 2 systems | LINESTRING (569329.3097082115 2152453.0588609097, 569236.4737362558 2152728.8343152036, 569169.9135017862 2152921.925589051, 569070.3181237141 2153215.403806812, 568996.043482959 2153428.6396232066, 569138.8759430619 2153656.1299281386, 569198.5377924804 2153755.743326424, 569346.9800213873 2153996.8572960114, 569489.1418514447 2154221.714501693, 569617.7967054073 2154426.612905396, 569840.1638752533 2154784.100719777, 569915.2230977005 2154905.6321262247, 570093.6665856951 2155193.6903905836, 570210.1769718917 2155384.8355274517, 569948.7660627909 2155651.276060119) | line | [10 empty] | 6 | 2 |  |  | 2178 | 2170 | 1 | FALSE | FALSE | 2 | TRUE | TRUE | 2178 | 2170 | 569329.3097 | 2152453.0589 | 569948.7661 | 2155651.2761 | 2178 | 569329.3097 | 2152453.0589 | 2170 | 569948.7661 | 2155651.2761
VN | 1047505703 | LINEVN2152 | 110 | 0.93615 | [5 empty] | 50 |  | LINESTRING (569581.0497190733 2151714.769286818, 569452.3788569192 2152073.3015743317, 569329.3097082115 2152453.0588609097) | line | [10 empty] | 3 | 1 |  |  | 2177 | 2178 | 1 | FALSE | FALSE | 1 | TRUE | TRUE | 2177 | 2178 | 569581.0497 | 2151714.7693 | 569329.3097 | 2152453.0589 | 2177 | 569581.0497 | 2151714.7693 | 2178 | 569329.3097 | 2152453.0589
VN | 1047505704 | LINEVN2153 | 110 | 0.93607 | [5 empty] | 50 |  | LINESTRING (569581.0497190733 2151714.769286818, 569461.0530635829 2152077.6507266234, 569329.3097082115 2152453.0588609097) | line | [10 empty] | 3 | 1 |  |  | 2177 | 2178 | 1 | FALSE | FALSE | 1 | TRUE | TRUE | 2177 | 2178 | 569581.0497 | 2151714.7693 | 569329.3097 | 2152453.0589 | 2177 | 569581.0497 | 2151714.7693 | 2178 | 569329.3097 | 2152453.0589
VN | 1047505705 | LINEVN2154 | 110 | 3.6075 | [5 empty] | 50 |  | LINESTRING (573349.3849527371 2144641.959028001, 573361.4787429131 2144780.1348446943, 573359.089375677 2144903.412413176, 573159.2555365072 2145196.5968028726, 572980.7241607055 2145455.497833908, 572868.5362039289 2145618.1379457237, 572752.4950982846 2145786.4069233555, 572432.5083806738 2146250.4635537565, 572306.7653370277 2146433.9343658513, 572216.9134887571 2146564.4651977587, 572108.91977625 2146721.3499420667, 572005.7610100261 2146869.46806125, 571798.701395909 2147160.822862456) | line | [10 empty] | 3 | 1 |  |  | 1637 | 2171 | 1 | FALSE | FALSE | 1 | TRUE | TRUE | 1637 | 2171 | 573349.385 | 2144641.959 | 571798.7014 | 2147160.8229 | 1637 | 573349.385 | 2144641.959 | 2171 | 571798.7014 | 2147160.8229
VN | 1047505706 | LINEVN2155 | 110 | 3.608 | [5 empty] | 50 |  | LINESTRING (573349.3849527371 2144641.959028001, 573345.6975507769 2144782.4169502105, 573359.089375677 2144903.412413176, 573150.2110158245 2145189.710364071, 572973.0990906429 2145448.1524247136, 572859.6601508386 2145611.1637947434, 572744.311367801 2145779.6126655675, 572423.0917835766 2146244.793241504, 572298.4834966041 2146428.080525294, 572208.8748904597 2146558.18078988, 572100.2585801423 2146715.8598570433, 571997.2790484192 2146863.801679238, 571798.701395909 2147160.822862456) | line | [10 empty] | 3 | 1 |  |  | 1637 | 2171 | 1 | FALSE | FALSE | 1 | TRUE | TRUE | 1637 | 2171 | 573349.385 | 2144641.959 | 571798.7014 | 2147160.8229 | 1637 | 573349.385 | 2144641.959 | 2171 | 571798.7014 | 2147160.8229
VN | 1047505707 | LINEVN2156a | 110 | 0.55999 | [5 empty] | 50 | 6 cables - 2 systems | LINESTRING (573331.4363769446 2144175.6613973677, 573339.6243198 2144344.9944532583, 573349.3849527371 2144641.959028001) | line | [10 empty] | 6 | 2 |  |  | 2179 | 1637 | 1 | FALSE | FALSE | 2 | TRUE | TRUE | 2179 | 1637 | 573331.4364 | 2144175.6614 | 573349.385 | 2144641.959 | 2179 | 573331.4364 | 2144175.6614 | 1637 | 573349.385 | 2144641.959
VN | 1047505707 | LINEVN2156b | 110 | 0.55999 | [5 empty] | 50 | 6 cables - 2 systems | LINESTRING (573331.4363769446 2144175.6613973677, 573339.6243198 2144344.9944532583, 573349.3849527371 2144641.959028001) | line | [10 empty] | 6 | 2 |  |  | 2179 | 1637 | 1 | FALSE | FALSE | 2 | TRUE | TRUE | 2179 | 1637 | 573331.4364 | 2144175.6614 | 573349.385 | 2144641.959 | 2179 | 573331.4364 | 2144175.6614 | 1637 | 573349.385 | 2144641.959
VN | 1047505708 | LINEVN2157 | 110 | 0.047993 | [5 empty] | 50 |  | LINESTRING (578113.3248991442 2147449.6068111206, 578114.1391654992 2147489.5925940424) | line | [10 empty] | 3 | 1 |  |  | 1638 | 2180 | 1 | FALSE | FALSE | 1 | TRUE | FALSE | 1638 |  | 578113.3249 | 2147449.6068 |  |  | 1638 | 578113.3249 | 2147449.6068 | 2180 | 578114.1392 | 2147489.5926
VN | 1047505709 | LINEVN2158 | 110 | 0.042837 | [5 empty] | 50 |  | LINESTRING (578113.3248991442 2147449.6068111206, 578093.5944647605 2147479.356165835) | line | [10 empty] | 3 | 1 |  |  | 1638 | 2181 | 1 | FALSE | FALSE | 1 | TRUE | FALSE | 1638 |  | 578113.3249 | 2147449.6068 |  |  | 1638 | 578113.3249 | 2147449.6068 | 2181 | 578093.5945 | 2147479.3562
VN | 1047505710 | LINEVN2159 |  | 0.17792 | [5 empty] | 50 | multiple vlevels | LINESTRING (573321.5444845977 2144027.7232728545, 573331.4363769446 2144175.6613973677) | line | [14 empty] | 2182 | 2179 | 0 | FALSE | FALSE | 1 | FALSE | TRUE |  | 2179 |  |  | 573331.4364 | 2144175.6614 | 2182 | 573321.5445 | 2144027.7233 | 2179 | 573331.4364 | 2144175.6614
VN | 1047505711 | LINEVN2160 |  | 0.1777 | [5 empty] | 50 | multiple vlevels | LINESTRING (573331.7521179384 2144027.576453415, 573331.4363769446 2144175.6613973677) | line | [14 empty] | 2183 | 2179 | 0 | FALSE | FALSE | 1 | FALSE | TRUE |  | 2179 |  |  | 573331.4364 | 2144175.6614 | 2183 | 573331.7521 | 2144027.5765 | 2179 | 573331.4364 | 2144175.6614
VN | 1047505712 | LINEVN2161 |  | 0.92859 | [5 empty] | 50 | multiple vlevels | LINESTRING (573250.551718347 2141819.5357611305, 573252.2412528952 2142027.938428272, 573263.9791400763 2142400.6351679415, 573273.0214850123 2142592.9554930627) | line | [10 empty] | 3 |  |  |  | 2184 | 2185 | 0 | FALSE | FALSE | 1 | TRUE | FALSE | 2184 |  | 573250.5517 | 2141819.5358 |  |  | 2184 | 573250.5517 | 2141819.5358 | 2185 | 573273.0215 | 2142592.9555
VN | 1047505713 | LINEVN2162 |  | 0.92927 | [5 empty] | 50 | multiple vlevels | LINESTRING (573250.551718347 2141819.5357611305, 573261.934604255 2142027.9886405356, 573274.8395613336 2142400.3027970497, 573282.8501628381 2142593.227595593) | line | [10 empty] | 3 |  |  |  | 2184 | 2186 | 0 | FALSE | FALSE | 1 | TRUE | FALSE | 2184 |  | 573250.5517 | 2141819.5358 |  |  | 2184 | 573250.5517 | 2141819.5358 | 2186 | 573282.8502 | 2142593.2276
VN | 1047505714 | LINEVN2163 |  | 1.8014 | [5 empty] | 50 | multiple vlevels | LINESTRING (573171.2177190441 2139583.8103013095, 573170.2643084698 2139750.062386158, 573185.1886078742 2140128.259700883, 573192.5418668238 2140341.6755882422, 573204.4271996655 2140535.4897288433, 573205.1417441724 2140709.9043738376, 573212.1040307536 2140902.890928383, 573218.2740043087 2141083.945141074) | line | [10 empty] | 3 |  |  |  | 2187 | 2188 | 0 | FALSE | FALSE | 1 | TRUE | FALSE | 2187 |  | 573171.2177 | 2139583.8103 |  |  | 2187 | 573171.2177 | 2139583.8103 | 2188 | 573218.274 | 2141083.9451
VN | 1047505715 | LINEVN2164 |  | 2.6265 | [5 empty] | 50 | multiple vlevels | LINESTRING (573309.3660991597 2141853.0157437054, 573335.6078435716 2142163.0376677304, 573332.8634626813 2142421.0095228306, 573331.0270120173 2143015.3601864493, 573340.7209065831 2143316.274645745, 573358.0295585797 2143790.5700422623, 573367.2163345756 2144040.0254752846) | line | [14 empty] | 2189 | 2190 | 0 | FALSE | FALSE | 1 | FALSE | FALSE | [6 empty] | 2189 | 573309.3661 | 2141853.0157 | 2190 | 573367.2163 | 2144040.0255
VN | 1047505716 | LINEVN2165 |  | 1.5057 | [6 empty] | multiple vlevels | LINESTRING (579649.91281063 2138646.4069620776, 579555.7216797455 2138684.5045728874, 579244.0682423466 2138838.8878042153, 578921.6224650743 2138998.009883275, 578810.913166663 2139052.7604327677, 578523.4066572418 2139198.4185046204) | line | [14 empty] | 2191 | 2192 | 0 | FALSE | FALSE | 1 | FALSE | FALSE | [6 empty] | 2191 | 579649.9128 | 2138646.407 | 2192 | 578523.4067 | 2139198.4185
VN | 1047505717 | LINEVN2166 |  | 1.8026 | [5 empty] | 50 | multiple vlevels | LINESTRING (573171.2177190441 2139583.8103013095, 573181.4211624747 2139749.542973848, 573195.5811771237 2140127.0732633737, 573202.7515695468 2140341.5286287507, 573204.4271996655 2140535.4897288433, 573215.2473726302 2140709.4692923003, 573221.324289406 2140903.2047733604, 573228.2904485099 2141084.7380448957) | line | [10 empty] | 3 |  |  |  | 2187 | 2193 | 0 | FALSE | FALSE | 1 | TRUE | FALSE | 2187 |  | 573171.2177 | 2139583.8103 |  |  | 2187 | 573171.2177 | 2139583.8103 | 2193 | 573228.2904 | 2141084.738
VN | 1047505718 | LINEVN2167a |  | 10.1967 | [5 empty] | 50 | multiple vlevels, 6 cables - 2 systems | LINESTRING (579809.9438588981 2138204.495750725, 579716.7034462577 2138348.5552824577, 579483.0796373966 2138656.7647286966, 579289.285539629 2138743.373889861, 579241.612914467 2138775.6561515043, 579021.5993085392 2138887.229643676, 578877.9989083854 2138947.192804666, 578588.111966402 2139071.9909773828, 578468.8128695748 2139126.5182757406, 578166.6615708398 2139117.436179327, 577541.8573986534 2139098.6794678634, 577359.3738498361 2138991.9434552463, 577150.0194581075 2138892.432076221, 576865.7760599339 2138761.2227838733, 576756.278258303 2138709.4796099495, 576552.8243178666 2138823.5869179834, 576432.6195887945 2139049.6479712664, 576369.6228030316 2139065.628060743, 575957.5418620665 2139042.5761144743, 575772.968278733 2139049.4188062837, 575553.135899813 2139058.086459981, 575139.0947753357 2139074.5840030927, 574884.1674418058 2139083.767503394, 574614.3862993978 2139095.903522239, 574490.5695823831 2139102.643664131, 574325.3921549622 2139108.485020313, 574071.7275355462 2139117.452664967, 573805.0306254874 2139125.7622585986, 573631.3364661188 2139411.158525413, 573551.7143411932 2139541.769190379, 573454.685427424 2139701.800736315, 573340.7297186636 2139889.661852292, 573296.9900871994 2139911.2742624967, 573297.6898130587 2140031.963198971, 573306.6374890663 2140305.418822687, 573315.4143573428 2140589.851353504, 573321.7817219851 2140862.245460911) | line | [10 empty] | 6 | 2 |  |  | 2194 | 2195 | 0 | FALSE | FALSE | 2 | FALSE | FALSE | [6 empty] | 2194 | 579809.9439 | 2138204.4958 | 2195 | 573321.7817 | 2140862.2455
VN | 1047505718 | LINEVN2167b |  | 10.1967 | [5 empty] | 50 | multiple vlevels, 6 cables - 2 systems | LINESTRING (579809.9438588981 2138204.495750725, 579716.7034462577 2138348.5552824577, 579483.0796373966 2138656.7647286966, 579289.285539629 2138743.373889861, 579241.612914467 2138775.6561515043, 579021.5993085392 2138887.229643676, 578877.9989083854 2138947.192804666, 578588.111966402 2139071.9909773828, 578468.8128695748 2139126.5182757406, 578166.6615708398 2139117.436179327, 577541.8573986534 2139098.6794678634, 577359.3738498361 2138991.9434552463, 577150.0194581075 2138892.432076221, 576865.7760599339 2138761.2227838733, 576756.278258303 2138709.4796099495, 576552.8243178666 2138823.5869179834, 576432.6195887945 2139049.6479712664, 576369.6228030316 2139065.628060743, 575957.5418620665 2139042.5761144743, 575772.968278733 2139049.4188062837, 575553.135899813 2139058.086459981, 575139.0947753357 2139074.5840030927, 574884.1674418058 2139083.767503394, 574614.3862993978 2139095.903522239, 574490.5695823831 2139102.643664131, 574325.3921549622 2139108.485020313, 574071.7275355462 2139117.452664967, 573805.0306254874 2139125.7622585986, 573631.3364661188 2139411.158525413, 573551.7143411932 2139541.769190379, 573454.685427424 2139701.800736315, 573340.7297186636 2139889.661852292, 573296.9900871994 2139911.2742624967, 573297.6898130587 2140031.963198971, 573306.6374890663 2140305.418822687, 573315.4143573428 2140589.851353504, 573321.7817219851 2140862.245460911) | line | [10 empty] | 6 | 2 |  |  | 2194 | 2195 | 0 | FALSE | FALSE | 2 | FALSE | FALSE | [6 empty] | 2194 | 579809.9439 | 2138204.4958 | 2195 | 573321.7817 | 2140862.2455
VN | 1047505719 | LINEVN2168 |  | 2.0358 | [5 empty] | 50 | multiple vlevels | LINESTRING (573107.9615478169 2139360.1990358764, 573205.7827679657 2139378.5310314232, 573357.6921905908 2139408.7344472185, 573513.7592861889 2139441.866345071, 573664.3439529391 2139472.155531806, 573862.06073599 2139509.5870648506, 574066.925765331 2139553.158385515, 574183.1444699642 2139577.402562138, 574316.5552284232 2139602.171541627, 574471.1953627786 2139634.177221491, 574618.6390003826 2139663.87506265, 574771.1407537766 2139694.5908887847) | line | [14 empty] | 2196 | 2197 | 0 | FALSE | FALSE | 1 | FALSE | FALSE | [6 empty] | 2196 | 573107.9615 | 2139360.199 | 2197 | 574771.1408 | 2139694.5909
VN | 1047505720 | LINEVN2169 |  | 0.22834 | [5 empty] | 50 | multiple vlevels | LINESTRING (572950.6369745566 2138889.172482125, 572893.7328751279 2139070.747550664) | line | [14 empty] | 2198 | 2199 | 0 | FALSE | FALSE | 1 | TRUE | FALSE | 2198 |  | 572950.637 | 2138889.1725 |  |  | 2198 | 572950.637 | 2138889.1725 | 2199 | 572893.7329 | 2139070.7476
VN | 1047505721 | LINEVN2170 |  | 1.2212 | [5 empty] | 50 | multiple vlevels | LINESTRING (573346.6614968055 2137951.915315589, 573251.1376940964 2138159.2279996164, 573170.9893934482 2138352.1176427347, 573085.7782967804 2138555.798741022, 573012.7419664523 2138731.0562872635, 572950.6369745566 2138889.172482125) | line | [14 empty] | 2200 | 2198 | 0 | FALSE | FALSE | 1 | TRUE | TRUE | 2200 | 2198 | 573346.6615 | 2137951.9153 | 572950.637 | 2138889.1725 | 2200 | 573346.6615 | 2137951.9153 | 2198 | 572950.637 | 2138889.1725
VN | 1047505722 | LINEVN2171 | 110 | 3.5149 | [5 empty] | 50 |  | LINESTRING (575622.0710661563 2137026.1908217003, 575593.3411079823 2137025.7836586894, 575340.5809334508 2137017.032790598, 575099.3384112506 2137009.837984058, 574860.3831462518 2137000.7745738984, 574574.64623866 2136989.6411917577, 574226.1681974893 2136976.9392707837, 573968.0160461396 2136968.7498858073, 573878.2518398267 2136965.563180775, 573825.5257510042 2136965.725311361, 573744.6569616006 2136981.2769293888, 573598.3747801853 2137351.926670353, 573346.6614968055 2137951.915315589) | line | [14 empty] | 2201 | 2200 | 1 | FALSE | FALSE | 1 | FALSE | TRUE |  | 2200 |  |  | 573346.6615 | 2137951.9153 | 2201 | 575622.0711 | 2137026.1908 | 2200 | 573346.6615 | 2137951.9153
VN | 1047505723 | LINEVN2172 |  | 1.2212 | [5 empty] | 50 | multiple vlevels | LINESTRING (573346.6614968055 2137951.915315589, 573260.5911556777 2138164.5777859366, 573180.6066199907 2138355.907743481, 573095.6364445724 2138559.7336279936, 573022.790970993 2138734.5271328674, 572950.6369745566 2138889.172482125) | line | [14 empty] | 2200 | 2198 | 0 | FALSE | FALSE | 1 | TRUE | TRUE | 2200 | 2198 | 573346.6615 | 2137951.9153 | 572950.637 | 2138889.1725 | 2200 | 573346.6615 | 2137951.9153 | 2198 | 572950.637 | 2138889.1725
VN | 1047549880 | LINEVN2173 | 110 | 0.041561 | [5 empty] | 50 |  | LINESTRING (582733.3045803625 2173634.4671076625, 582736.5781078616 2173599.9875899637) | line | [10 empty] | 3 | 1 |  |  | 2202 | 2203 | 1 | FALSE | FALSE | 1 | TRUE | FALSE | 2202 |  | 582733.3046 | 2173634.4671 |  |  | 2202 | 582733.3046 | 2173634.4671 | 2203 | 582736.5781 | 2173599.9876
VN | 1047549881 | LINEVN2174a | 110 | 14.193 | [5 empty] | 50 | 6 cables - 2 systems | LINESTRING (572288.6664187696 2173966.7557520345, 572404.334864649 2174188.2866823315, 572499.0190555496 2174372.1296572923, 572595.4106990392 2174555.803121752, 572815.780828038 2174493.699845525, 573077.0134886976 2174422.1165917763, 573311.5374316752 2174358.018925668, 573478.6579071981 2174310.987753813, 573683.1556994412 2174438.474891845, 573887.4708117902 2174563.816852478, 574079.8484732724 2174680.203236261, 574318.9215145736 2174654.2062109835, 574497.2520900674 2174634.034173789, 574721.3885874543 2174607.8805526947, 575008.6472438218 2174573.8831988103, 575286.5625798276 2174597.9831237546, 575505.4590413021 2174616.525702755, 575562.8379924081 2174385.3134353147, 575730.778206014 2174366.526096483, 576003.4469645087 2174338.2482766313, 576252.3564141878 2174311.0903855097, 576450.7768420117 2174289.153259127, 576665.0574601705 2174265.2280666, 576898.2980620428 2174240.1255153026, 577283.3776384159 2174257.491989585, 577529.4830054839 2174266.1508704145, 577753.623214106 2174275.2818498984, 578017.8682776697 2174287.9661898557, 578274.956494043 2174297.435909013, 578491.362072579 2174305.9778698157, 578702.0947943615 2174314.7851776066, 578950.45773096 2174327.225216103, 579024.6828870233 2173985.8298802488, 579315.3369845261 2173966.3137534717, 579554.8661685148 2173950.6911930027, 579802.0300881545 2173955.7340237834, 579848.9264478993 2174013.7886364968, 579959.8440356717 2173927.279769437, 580230.0540993385 2173798.83611866, 580446.2182503651 2173694.7980888295, 580661.7299676143 2173589.553381372, 580869.4781725055 2173449.0178941353, 581089.3188573797 2173303.6703191693, 581327.5042862677 2173150.5183765898, 581496.7156779584 2173225.1481675487, 581746.5537475892 2173335.4509718916, 581995.8806349846 2173446.8395886053, 582286.0766583732 2173550.2750852816, 582505.0509130352 2173626.61603668, 582705.1878363942 2173697.5273061516, 582733.3045803625 2173634.4671076625) | line | [10 empty] | 6 | 2 |  |  | 2204 | 2202 | 1 | FALSE | FALSE | 2 | TRUE | TRUE | 2204 | 2202 | 572288.6664 | 2173966.7558 | 582733.3046 | 2173634.4671 | 2204 | 572288.6664 | 2173966.7558 | 2202 | 582733.3046 | 2173634.4671
VN | 1047549881 | LINEVN2174b | 110 | 14.193 | [5 empty] | 50 | 6 cables - 2 systems | LINESTRING (572288.6664187696 2173966.7557520345, 572404.334864649 2174188.2866823315, 572499.0190555496 2174372.1296572923, 572595.4106990392 2174555.803121752, 572815.780828038 2174493.699845525, 573077.0134886976 2174422.1165917763, 573311.5374316752 2174358.018925668, 573478.6579071981 2174310.987753813, 573683.1556994412 2174438.474891845, 573887.4708117902 2174563.816852478, 574079.8484732724 2174680.203236261, 574318.9215145736 2174654.2062109835, 574497.2520900674 2174634.034173789, 574721.3885874543 2174607.8805526947, 575008.6472438218 2174573.8831988103, 575286.5625798276 2174597.9831237546, 575505.4590413021 2174616.525702755, 575562.8379924081 2174385.3134353147, 575730.778206014 2174366.526096483, 576003.4469645087 2174338.2482766313, 576252.3564141878 2174311.0903855097, 576450.7768420117 2174289.153259127, 576665.0574601705 2174265.2280666, 576898.2980620428 2174240.1255153026, 577283.3776384159 2174257.491989585, 577529.4830054839 2174266.1508704145, 577753.623214106 2174275.2818498984, 578017.8682776697 2174287.9661898557, 578274.956494043 2174297.435909013, 578491.362072579 2174305.9778698157, 578702.0947943615 2174314.7851776066, 578950.45773096 2174327.225216103, 579024.6828870233 2173985.8298802488, 579315.3369845261 2173966.3137534717, 579554.8661685148 2173950.6911930027, 579802.0300881545 2173955.7340237834, 579848.9264478993 2174013.7886364968, 579959.8440356717 2173927.279769437, 580230.0540993385 2173798.83611866, 580446.2182503651 2173694.7980888295, 580661.7299676143 2173589.553381372, 580869.4781725055 2173449.0178941353, 581089.3188573797 2173303.6703191693, 581327.5042862677 2173150.5183765898, 581496.7156779584 2173225.1481675487, 581746.5537475892 2173335.4509718916, 581995.8806349846 2173446.8395886053, 582286.0766583732 2173550.2750852816, 582505.0509130352 2173626.61603668, 582705.1878363942 2173697.5273061516, 582733.3045803625 2173634.4671076625) | line | [10 empty] | 6 | 2 |  |  | 2204 | 2202 | 1 | FALSE | FALSE | 2 | TRUE | TRUE | 2204 | 2202 | 572288.6664 | 2173966.7558 | 582733.3046 | 2173634.4671 | 2204 | 572288.6664 | 2173966.7558 | 2202 | 582733.3046 | 2173634.4671
VN | 1047549882 | LINEVN2175 | 110 | 0.34661 | [5 empty] | 50 |  | LINESTRING (572068.678351081 2173863.02644603, 572149.3573565502 2173853.4147015535, 572185.1698453142 2173835.1782064806, 572288.6664187696 2173966.7557520345) | line | [10 empty] | 3 | 1 |  |  | 2205 | 2204 | 1 | FALSE | FALSE | 1 | TRUE | TRUE | 2205 | 2204 | 572068.6784 | 2173863.0264 | 572288.6664 | 2173966.7558 | 2205 | 572068.6784 | 2173863.0264 | 2204 | 572288.6664 | 2173966.7558
VN | 1047549883 | LINEVN2176 | 110 | 0.40447 | [5 empty] | 50 |  | LINESTRING (572068.678351081 2173863.02644603, 572137.9408471837 2173830.0185060864, 572201.5360220894 2173798.592531945, 572288.6664187696 2173966.7557520345) | line | [10 empty] | 3 | 1 |  |  | 2205 | 2204 | 1 | FALSE | FALSE | 1 | TRUE | TRUE | 2205 | 2204 | 572068.6784 | 2173863.0264 | 572288.6664 | 2173966.7558 | 2205 | 572068.6784 | 2173863.0264 | 2204 | 572288.6664 | 2173966.7558
VN | 1047549884 | LINEVN2177a | 110 | 0.71882 | [5 empty] | 50 | 6 cables - 2 systems | LINESTRING (571537.8282758158 2174140.5385505157, 571723.1584603488 2174043.1345729325, 571909.7203500844 2173944.973837925, 572068.678351081 2173863.02644603) | line | [10 empty] | 6 | 2 |  |  | 2206 | 2205 | 1 | FALSE | FALSE | 2 | TRUE | TRUE | 2206 | 2205 | 571537.8283 | 2174140.5386 | 572068.6784 | 2173863.0264 | 2206 | 571537.8283 | 2174140.5386 | 2205 | 572068.6784 | 2173863.0264
VN | 1047549884 | LINEVN2177b | 110 | 0.71882 | [5 empty] | 50 | 6 cables - 2 systems | LINESTRING (571537.8282758158 2174140.5385505157, 571723.1584603488 2174043.1345729325, 571909.7203500844 2173944.973837925, 572068.678351081 2173863.02644603) | line | [10 empty] | 6 | 2 |  |  | 2206 | 2205 | 1 | FALSE | FALSE | 2 | TRUE | TRUE | 2206 | 2205 | 571537.8283 | 2174140.5386 | 572068.6784 | 2173863.0264 | 2206 | 571537.8283 | 2174140.5386 | 2205 | 572068.6784 | 2173863.0264
VN | 1047549885 | LINEVN2178 | 110 | 0.33083 | [5 empty] | 50 |  | LINESTRING (571282.2238903915 2174242.079093222, 571338.3234575769 2174222.992403807, 571373.6745783548 2174201.753500864, 571537.8282758158 2174140.5385505157) | line | [10 empty] | 3 | 1 |  |  | 2207 | 2206 | 1 | FALSE | FALSE | 1 | TRUE | TRUE | 2207 | 2206 | 571282.2239 | 2174242.0791 | 571537.8283 | 2174140.5386 | 2207 | 571282.2239 | 2174242.0791 | 2206 | 571537.8283 | 2174140.5386
VN | 1047549886 | LINEVN2179 | 110 | 0.3507 | [5 empty] | 50 |  | LINESTRING (571282.2238903915 2174242.079093222, 571355.538299964 2174256.813632701, 571393.8785398941 2174243.0897177015, 571537.8282758158 2174140.5385505157) | line | [10 empty] | 3 | 1 |  |  | 2207 | 2206 | 1 | FALSE | FALSE | 1 | TRUE | TRUE | 2207 | 2206 | 571282.2239 | 2174242.0791 | 571537.8283 | 2174140.5386 | 2207 | 571282.2239 | 2174242.0791 | 2206 | 571537.8283 | 2174140.5386
VN | 1047549887 | LINEVN2180a | 110 | 0.595 | [5 empty] | 50 | 6 cables - 2 systems | LINESTRING (570794.565319325 2174192.508710383, 570857.0787285138 2174173.8222173913, 571045.2922828608 2174204.294571239, 571282.2238903915 2174242.079093222) | line | [10 empty] | 6 | 2 |  |  | 2208 | 2207 | 1 | FALSE | FALSE | 2 | FALSE | TRUE |  | 2207 |  |  | 571282.2239 | 2174242.0791 | 2208 | 570794.5653 | 2174192.5087 | 2207 | 571282.2239 | 2174242.0791
VN | 1047549887 | LINEVN2180b | 110 | 0.595 | [5 empty] | 50 | 6 cables - 2 systems | LINESTRING (570794.565319325 2174192.508710383, 570857.0787285138 2174173.8222173913, 571045.2922828608 2174204.294571239, 571282.2238903915 2174242.079093222) | line | [10 empty] | 6 | 2 |  |  | 2208 | 2207 | 1 | FALSE | FALSE | 2 | FALSE | TRUE |  | 2207 |  |  | 571282.2239 | 2174242.0791 | 2208 | 570794.5653 | 2174192.5087 | 2207 | 571282.2239 | 2174242.0791
VN | 1047585767 | LINEVN2181a | 110 | 0.39461 | [5 empty] | 50 | 6 cables - 2 systems | LINESTRING (569749.9043404937 2192923.630356686, 569839.1039997771 2193240.1425381005) | line | [10 empty] | 6 | 2 |  |  | 2209 | 2210 | 1 | FALSE | FALSE | 2 | TRUE | TRUE | 2209 | 2210 | 569749.9043 | 2192923.6304 | 569839.104 | 2193240.1425 | 2209 | 569749.9043 | 2192923.6304 | 2210 | 569839.104 | 2193240.1425
VN | 1047585767 | LINEVN2181b | 110 | 0.39461 | [5 empty] | 50 | 6 cables - 2 systems | LINESTRING (569749.9043404937 2192923.630356686, 569839.1039997771 2193240.1425381005) | line | [10 empty] | 6 | 2 |  |  | 2209 | 2210 | 1 | FALSE | FALSE | 2 | TRUE | TRUE | 2209 | 2210 | 569749.9043 | 2192923.6304 | 569839.104 | 2193240.1425 | 2209 | 569749.9043 | 2192923.6304 | 2210 | 569839.104 | 2193240.1425
VN | 1047585768 | LINEVN2182 | 110 | 3.9362 | [5 empty] | 50 |  | LINESTRING (569839.1039997771 2193240.1425381005, 569883.7227426466 2193415.812169238, 569931.1916013546 2193585.5062428955, 569981.0575151707 2193765.7896220163, 570029.3830129754 2193932.853634677, 570081.0044049828 2194113.55384619, 570128.7102537763 2194280.571531626, 570179.3393741746 2194460.0951704755, 570226.6931691327 2194633.5193907237, 570274.7082085945 2194803.6707244962, 570327.1291862997 2194982.0733222426, 570375.7843765557 2195159.243818263, 570423.0970778711 2195328.8285517315, 570474.3428886477 2195507.0279036607, 570521.7882489228 2195679.6015354274, 570573.3501015 2195856.7844437403, 570614.0252601444 2196001.609571291, 570684.5330798592 2196247.6808243976, 570709.3539580328 2196376.8942478406, 570705.3940753003 2196400.9482484) | line | [10 empty] | 3 | 1 |  |  | 2210 | 2211 | 1 | FALSE | FALSE | 1 | TRUE | FALSE | 2210 |  | 569839.104 | 2193240.1425 |  |  | 2210 | 569839.104 | 2193240.1425 | 2211 | 570705.3941 | 2196400.9482
VN | 1047585769 | LINEVN2183 | 110 | 3.9465 | [5 empty] | 50 |  | LINESTRING (569839.1039997771 2193240.1425381005, 569893.2415490684 2193413.2380890134, 569941.0836324444 2193583.8632577183, 569991.4382475173 2193762.355820418, 570038.6300956567 2193930.0793656455, 570090.4805911438 2194111.079312358, 570138.5084247158 2194278.7401644657, 570188.9538043147 2194457.0457819123, 570235.6378016014 2194632.990546473, 570285.4621476593 2194801.046455373, 570336.0915641661 2194979.6743535716, 570385.5944610307 2195156.936786887, 570433.6106919466 2195326.004225038, 570485.1822343408 2195503.895045775, 570532.534015538 2195676.2802037266, 570583.3520155404 2195853.5487058484, 570624.8561259485 2196003.146876821, 570692.4673184457 2196243.0314181796, 570725.8313330093 2196380.235962695, 570722.9023422103 2196405.6995485397) | line | [10 empty] | 3 | 1 |  |  | 2210 | 2212 | 1 | FALSE | FALSE | 1 | TRUE | FALSE | 2210 |  | 569839.104 | 2193240.1425 |  |  | 2210 | 569839.104 | 2193240.1425 | 2212 | 570722.9023 | 2196405.6995
VN | 1047585770 | LINEVN2184 | 110 | 1.5608 | [5 empty] | 50 |  | LINESTRING (569398.1485970159 2191671.607169659, 569457.4073927979 2191863.1798456744, 569514.263300966 2192066.241482493, 569560.2634870501 2192230.5167768695, 569609.6980463078 2192405.374301079, 569660.7810989808 2192589.5122779226, 569705.1974531544 2192745.7143848017, 569749.9043404937 2192923.630356686) | line | [10 empty] | 3 | 1 |  |  | 2213 | 2209 | 1 | FALSE | FALSE | 1 | TRUE | TRUE | 2213 | 2209 | 569398.1486 | 2191671.6072 | 569749.9043 | 2192923.6304 | 2213 | 569398.1486 | 2191671.6072 | 2209 | 569749.9043 | 2192923.6304
VN | 1047585771 | LINEVN2185 | 110 | 1.5608 | [5 empty] | 50 |  | LINESTRING (569398.1485970159 2191671.607169659, 569447.698192612 2191866.0411651544, 569503.8955951487 2192068.8013847293, 569549.5071649732 2192233.3849845813, 569599.8862166016 2192407.7703310326, 569651.5449948643 2192591.9990760926, 569695.0214895627 2192747.544528197, 569749.9043404937 2192923.630356686) | line | [10 empty] | 3 | 1 |  |  | 2213 | 2209 | 1 | FALSE | FALSE | 1 | TRUE | TRUE | 2213 | 2209 | 569398.1486 | 2191671.6072 | 569749.9043 | 2192923.6304 | 2213 | 569398.1486 | 2191671.6072 | 2209 | 569749.9043 | 2192923.6304
VN | 1047585772 | LINEVN2186a | 110 | 0.30287 | [5 empty] | 50 | 6 cables - 2 systems | LINESTRING (569328.7200755426 2191428.9561565123, 569398.1485970159 2191671.607169659) | line | [10 empty] | 6 | 2 |  |  | 2214 | 2213 | 1 | FALSE | FALSE | 2 | TRUE | TRUE | 2214 | 2213 | 569328.7201 | 2191428.9562 | 569398.1486 | 2191671.6072 | 2214 | 569328.7201 | 2191428.9562 | 2213 | 569398.1486 | 2191671.6072
VN | 1047585772 | LINEVN2186b | 110 | 0.30287 | [5 empty] | 50 | 6 cables - 2 systems | LINESTRING (569328.7200755426 2191428.9561565123, 569398.1485970159 2191671.607169659) | line | [10 empty] | 6 | 2 |  |  | 2214 | 2213 | 1 | FALSE | FALSE | 2 | TRUE | TRUE | 2214 | 2213 | 569328.7201 | 2191428.9562 | 569398.1486 | 2191671.6072 | 2214 | 569328.7201 | 2191428.9562 | 2213 | 569398.1486 | 2191671.6072
VN | 1047585773 | LINEVN2187 | 110 | 1.773 | [5 empty] | 50 |  | LINESTRING (568664.4307791422 2190109.630589509, 568736.6468477517 2190269.378853712, 568784.952738143 2190374.465705486, 568878.4030967578 2190548.7610802734, 568946.5519454938 2190684.2036076216, 569019.8858760213 2190829.947446821, 569088.4898683914 2190966.2777279317, 569169.1828227764 2191123.0954079707, 569233.792855663 2191249.0414408515, 569328.7200755426 2191428.9561565123) | line | [10 empty] | 3 | 1 |  |  | 2215 | 2214 | 1 | FALSE | FALSE | 1 | TRUE | TRUE | 2215 | 2214 | 568664.4308 | 2190109.6306 | 569328.7201 | 2191428.9562 | 2215 | 568664.4308 | 2190109.6306 | 2214 | 569328.7201 | 2191428.9562
VN | 1047585774 | LINEVN2188 | 110 | 1.7727 | [5 empty] | 50 |  | LINESTRING (568664.4307791422 2190109.630589509, 568745.1509392563 2190264.166348582, 568795.0604460989 2190366.2604347146, 568886.8918916497 2190544.7659000284, 568954.4648661375 2190680.1508858143, 569029.1545245084 2190824.693796168, 569098.1169378222 2190960.416855393, 569178.340969974 2191119.29111854, 569242.0816373411 2191245.2448516106, 569328.7200755426 2191428.9561565123) | line | [10 empty] | 3 | 1 |  |  | 2215 | 2214 | 1 | FALSE | FALSE | 1 | TRUE | TRUE | 2215 | 2214 | 568664.4308 | 2190109.6306 | 569328.7201 | 2191428.9562 | 2215 | 568664.4308 | 2190109.6306 | 2214 | 569328.7201 | 2191428.9562
VN | 1047585775 | LINEVN2189 | 110 | 8.0904 | [5 empty] | 50 |  | LINESTRING (570030.2975120671 2183615.5024532583, 570018.5785394566 2183813.434955995, 570013.9223162408 2183968.667780102, 570006.2303486363 2184125.8695564186, 569999.8156853255 2184270.040112057, 569995.7824873418 2184408.1224584235, 569988.5005433613 2184737.8076736457, 569982.8316166981 2184921.422104746, 569980.662671322 2185099.5613998394, 569963.8652716475 2185666.463245013, 569960.8841976386 2185851.294678712, 569955.0882376177 2186040.6080350843, 569950.370214492 2186222.245543955, 569946.5201681005 2186409.5968063017, 569941.3700975194 2186591.8855978674, 569937.1780242656 2186770.338130461, 569936.2962033162 2186946.1699230694, 569863.8380425322 2187112.8222052073, 569798.1546538908 2187277.9078537794, 569731.1607894293 2187443.5529684373, 569662.6464615036 2187612.5565575007, 569596.6887703016 2187779.0472731474, 569532.17435912 2187938.417066136, 569465.2652803771 2188107.7043303647, 569397.8068138554 2188273.1496121017, 569330.7308062133 2188434.8561600493, 569262.8735178431 2188606.4754621075, 569196.5524962483 2188771.2729870775, 569129.6557651585 2188938.956852073, 569060.396901612 2189108.3249202007, 568994.1741455279 2189273.0239429353, 568927.9409452889 2189440.711109271, 568860.4903993707 2189606.6120726406, 568794.9271793955 2189769.6211885954, 568731.8610632719 2189923.7317016614, 568664.4307791422 2190109.630589509) | line | [10 empty] | 3 | 1 |  |  | 2216 | 2215 | 1 | FALSE | FALSE | 1 | TRUE | TRUE | 2216 | 2215 | 570030.2975 | 2183615.5025 | 568664.4308 | 2190109.6306 | 2216 | 570030.2975 | 2183615.5025 | 2215 | 568664.4308 | 2190109.6306
VN | 1047585776 | LINEVN2190 | 110 | 8.0903 | [5 empty] | 50 |  | LINESTRING (570030.2975120671 2183615.5024532583, 570028.570830569 2183814.3153920663, 570023.6218483351 2183969.3699995023, 570016.596195562 2184124.969766104, 570010.1826776006 2184271.4864128134, 570005.5795284081 2184410.606759645, 570000.8705662835 2184600.499597448, 569998.5836404527 2184739.4409885146, 569993.2879760432 2184921.363723739, 569990.6931782073 2185101.1945106136, 569974.8936897957 2185667.347772889, 569971.2431037107 2185851.8999074907, 569965.3633974793 2186041.1686683437, 569960.8242798841 2186222.5744877113, 569956.1256984889 2186412.5451601315, 569951.1785386151 2186591.171749572, 569947.0743656377 2186771.2182024615, 569936.2962033162 2186946.1699230694, 569874.2790262069 2187116.338210929, 569807.3826115734 2187280.8546590456, 569740.3798349362 2187448.746202411, 569672.2473307939 2187616.533946479, 569605.251819293 2187783.1976190573, 569540.916853379 2187942.2028936674, 569474.6691042386 2188111.1164593403, 569407.3055714844 2188276.373949956, 569340.233034981 2188439.851115908, 569272.4713705872 2188611.1055647647, 569206.0604106105 2188774.773924467, 569138.1240311178 2188943.117689415, 569069.8112930519 2189111.593030252, 569003.7775575804 2189276.148892803, 568937.5338015521 2189443.835985396, 568870.2695154535 2189610.3020303766, 568804.3392815739 2189773.3982195808, 568740.704581195 2189928.259016388, 568664.4307791422 2190109.630589509) | line | [10 empty] | 3 | 1 |  |  | 2216 | 2215 | 1 | FALSE | FALSE | 1 | TRUE | TRUE | 2216 | 2215 | 570030.2975 | 2183615.5025 | 568664.4308 | 2190109.6306 | 2216 | 570030.2975 | 2183615.5025 | 2215 | 568664.4308 | 2190109.6306
VN | 1047585777 | LINEVN2191a | 110 | 1.7286 | [5 empty] | 50 | 6 cables - 2 systems | LINESTRING (570511.8010668716 2182264.9100806564, 570427.3411615689 2182466.4160703854, 570348.7432230525 2182651.3570416695, 570266.275912416 2182863.9270079127, 570185.0522479231 2183069.8402481363, 570102.6892998267 2183280.8067063238, 570038.0989488899 2183478.442109929, 570030.2975120671 2183615.5024532583) | line | [10 empty] | 6 | 2 |  |  | 2217 | 2216 | 1 | FALSE | FALSE | 2 | TRUE | TRUE | 2217 | 2216 | 570511.8011 | 2182264.9101 | 570030.2975 | 2183615.5025 | 2217 | 570511.8011 | 2182264.9101 | 2216 | 570030.2975 | 2183615.5025
VN | 1047585777 | LINEVN2191b | 110 | 1.7286 | [5 empty] | 50 | 6 cables - 2 systems | LINESTRING (570511.8010668716 2182264.9100806564, 570427.3411615689 2182466.4160703854, 570348.7432230525 2182651.3570416695, 570266.275912416 2182863.9270079127, 570185.0522479231 2183069.8402481363, 570102.6892998267 2183280.8067063238, 570038.0989488899 2183478.442109929, 570030.2975120671 2183615.5024532583) | line | [10 empty] | 6 | 2 |  |  | 2217 | 2216 | 1 | FALSE | FALSE | 2 | TRUE | TRUE | 2217 | 2216 | 570511.8011 | 2182264.9101 | 570030.2975 | 2183615.5025 | 2217 | 570511.8011 | 2182264.9101 | 2216 | 570030.2975 | 2183615.5025
VN | 1047585778 | LINEVN2192 | 110 | 10.2942 | [5 empty] | 50 |  | LINESTRING (571154.038387723 2174248.594787864, 571346.113439703 2174277.8684543488, 571432.6645731702 2174248.966206486, 571507.0760384579 2174400.663178951, 571591.2838113995 2174569.087919113, 571673.1377783808 2174733.2763307323, 571748.3642919577 2174881.978811755, 571819.51116439 2175036.010319826, 571754.3011539356 2175212.1682820963, 571622.390571225 2175534.5775136147, 571564.3466753942 2175676.0385758067, 571495.357913647 2175844.1591324867, 571428.7628657662 2176006.4243396358, 571362.4990487328 2176170.0301377242, 571295.4450652081 2176337.5505085057, 571226.7013378032 2176503.282676136, 571174.9879734317 2176630.649499964, 571099.9006967063 2176815.822581106, 571048.6224777224 2176942.272972989, 570972.7857633444 2177113.599512757, 570965.0801299289 2177248.2578845276, 570950.3299207635 2177425.305714864, 570936.7548175268 2177591.5795872556, 570920.8621258404 2177745.0404431075, 570907.1255419964 2177904.5853606407, 570892.6860001683 2178072.2613126873, 570883.3012848749 2178181.294414163, 570868.0914902792 2178352.984456561, 570852.5395504428 2178531.70033724, 570838.6235541988 2178699.6994123436, 570822.8457184758 2178872.084477081, 570804.4953725885 2179077.359780824, 570794.43700509 2179213.691158776, 570782.1802132649 2179330.979587367, 570767.7442409567 2179477.120575374, 570754.134260983 2179650.167325181, 570738.0773635635 2179821.89854514, 570721.6488313803 2179997.545833911, 570706.9155150263 2180168.618394998, 570690.1830580143 2180347.0311503145, 570673.9380928061 2180521.506231599, 570659.894154968 2180685.4105866235, 570646.2469098031 2180870.8628775016, 570626.647506252 2181056.3358374215, 570610.7403667074 2181230.4361402583, 570594.4334948584 2181407.622424873, 570580.1613842332 2181581.7735509966, 570564.5755534044 2181756.9486750057, 570549.5273626968 2181915.526312487, 570534.3355286832 2182083.9525381527, 570511.8010668716 2182264.9100806564) | line | [10 empty] | 3 | 1 |  |  | 2218 | 2217 | 1 | FALSE | FALSE | 1 | TRUE | TRUE | 2218 | 2217 | 571154.0384 | 2174248.5948 | 570511.8011 | 2182264.9101 | 2218 | 571154.0384 | 2174248.5948 | 2217 | 570511.8011 | 2182264.9101
VN | 1047585779 | LINEVN2193a | 110 | 0.43515 | [5 empty] | 50 | 6 cables - 2 systems | LINESTRING (570798.7530110481 2174207.1550403005, 570863.2768146271 2174191.7079202235, 571154.038387723 2174248.594787864) | line | [10 empty] | 6 | 2 |  |  | 2219 | 2218 | 1 | FALSE | FALSE | 2 | FALSE | TRUE |  | 2218 |  |  | 571154.0384 | 2174248.5948 | 2219 | 570798.753 | 2174207.155 | 2218 | 571154.0384 | 2174248.5948
VN | 1047585779 | LINEVN2193b | 110 | 0.43515 | [5 empty] | 50 | 6 cables - 2 systems | LINESTRING (570798.7530110481 2174207.1550403005, 570863.2768146271 2174191.7079202235, 571154.038387723 2174248.594787864) | line | [10 empty] | 6 | 2 |  |  | 2219 | 2218 | 1 | FALSE | FALSE | 2 | FALSE | TRUE |  | 2218 |  |  | 571154.0384 | 2174248.5948 | 2219 | 570798.753 | 2174207.155 | 2218 | 571154.0384 | 2174248.5948
VN | 1047585780 | LINEVN2194 | 110 | 10.2748 | [5 empty] | 50 |  | LINESTRING (571154.038387723 2174248.594787864, 571341.8250129747 2174291.164153481, 571428.5000018695 2174265.3498995802, 571497.536332992 2174405.8704221253, 571581.9249983019 2174573.6429252154, 571663.8864787373 2174737.17880772, 571739.2905025779 2174886.070090345, 571819.51116439 2175036.010319826, 571742.8986980586 2175208.8467761725, 571613.2671764825 2175530.2249933966, 571554.6992214367 2175671.6839802596, 571486.1324454851 2175839.1533453325, 571418.6043520955 2176004.0818468644, 571352.337091357 2176165.9502424975, 571284.3371561897 2176334.1308495984, 571217.6696899263 2176499.6832208466, 571165.0167717265 2176626.1056749695, 571089.4757356963 2176812.0626984783, 571038.2620594203 2176938.1149847903, 570972.7857633444 2177113.599512757, 570955.1009920931 2177245.783547525, 570940.6293847039 2177423.961263438, 570926.4816464268 2177589.292217044, 570911.0152029282 2177743.651153092, 570897.3106785562 2177903.063405718, 570882.8264869574 2178071.4474341976, 570873.4967459432 2178179.849972531, 570857.9636370648 2178351.1624759976, 570842.07544749 2178530.1204851987, 570828.1609138396 2178697.776512027, 570812.5778199837 2178871.291130093, 570794.5556518473 2179075.770963398, 570783.7815323799 2179212.8962802715, 570772.6585230107 2179329.724431091, 570758.6047517629 2179474.6496375524, 570743.9626264237 2179648.9981260123, 570727.5383253801 2179820.9049543496, 570710.6113215965 2179998.066367945, 570695.9847994486 2180168.663502717, 570679.8662045075 2180345.584735758, 570663.0936282271 2180520.9983733855, 570649.0099378458 2180684.3824536246, 570634.8904896813 2180870.0210031774, 570616.4744327497 2181055.7310636877, 570600.8392785925 2181229.9763151538, 570583.6846283786 2181406.9268458993, 570569.8010888209 2181580.8913893634, 570554.9586520444 2181756.2465311144, 570540.0063040468 2181914.4593614805, 570523.6014560023 2182082.272126606, 570508.0748035584 2182263.8661235403) | line | [10 empty] | 3 | 1 |  |  | 2218 | 2220 | 1 | FALSE | FALSE | 1 | TRUE | FALSE | 2218 |  | 571154.0384 | 2174248.5948 |  |  | 2218 | 571154.0384 | 2174248.5948 | 2220 | 570508.0748 | 2182263.8661
VN | 1047588343 | LINEVN2195a | 110 | 5.3294 | [5 empty] | 50 | 6 cables - 2 systems | LINESTRING (580991.5482870042 2185768.1730053043, 581241.7421746785 2185620.25874203, 581371.4575384988 2185515.0771385795, 581532.707470129 2185435.6385972323, 581668.7373399824 2185377.3778214236, 581798.6817141832 2185284.8384594354, 581882.2080771612 2185388.7971493383, 582006.489369841 2185563.008088446, 582135.3185641492 2185734.2198502854, 582251.3649324693 2185896.0884203254, 582354.7105655258 2186028.7822684953, 582475.8416377616 2186200.3041996434, 582555.5816770361 2186289.873159423, 582826.1894708377 2186579.9218232795, 583006.1488520392 2186768.9978305832, 583151.121965743 2186927.2900025863, 583298.3276385566 2187084.7860997343, 583455.9515178726 2187256.243542899, 583595.635612413 2187405.882755308, 583744.6460488205 2187565.5162955862, 583905.29374989 2187738.143401442, 584046.4310966815 2187891.202010828, 584006.3916342561 2187920.239730536) | line | [10 empty] | 6 | 2 |  |  | 457 | 2221 | 1 | FALSE | FALSE | 2 | TRUE | FALSE | 457 |  | 580991.5483 | 2185768.173 |  |  | 457 | 580991.5483 | 2185768.173 | 2221 | 584006.3916 | 2187920.2397
VN | 1047588343 | LINEVN2195b | 110 | 5.3294 | [5 empty] | 50 | 6 cables - 2 systems | LINESTRING (580991.5482870042 2185768.1730053043, 581241.7421746785 2185620.25874203, 581371.4575384988 2185515.0771385795, 581532.707470129 2185435.6385972323, 581668.7373399824 2185377.3778214236, 581798.6817141832 2185284.8384594354, 581882.2080771612 2185388.7971493383, 582006.489369841 2185563.008088446, 582135.3185641492 2185734.2198502854, 582251.3649324693 2185896.0884203254, 582354.7105655258 2186028.7822684953, 582475.8416377616 2186200.3041996434, 582555.5816770361 2186289.873159423, 582826.1894708377 2186579.9218232795, 583006.1488520392 2186768.9978305832, 583151.121965743 2186927.2900025863, 583298.3276385566 2187084.7860997343, 583455.9515178726 2187256.243542899, 583595.635612413 2187405.882755308, 583744.6460488205 2187565.5162955862, 583905.29374989 2187738.143401442, 584046.4310966815 2187891.202010828, 584006.3916342561 2187920.239730536) | line | [10 empty] | 6 | 2 |  |  | 457 | 2221 | 1 | FALSE | FALSE | 2 | TRUE | FALSE | 457 |  | 580991.5483 | 2185768.173 |  |  | 457 | 580991.5483 | 2185768.173 | 2221 | 584006.3916 | 2187920.2397
VN | 1047588344 | LINEVN2196a | 110 | 0.24893 | [5 empty] | 50 | 6 cables - 2 systems | LINESTRING (580991.5482870042 2185768.1730053043, 580920.7265609205 2185602.3250252954, 580908.4739860202 2185578.143722635) | line | [10 empty] | 6 | 2 |  |  | 457 | 2222 | 1 | FALSE | FALSE | 2 | TRUE | FALSE | 457 |  | 580991.5483 | 2185768.173 |  |  | 457 | 580991.5483 | 2185768.173 | 2222 | 580908.474 | 2185578.1437
VN | 1047588344 | LINEVN2196b | 110 | 0.24893 | [5 empty] | 50 | 6 cables - 2 systems | LINESTRING (580991.5482870042 2185768.1730053043, 580920.7265609205 2185602.3250252954, 580908.4739860202 2185578.143722635) | line | [10 empty] | 6 | 2 |  |  | 457 | 2222 | 1 | FALSE | FALSE | 2 | TRUE | FALSE | 457 |  | 580991.5483 | 2185768.173 |  |  | 457 | 580991.5483 | 2185768.173 | 2222 | 580908.474 | 2185578.1437
VN | 1047590087 | LINEVN2197 | 110 | 14.4451 | [5 empty] | 50 |  | LINESTRING (584021.2537594896 2187936.312785854, 584058.6384169599 2187901.5852313135, 584127.9615789357 2187741.445067661, 584198.1756115804 2187579.262016617, 584266.5971655097 2187419.7710046377, 584327.9897591525 2187280.2556272275, 584403.5468634565 2187105.548938479, 584538.0393462114 2186793.5073488704, 584531.0338977816 2186654.31972121, 584524.0179704637 2186515.098870283, 584520.057376535 2186220.4923310275, 584516.1730598456 2186068.183361141, 584513.8070807182 2185929.2171604526, 584510.270890644 2185789.559266703, 584506.9408454637 2185654.9931105073, 584658.6703662768 2185595.4020310533, 584805.8340095131 2185539.9736511167, 585020.9242167285 2185457.8022280866, 585156.9888042323 2185405.8316986472, 585288.1338812219 2185357.402063368, 585422.2758919102 2185304.68279229, 585551.8537271871 2185255.6720310207, 585672.1475556701 2185209.2180892765, 585798.7441260312 2185161.68871262, 585919.7296622788 2185115.472144495, 586047.3202184031 2185055.5433648922, 586123.8200694429 2184942.346311309, 586206.8766560544 2184816.852923248, 586286.8638993666 2184697.9408158907, 586372.2265532239 2184564.0928022526, 586456.9805550848 2184435.0009441115, 586539.8666065406 2184315.351442586, 586623.4718798983 2184188.10287582, 586702.0696771701 2184067.3264671178, 586791.3001425231 2183932.2818137216, 586878.7736779553 2183798.9554057955, 586957.0086356001 2183680.214550994, 587041.3691160851 2183551.8647868466, 587128.1275070583 2183419.819748717, 587207.812756359 2183298.7408377123, 587291.4369906124 2183171.672296642, 587366.6246112327 2183057.8982013594, 587451.4020899675 2182929.0321169896, 587529.1667852433 2182811.5528636235, 587605.1318101947 2182695.8578814995, 587680.4386265246 2182582.0855818675, 587844.0188209803 2182553.6545279296, 587982.5441278192 2182529.516615464, 588110.3191638931 2182484.0891538607, 588245.4699281338 2182434.8811229793, 588381.197262216 2182385.7876241133, 588517.2272318116 2182337.1061121593, 588653.3619462147 2182288.592136012, 588799.3937602653 2182235.0820998163, 588928.2929521858 2182187.8731230665, 589070.7505761519 2182136.959158427, 589214.3291048596 2182084.203753771, 589335.5678238971 2182041.65157075, 589458.6209085868 2181996.8516701483, 589578.1140432484 2181953.661496496, 589683.2923287952 2182024.8760015205, 589800.1979040053 2182104.0300375917, 589938.7241830688 2182197.072562195, 590065.5058087945 2182281.0703971367, 590172.2989910933 2182353.380730573, 590308.9692832138 2182445.907843157, 590406.3826687172 2182511.8638818827, 590549.0302957469 2182607.1900989506, 590670.8017208389 2182688.26748277, 590786.4000453796 2182765.230522213, 590908.2918024752 2182846.9521405734, 591039.9013113459 2182819.272226637, 591185.356309756 2182791.1220118045, 591333.0355097024 2182762.552783893, 591482.6243471958 2182733.60724625, 591632.6361255585 2182704.034308758, 591761.5642143996 2182678.6256157756, 591888.6885423699 2182653.5626604664, 592018.3202640369 2182628.0155636366, 592138.2828432946 2182603.9907871657, 592268.1234464213 2182578.7343041757, 592285.414504074 2182552.3739597998) | line | [10 empty] | 3 | 1 |  |  | 2223 | 2224 | 1 | FALSE | FALSE | 1 | FALSE | FALSE | [6 empty] | 2223 | 584021.2538 | 2187936.3128 | 2224 | 592285.4145 | 2182552.374
VN | 1047592541 | LINEVN2198 | 110 | 12.4918 | [5 empty] | 50 |  | LINESTRING (570800.0415182372 2196428.0976701225, 570804.3329391555 2196399.7290397314, 570792.0066467717 2196272.4579364955, 570781.6906219868 2196166.044399646, 570768.5229143447 2196021.329020979, 570753.6602766553 2195873.6078421753, 570739.919881684 2195730.5723717893, 570726.7435252677 2195587.815864234, 570713.0007690043 2195442.622477011, 570698.7510233561 2195298.456293551, 570684.0382462839 2195149.562865242, 570769.3307001671 2195043.576556698, 570850.7549045839 2194938.936313135, 570928.70104418 2194834.935388276, 571011.8324841115 2194728.056178145, 571092.6190565042 2194621.2453674534, 571183.2386426699 2194504.1936466172, 571262.6953649356 2194400.4768547206, 571346.0246668137 2194292.2719281316, 571423.2956005313 2194193.5158904633, 571477.0868684615 2194121.3910260196, 571519.9775312606 2194038.908139239, 571612.7234070839 2193992.9367589867, 571739.0890127537 2193930.303169864, 571858.4973026124 2193871.4601493473, 572000.0359822378 2193801.7188985874, 572120.7366526573 2193742.252062569, 572242.1529961495 2193682.1138868257, 572363.2774291893 2193621.8646581527, 572503.4462102633 2193552.652903119, 572598.4631752063 2193518.492856203, 572735.0393346103 2193472.7957519344, 572874.7154727797 2193427.2231223118, 572995.8169292413 2193386.200724506, 573118.7961614104 2193344.5339719164, 573162.5872160414 2193330.2178413398, 573229.274737624 2193307.309328702, 573293.2729285302 2193286.4815061945, 573426.7611955057 2193241.35229114, 573656.718186453 2193164.1672021584, 574016.1801122904 2193049.036841489, 574153.6685039637 2192979.9261897258, 574256.5887132168 2192928.2009560675, 574305.0151841089 2192865.4462224753, 574373.963954624 2192778.785417656, 574457.925418232 2192671.08396633, 574554.081967297 2192547.553648543, 574643.3236863968 2192432.4495575544, 574728.1021260838 2192323.0152894114, 574791.4251991877 2192242.7066320074, 574886.6538048827 2192119.284747833, 574982.2175544667 2191998.6424916927, 575075.9441481393 2191874.3962621544, 575440.6010758735 2191750.506671792, 575589.7425863808 2191705.5706259487, 575738.1806389219 2191658.784667226, 575876.4612226774 2191616.7039714404, 576006.3350395632 2191576.458492036, 576138.8921709219 2191535.860289032, 576216.35479059 2191559.7325357865, 576320.2642003426 2191590.447703684, 576447.1307671281 2191543.563505644, 576625.7164778794 2191460.1626645313, 576853.6336974638 2191405.7289618133, 576932.7776442923 2191442.714614942, 577156.5276716364 2191433.949963826, 577364.6398446168 2191427.897509165, 577551.6366821334 2191422.1090934183, 577752.6374481904 2191416.151763755, 577937.8882457889 2191409.7732121176, 578099.9189908425 2191403.5375814354, 578244.1871871396 2191406.720138627, 578324.3671834604 2191291.825965435, 578299.8020845144 2191281.048959472) | line | [10 empty] | 3 | 1 |  |  | 2225 | 2226 | 1 | FALSE | FALSE | 1 | FALSE | FALSE | [6 empty] | 2225 | 570800.0415 | 2196428.0977 | 2226 | 578299.8021 | 2191281.049
VN | 1047660181 | LINEVN2199 | 110 | 0.060062 | [5 empty] | 50 |  | LINESTRING (562294.1234406384 2213307.3461083835, 562267.6536445612 2213264.8667951543) | line | [10 empty] | 3 | 1 |  |  | 2227 | 2228 | 1 | FALSE | FALSE | 1 | TRUE | FALSE | 2227 |  | 562294.1234 | 2213307.3461 |  |  | 2227 | 562294.1234 | 2213307.3461 | 2228 | 562267.6536 | 2213264.8668
VN | 1047660183 | LINEVN2200 | 110 | 0.028064 | [5 empty] | 50 |  | LINESTRING (565152.8850624103 2211966.98628096, 565175.2239694954 2211960.064170804) | line | [10 empty] | 3 | 1 |  |  | 2229 | 2230 | 1 | FALSE | FALSE | 1 | TRUE | FALSE | 2229 |  | 565152.8851 | 2211966.9863 |  |  | 2229 | 565152.8851 | 2211966.9863 | 2230 | 565175.224 | 2211960.0642
VN | 1047660184 | LINEVN2201 | 110 | 0.026818 | [5 empty] | 50 |  | LINESTRING (565152.8850624103 2211966.98628096, 565163.3253325368 2211947.22685027) | line | [10 empty] | 3 | 1 |  |  | 2229 | 2231 | 1 | FALSE | FALSE | 1 | TRUE | FALSE | 2229 |  | 565152.8851 | 2211966.9863 |  |  | 2229 | 565152.8851 | 2211966.9863 | 2231 | 565163.3253 | 2211947.2269
VN | 1047660185 | LINEVN2202a | 110 | 1.9799 | [5 empty] | 50 | 6 cables - 2 systems | LINESTRING (563720.1074853133 2212530.331579272, 563767.1077635279 2212547.3017897196, 564011.5958351822 2212654.964609461, 564228.649564335 2212521.310514928, 564448.2688338531 2212385.00139983, 564673.7303044475 2212248.2517174976, 564886.94966772 2212116.0853603566, 565152.8850624103 2211966.98628096) | line | [10 empty] | 6 | 2 |  |  | 2232 | 2229 | 1 | FALSE | FALSE | 2 | TRUE | TRUE | 2232 | 2229 | 563720.1075 | 2212530.3316 | 565152.8851 | 2211966.9863 | 2232 | 563720.1075 | 2212530.3316 | 2229 | 565152.8851 | 2211966.9863
VN | 1047660185 | LINEVN2202b | 110 | 1.9799 | [5 empty] | 50 | 6 cables - 2 systems | LINESTRING (563720.1074853133 2212530.331579272, 563767.1077635279 2212547.3017897196, 564011.5958351822 2212654.964609461, 564228.649564335 2212521.310514928, 564448.2688338531 2212385.00139983, 564673.7303044475 2212248.2517174976, 564886.94966772 2212116.0853603566, 565152.8850624103 2211966.98628096) | line | [10 empty] | 6 | 2 |  |  | 2232 | 2229 | 1 | FALSE | FALSE | 2 | TRUE | TRUE | 2232 | 2229 | 563720.1075 | 2212530.3316 | 565152.8851 | 2211966.9863 | 2232 | 563720.1075 | 2212530.3316 | 2229 | 565152.8851 | 2211966.9863
VN | 1047660186 | LINEVN2203a | 110 | 1.9942 | [5 empty] | 50 | 6 cables - 2 systems | LINESTRING (563720.1074853133 2212530.331579272, 563565.7462278827 2212644.188660711, 563383.5578693798 2212788.1693030503, 563184.4844491843 2212945.1715987534, 563008.8934216554 2213083.037814782, 562873.8752386058 2213181.4549655765, 562514.3919966323 2213245.704363849, 562294.1234406384 2213307.3461083835) | line | [10 empty] | 6 | 2 |  |  | 2232 | 2227 | 1 | FALSE | FALSE | 2 | TRUE | TRUE | 2232 | 2227 | 563720.1075 | 2212530.3316 | 562294.1234 | 2213307.3461 | 2232 | 563720.1075 | 2212530.3316 | 2227 | 562294.1234 | 2213307.3461
VN | 1047660186 | LINEVN2203b | 110 | 1.9942 | [5 empty] | 50 | 6 cables - 2 systems | LINESTRING (563720.1074853133 2212530.331579272, 563565.7462278827 2212644.188660711, 563383.5578693798 2212788.1693030503, 563184.4844491843 2212945.1715987534, 563008.8934216554 2213083.037814782, 562873.8752386058 2213181.4549655765, 562514.3919966323 2213245.704363849, 562294.1234406384 2213307.3461083835) | line | [10 empty] | 6 | 2 |  |  | 2232 | 2227 | 1 | FALSE | FALSE | 2 | TRUE | TRUE | 2232 | 2227 | 563720.1075 | 2212530.3316 | 562294.1234 | 2213307.3461 | 2232 | 563720.1075 | 2212530.3316 | 2227 | 562294.1234 | 2213307.3461
VN | 1047660187 | LINEVN2204a | 110 | 0.1138 | [5 empty] | 50 | 6 cables - 2 systems | LINESTRING (567227.6205711843 2208259.694644203, 567169.0610833479 2208185.1024870137) | line | [10 empty] | 6 | 2 |  |  | 2233 | 453 | 1 | FALSE | FALSE | 2 | TRUE | TRUE | 2233 | 453 | 567227.6206 | 2208259.6946 | 567169.0611 | 2208185.1025 | 2233 | 567227.6206 | 2208259.6946 | 453 | 567169.0611 | 2208185.1025
VN | 1047660187 | LINEVN2204b | 110 | 0.1138 | [5 empty] | 50 | 6 cables - 2 systems | LINESTRING (567227.6205711843 2208259.694644203, 567169.0610833479 2208185.1024870137) | line | [10 empty] | 6 | 2 |  |  | 2233 | 453 | 1 | FALSE | FALSE | 2 | TRUE | TRUE | 2233 | 453 | 567227.6206 | 2208259.6946 | 567169.0611 | 2208185.1025 | 2233 | 567227.6206 | 2208259.6946 | 453 | 567169.0611 | 2208185.1025
VN | 1047660188 | LINEVN2205 | 110 | 0.042591 | [5 empty] | 50 |  | LINESTRING (567227.6205711843 2208259.694644203, 567245.1432442217 2208290.560291296) | line | [10 empty] | 3 | 1 |  |  | 2233 | 2234 | 1 | FALSE | FALSE | 1 | TRUE | FALSE | 2233 |  | 567227.6206 | 2208259.6946 |  |  | 2233 | 567227.6206 | 2208259.6946 | 2234 | 567245.1432 | 2208290.5603
VN | 1047660190 | LINEVN2206 | 110 | 0.044422 | [5 empty] | 50 |  | LINESTRING (567259.2503133556 2208278.927948152, 567227.6205711843 2208259.694644203) | line | [10 empty] | 3 | 1 |  |  | 2235 | 2233 | 1 | FALSE | FALSE | 1 | FALSE | TRUE |  | 2233 |  |  | 567227.6206 | 2208259.6946 | 2235 | 567259.2503 | 2208278.9279 | 2233 | 567227.6206 | 2208259.6946
VN | 1047660191 | LINEVN2207a | 110 | 6.9442 | [5 empty] | 50 | 6 cables - 2 systems | LINESTRING (567169.0610833479 2208185.1024870137, 567025.8376474654 2208281.742385809, 566891.9499362549 2208372.620061395, 566769.916426504 2208444.730502667, 566593.1212708752 2208574.5456777946, 566302.1345541973 2208768.6153066955, 566086.7235843346 2208913.51723886, 565862.5491007267 2209063.8336104355, 565617.3689810919 2209228.31693296, 565383.3931760067 2209385.895470137, 565148.0284207723 2209543.9366582353, 564924.7014864743 2209692.9840113106, 564809.3149744424 2209952.932966485, 564680.0364856592 2210255.9137960137, 564595.9295960616 2210458.4551312593, 564487.6731258059 2210716.628504643, 564377.1426242891 2210976.6976233753, 564268.2082890344 2211230.277142564, 564155.4862977247 2211502.025922795, 564046.8994797413 2211759.547745936, 563933.879907738 2212020.0530919563, 563829.6772797368 2212273.231941238, 563720.1074853133 2212530.331579272) | line | [10 empty] | 6 | 2 |  |  | 453 | 2232 | 1 | FALSE | FALSE | 2 | TRUE | TRUE | 453 | 2232 | 567169.0611 | 2208185.1025 | 563720.1075 | 2212530.3316 | 453 | 567169.0611 | 2208185.1025 | 2232 | 563720.1075 | 2212530.3316
VN | 1047660191 | LINEVN2207b | 110 | 6.9442 | [5 empty] | 50 | 6 cables - 2 systems | LINESTRING (567169.0610833479 2208185.1024870137, 567025.8376474654 2208281.742385809, 566891.9499362549 2208372.620061395, 566769.916426504 2208444.730502667, 566593.1212708752 2208574.5456777946, 566302.1345541973 2208768.6153066955, 566086.7235843346 2208913.51723886, 565862.5491007267 2209063.8336104355, 565617.3689810919 2209228.31693296, 565383.3931760067 2209385.895470137, 565148.0284207723 2209543.9366582353, 564924.7014864743 2209692.9840113106, 564809.3149744424 2209952.932966485, 564680.0364856592 2210255.9137960137, 564595.9295960616 2210458.4551312593, 564487.6731258059 2210716.628504643, 564377.1426242891 2210976.6976233753, 564268.2082890344 2211230.277142564, 564155.4862977247 2211502.025922795, 564046.8994797413 2211759.547745936, 563933.879907738 2212020.0530919563, 563829.6772797368 2212273.231941238, 563720.1074853133 2212530.331579272) | line | [10 empty] | 6 | 2 |  |  | 453 | 2232 | 1 | FALSE | FALSE | 2 | TRUE | TRUE | 453 | 2232 | 567169.0611 | 2208185.1025 | 563720.1075 | 2212530.3316 | 453 | 567169.0611 | 2208185.1025 | 2232 | 563720.1075 | 2212530.3316
VN | 1047666841 | LINEVN2208 |  | 41.0859 | [5 empty] | 50 | multiple vlevels | LINESTRING (568957.73945717 2197621.783179604, 568983.812479607 2198081.325299309, 569014.7975012788 2198654.917090692, 569035.3396680797 2199036.761783877, 569277.3190622918 2199376.348941505, 569443.2323645501 2199608.094669945, 569346.4563975672 2199998.1437243386, 569222.585055865 2200488.9147890164, 569126.5381412638 2200871.531168042, 569031.6601725044 2201253.3337301803, 568930.5542869779 2201652.143966194, 568831.7966985247 2202045.740523598, 568710.7889319104 2202525.6811419628, 568597.5753467896 2202983.8627887373, 568503.0840868062 2203363.1908329255, 568542.7965776338 2203759.730293967, 568591.9791189244 2204233.895245012, 568632.2127237645 2204621.739040151, 568672.3695711128 2205023.338694644, 568722.4127239913 2205516.1555494945, 568755.5886147122 2205855.2683278527, 568800.9802269412 2206227.7841107426, 568833.2691279823 2206552.0534916483, 568880.8092826873 2207029.4019015473, 568927.2895262683 2207480.0980116874, 568972.8763029699 2207917.798722788, 569021.7131697144 2208419.6773425867, 569067.95531901 2208809.053149617, 568990.2994685147 2209117.7854678133, 568916.4836070242 2209400.471116079, 568808.8062592822 2209821.0703778085, 568686.7304951026 2210288.9794453233, 568602.742057015 2210612.374226459, 568510.1341278632 2210965.7265335177, 568389.723292274 2211426.318021162, 568464.4182046414 2211782.1503909146, 568530.4788027097 2212108.7665557303, 568613.9751470675 2212502.0400226093, 568419.9475665315 2212877.6497123055, 568186.3683545054 2213328.2505073394, 568033.091083013 2213620.0596061163, 568089.0513550569 2213937.560698228, 568320.0401582916 2214206.9955100743, 568654.9076536881 2214601.198160559, 568975.2667163407 2214978.67304427, 569316.097413754 2215386.0937136146, 569650.3491988995 2215776.4637231864, 569833.6195848964 2215996.0296128965, 570192.8826397826 2216418.350188077, 570486.133305353 2216769.075807728, 570667.9973691239 2217331.2085803454, 570810.000844483 2217755.2894382915, 570972.5804536603 2218242.890683304, 571153.2715034245 2218797.466993337, 571289.5711688609 2219214.0819586013, 571447.5144137032 2219718.7576241945, 571639.8880682277 2220285.152816809, 571716.9624108697 2220516.048226239, 571793.6702449238 2220777.044569457, 572057.7948408866 2221333.7478822493, 572192.7930426473 2221632.4822034813, 572334.9754363071 2221937.256970971, 572626.3486559303 2222567.302774071, 572831.1829080167 2223006.4750746284, 573001.4765427549 2223375.6951989224, 573146.3973747852 2223688.557431246, 573307.6877030075 2224037.7122504963, 573479.3471167061 2224410.2861355273, 573608.441357969 2224689.2767247376, 573953.696790167 2224862.256060912, 574349.237862373 2225061.829892234, 574773.4696204495 2225274.7281899247, 575137.0611444237 2225456.708610527, 575208.8752511158 2225836.1311693257, 575304.2396177556 2226313.654889101, 575397.8055209906 2226804.4743615673, 575627.5472265402 2227133.6433242345, 575905.1350059867 2227540.416598922, 576608.9391892822 2228477.842909184) | line | [10 empty] | 3 |  |  |  | 2236 | 2237 | 0 | FALSE | FALSE | 1 | FALSE | FALSE | [6 empty] | 2236 | 568957.7395 | 2197621.7832 | 2237 | 576608.9392 | 2228477.8429
VN | 1047669493 | LINEVN2209 | 110 | 8.9893 | [5 empty] | 50 |  | LINESTRING (570755.8147071024 2196415.1052359818, 570758.3999061446 2196381.3845898435, 570672.4134255154 2195958.6502299495, 570643.0633758428 2195801.8630053205, 570616.4458457036 2195665.9694569977, 570586.9514983092 2195516.198047556, 570556.3048202295 2195366.4221247244, 570529.1138344156 2195224.3071030406, 570504.7988389329 2195093.458351619, 570478.1503140525 2194962.124491623, 570455.2658728204 2194824.198964804, 570419.9959597382 2194661.9993986045, 570549.0028017836 2194596.4354575337, 570676.8990341503 2194531.277450691, 570800.5912148687 2194467.6085522226, 570917.5547326456 2194408.2626570533, 571045.9926850755 2194341.8920878386, 571167.8234508686 2194278.2735289144, 571305.4699016471 2194208.8100250876, 571440.5630423048 2194139.182306966, 571569.4095441385 2194073.768799815, 571706.9506561703 2194002.681108547, 571840.5333137038 2193934.4778139438, 571991.1698143248 2193857.425261096, 572131.5213047314 2193786.230481446, 572269.3078740829 2193715.148027855, 572539.6213551139 2193577.0261035473, 572735.8001080543 2193514.4204183454, 572749.237746422 2193480.8553305385, 572871.8397086086 2193444.0214604125, 572966.8993072464 2193415.0869701435, 573127.6948159577 2193365.442421377, 573279.9665158963 2193318.419966472, 573412.9664032571 2193277.3500839635, 573613.5843499 2193216.620482045, 573714.592407829 2193185.744832921, 574061.065055195 2193081.4618837237, 574188.0151551692 2193010.5699062217, 574334.2413235913 2192928.350108523, 574483.5445871305 2192844.4069719403, 574530.5017170014 2192772.7158510513, 574617.1619589052 2192633.730012841, 574693.8311841225 2192512.4311472387, 574778.1365053984 2192378.6484883656, 574856.4411626138 2192257.4678569017, 574937.2303524994 2192128.5403496865, 575011.4352223544 2192013.949780002, 575081.5490446131 2191898.656007029, 575108.1183959828 2191795.2291922863) | line | [10 empty] | 3 | 1 |  |  | 2238 | 2239 | 1 | FALSE | FALSE | 1 | FALSE | FALSE | [6 empty] | 2238 | 570755.8147 | 2196415.1052 | 2239 | 575108.1184 | 2191795.2292
VN | 1047672765 | LINEVN2210 | 110 | 5.2584 | [5 empty] | 50 |  | LINESTRING (578316.3136646932 2191239.610747708, 578362.1998673353 2191255.8163146945, 578477.762519939 2191419.3522294927, 578614.1774786756 2191615.440346578, 578744.3190125437 2191777.8810104397, 578838.7637885148 2191889.02425896, 578975.8713523512 2192059.609794087, 579104.7720911071 2192212.3091600174, 579249.7560885298 2192390.9224906284, 579388.2172498762 2192561.4955452727, 579531.8936160163 2192738.5009249053, 579663.4000772617 2192896.4290143102, 579804.3236044751 2193069.573242928, 579965.5702213846 2193261.4802896427, 580110.8802051633 2193442.8807854224, 580252.9926762282 2193615.1601405917, 580377.6473308917 2193766.2791413805, 580519.3275746162 2193938.038794439, 580626.0986451742 2194064.653873018, 580783.5940841469 2194255.3790913937, 580936.4345823912 2194444.269607098, 581087.8006020357 2194622.8737640036) | line | [10 empty] | 3 | 1 |  |  | 2240 | 2241 | 1 | FALSE | FALSE | 1 | FALSE | FALSE | [6 empty] | 2240 | 578316.3137 | 2191239.6107 | 2241 | 581087.8006 | 2194622.8738
VN | 1047709311 | LINEVN2211a | 220 | 73.2679 | [5 empty] | 50 | 6 cables - 2 systems | LINESTRING (558636.1985118112 2195108.0328935366, 558276.4426715756 2195184.0412546694, 557904.319512781 2195226.3525219075, 557712.5388028806 2195248.3887631665, 557390.6991465009 2195284.2021369752, 557152.5032776908 2195309.5021083755, 556882.9836010507 2195232.8831840293, 556588.1637285321 2195149.923847607, 556280.9516991813 2195061.1976857646, 556044.5609961771 2194995.7636504727, 555693.4109887548 2194896.1189081976, 555393.764252493 2194809.6898110467, 555031.7182048187 2194706.4277416123, 554681.958905042 2194607.2725551305, 554461.0406099634 2194454.4512367724, 554118.2281804805 2194214.477516388, 553911.5492642828 2194072.762180634, 553714.1944457567 2193935.3714059195, 553373.8302942585 2193883.6791189, 552958.6276252035 2193820.5257763816, 552599.9571065975 2193768.2182330326, 552296.7668175807 2193721.648374943, 551990.4339817651 2193674.9527888903, 551536.0653406304 2193605.91929155, 551230.6614575908 2193559.0072948034, 550934.9247759839 2193514.563028587, 550595.7192243512 2193462.695610346, 550258.7193657313 2193411.5381911937, 550049.0089316056 2193379.8805333697, 549638.620720708 2193462.881891614, 548869.9624487293 2193617.691963658, 548636.775471126 2193665.872812921, 548309.7193608808 2193730.9303536983, 548055.3031122813 2193785.501305469, 547773.976867838 2193844.020149705, 547566.6907524881 2193884.8374838014, 547086.2093190781 2193984.407897371, 546492.3214025964 2194103.2796455757, 545795.6547563253 2194247.4009215706, 545122.9415312518 2194135.429862939, 544740.1864557953 2194074.367815081, 544312.153014339 2194004.2812629524, 544002.2928345834 2193956.177434095, 543769.0341555892 2193918.4936632575, 543477.5056826171 2193870.710089233, 543243.4281166784 2193833.0423573465, 542869.487135724 2193768.14741799, 542582.4293417751 2193940.4053993793, 542424.2082012402 2194027.9006938166, 541998.8012693413 2194272.0536931595, 541761.7484210172 2194413.381177554, 541487.8067814026 2194569.686064777, 541296.7853538956 2194677.863185516, 541162.3577203103 2194818.7304835445, 540869.3929400232 2195115.0305684167, 540606.9252394917 2195389.6053227023, 540243.1990758908 2195608.54504002, 539998.3402647553 2195757.3918062174, 539811.0539429325 2195871.9561335105, 539557.6700035197 2196034.589074343, 539389.4148164818 2196139.108186272, 539136.1654038136 2196296.5241864393, 538958.108441318 2196404.27903692, 538670.3089552477 2196584.454689453, 538538.8410192939 2196666.343765046, 538157.6445868174 2196903.236732354, 537834.0086772838 2197105.71286362, 537692.8024792029 2197221.5489990725, 537483.1514691446 2197391.243089652, 537007.3365963977 2197787.078597025, 536851.2919453366 2197920.1422089455, 536646.8076723606 2198140.3844709652, 536512.6468234127 2198294.367087654, 536232.3268614524 2198606.4604453207, 536019.6620251256 2198841.864609416, 535733.626512288 2199162.530277753, 535621.3278435922 2199290.702502326, 535361.83508939 2199578.6279528798, 535095.8033383241 2199874.412106342, 534822.5303397459 2200178.872756494, 534564.5855303896 2200464.699195963, 534395.5374578845 2200653.144293999, 534400.9113586913 2201004.7236217298, 534403.0307107694 2201291.5159543836, 534408.7663011473 2201575.5378538403, 534412.6369528396 2201924.6579174353, 534417.5434228086 2202214.9196565943, 534422.5310400599 2202527.7785850083, 534425.4243051582 2202776.89286519, 534436.6868232328 2203450.0761909857, 533978.2572286843 2204012.946871417, 533818.6852749533 2204208.442793005, 533655.8302869424 2204409.710360717, 533458.1200354452 2204655.354499852, 533337.3988882047 2204798.5971301915, 533090.9211640765 2205105.9460247774, 532929.3924327625 2205295.171747953, 532669.4315800536 2205275.110729755, 532181.0980639668 2205230.532029006, 531658.6300842292 2205184.41150352, 531210.4800097112 2205149.083914106, 530813.039698447 2205107.482533244, 530358.3755106912 2205067.196642353, 530074.8796928112 2205044.0017699245, 529629.1741119169 2205007.556844514, 529415.5545433662 2205149.4633957413, 529041.5110765094 2205404.401064145, 528721.2606513463 2205623.060289643, 528379.5550911538 2205855.5785310245, 528052.9024494634 2206077.0059817103, 527526.8780272203 2205926.970368531, 527317.9109853614 2205867.5625957455, 527020.8774887561 2205787.638029711, 526790.236413288 2205721.143134398, 526623.1264624239 2205568.321619727, 526397.3640280089 2205358.0582845244, 526171.1242414814 2205148.5054795183, 525939.3057256355 2204928.9769741446, 524548.6325350845 2205183.468305593, 524252.096163817 2205484.605783401, 523280.1368934659 2205961.1443158896, 522466.23424048186 2206361.8255696334, 522172.3945397873 2206502.20096042, 521858.9753144395 2206656.6771003795, 521359.6997133333 2206906.508998619, 521077.53763918707 2207044.0064346595, 520117.3352843627 2206707.27027482, 519564.9352241966 2206513.5776988203, 519547.38351246936 2206263.5771674714, 519536.1547037822 2205991.8058672235, 519521.0391282869 2205431.794415537, 519257.4107827133 2205349.4824742437, 519068.6985810986 2205282.0840529334, 518452.4241294846 2205084.4849984883, 518050.95944691537 2204960.5829156963, 517803.71527075034 2204816.240719976, 517599.29468975577 2204696.9097031867, 517164.9360317681 2204465.013424814, 516562.2931126142 2204130.431542158, 515837.14759426605 2203709.7663718937, 514675.7735372514 2202516.957403983, 513917.071309608 2201706.791266481, 513282.2749495047 2199930.2227608315, 512713.6535695828 2199668.0175223122, 512494.214056354 2199501.5070657516, 511350.36483665934 2198646.1043604612, 510739.3351276217 2197806.6853145794, 510691.80329718295 2197485.093539867, 510512.0285690937 2197121.5495379525) | line | [10 empty] | 6 | 2 |  |  | 2242 | 2243 | 1 | FALSE | FALSE | 2 | TRUE | FALSE | 2242 |  | 558636.1985 | 2195108.0329 |  |  | 2242 | 558636.1985 | 2195108.0329 | 2243 | 510512.0286 | 2197121.5495
VN | 1047709311 | LINEVN2211b | 220 | 73.2679 | [5 empty] | 50 | 6 cables - 2 systems | LINESTRING (558636.1985118112 2195108.0328935366, 558276.4426715756 2195184.0412546694, 557904.319512781 2195226.3525219075, 557712.5388028806 2195248.3887631665, 557390.6991465009 2195284.2021369752, 557152.5032776908 2195309.5021083755, 556882.9836010507 2195232.8831840293, 556588.1637285321 2195149.923847607, 556280.9516991813 2195061.1976857646, 556044.5609961771 2194995.7636504727, 555693.4109887548 2194896.1189081976, 555393.764252493 2194809.6898110467, 555031.7182048187 2194706.4277416123, 554681.958905042 2194607.2725551305, 554461.0406099634 2194454.4512367724, 554118.2281804805 2194214.477516388, 553911.5492642828 2194072.762180634, 553714.1944457567 2193935.3714059195, 553373.8302942585 2193883.6791189, 552958.6276252035 2193820.5257763816, 552599.9571065975 2193768.2182330326, 552296.7668175807 2193721.648374943, 551990.4339817651 2193674.9527888903, 551536.0653406304 2193605.91929155, 551230.6614575908 2193559.0072948034, 550934.9247759839 2193514.563028587, 550595.7192243512 2193462.695610346, 550258.7193657313 2193411.5381911937, 550049.0089316056 2193379.8805333697, 549638.620720708 2193462.881891614, 548869.9624487293 2193617.691963658, 548636.775471126 2193665.872812921, 548309.7193608808 2193730.9303536983, 548055.3031122813 2193785.501305469, 547773.976867838 2193844.020149705, 547566.6907524881 2193884.8374838014, 547086.2093190781 2193984.407897371, 546492.3214025964 2194103.2796455757, 545795.6547563253 2194247.4009215706, 545122.9415312518 2194135.429862939, 544740.1864557953 2194074.367815081, 544312.153014339 2194004.2812629524, 544002.2928345834 2193956.177434095, 543769.0341555892 2193918.4936632575, 543477.5056826171 2193870.710089233, 543243.4281166784 2193833.0423573465, 542869.487135724 2193768.14741799, 542582.4293417751 2193940.4053993793, 542424.2082012402 2194027.9006938166, 541998.8012693413 2194272.0536931595, 541761.7484210172 2194413.381177554, 541487.8067814026 2194569.686064777, 541296.7853538956 2194677.863185516, 541162.3577203103 2194818.7304835445, 540869.3929400232 2195115.0305684167, 540606.9252394917 2195389.6053227023, 540243.1990758908 2195608.54504002, 539998.3402647553 2195757.3918062174, 539811.0539429325 2195871.9561335105, 539557.6700035197 2196034.589074343, 539389.4148164818 2196139.108186272, 539136.1654038136 2196296.5241864393, 538958.108441318 2196404.27903692, 538670.3089552477 2196584.454689453, 538538.8410192939 2196666.343765046, 538157.6445868174 2196903.236732354, 537834.0086772838 2197105.71286362, 537692.8024792029 2197221.5489990725, 537483.1514691446 2197391.243089652, 537007.3365963977 2197787.078597025, 536851.2919453366 2197920.1422089455, 536646.8076723606 2198140.3844709652, 536512.6468234127 2198294.367087654, 536232.3268614524 2198606.4604453207, 536019.6620251256 2198841.864609416, 535733.626512288 2199162.530277753, 535621.3278435922 2199290.702502326, 535361.83508939 2199578.6279528798, 535095.8033383241 2199874.412106342, 534822.5303397459 2200178.872756494, 534564.5855303896 2200464.699195963, 534395.5374578845 2200653.144293999, 534400.9113586913 2201004.7236217298, 534403.0307107694 2201291.5159543836, 534408.7663011473 2201575.5378538403, 534412.6369528396 2201924.6579174353, 534417.5434228086 2202214.9196565943, 534422.5310400599 2202527.7785850083, 534425.4243051582 2202776.89286519, 534436.6868232328 2203450.0761909857, 533978.2572286843 2204012.946871417, 533818.6852749533 2204208.442793005, 533655.8302869424 2204409.710360717, 533458.1200354452 2204655.354499852, 533337.3988882047 2204798.5971301915, 533090.9211640765 2205105.9460247774, 532929.3924327625 2205295.171747953, 532669.4315800536 2205275.110729755, 532181.0980639668 2205230.532029006, 531658.6300842292 2205184.41150352, 531210.4800097112 2205149.083914106, 530813.039698447 2205107.482533244, 530358.3755106912 2205067.196642353, 530074.8796928112 2205044.0017699245, 529629.1741119169 2205007.556844514, 529415.5545433662 2205149.4633957413, 529041.5110765094 2205404.401064145, 528721.2606513463 2205623.060289643, 528379.5550911538 2205855.5785310245, 528052.9024494634 2206077.0059817103, 527526.8780272203 2205926.970368531, 527317.9109853614 2205867.5625957455, 527020.8774887561 2205787.638029711, 526790.236413288 2205721.143134398, 526623.1264624239 2205568.321619727, 526397.3640280089 2205358.0582845244, 526171.1242414814 2205148.5054795183, 525939.3057256355 2204928.9769741446, 524548.6325350845 2205183.468305593, 524252.096163817 2205484.605783401, 523280.1368934659 2205961.1443158896, 522466.23424048186 2206361.8255696334, 522172.3945397873 2206502.20096042, 521858.9753144395 2206656.6771003795, 521359.6997133333 2206906.508998619, 521077.53763918707 2207044.0064346595, 520117.3352843627 2206707.27027482, 519564.9352241966 2206513.5776988203, 519547.38351246936 2206263.5771674714, 519536.1547037822 2205991.8058672235, 519521.0391282869 2205431.794415537, 519257.4107827133 2205349.4824742437, 519068.6985810986 2205282.0840529334, 518452.4241294846 2205084.4849984883, 518050.95944691537 2204960.5829156963, 517803.71527075034 2204816.240719976, 517599.29468975577 2204696.9097031867, 517164.9360317681 2204465.013424814, 516562.2931126142 2204130.431542158, 515837.14759426605 2203709.7663718937, 514675.7735372514 2202516.957403983, 513917.071309608 2201706.791266481, 513282.2749495047 2199930.2227608315, 512713.6535695828 2199668.0175223122, 512494.214056354 2199501.5070657516, 511350.36483665934 2198646.1043604612, 510739.3351276217 2197806.6853145794, 510691.80329718295 2197485.093539867, 510512.0285690937 2197121.5495379525) | line | [10 empty] | 6 | 2 |  |  | 2242 | 2243 | 1 | FALSE | FALSE | 2 | TRUE | FALSE | 2242 |  | 558636.1985 | 2195108.0329 |  |  | 2242 | 558636.1985 | 2195108.0329 | 2243 | 510512.0286 | 2197121.5495
VN | 1047709312 | LINEVN2212 | 220 | 0.73318 | [5 empty] | 50 |  | LINESTRING (559233.5437993328 2194981.4788884046, 559022.3009369575 2195035.5946109123, 558920.6580650181 2195058.2069354462, 558636.1985118112 2195108.0328935366) | line | [10 empty] | 3 | 1 |  |  | 950 | 2242 | 1 | FALSE | FALSE | 1 | TRUE | TRUE | 950 | 2242 | 559233.5438 | 2194981.4789 | 558636.1985 | 2195108.0329 | 950 | 559233.5438 | 2194981.4789 | 2242 | 558636.1985 | 2195108.0329
VN | 1047709313 | LINEVN2213 | 220 | 0.73319 | [5 empty] | 50 |  | LINESTRING (559233.5437993328 2194981.4788884046, 559018.7516322309 2195016.6924888766, 558916.984558477 2195038.839635458, 558636.1985118112 2195108.0328935366) | line | [10 empty] | 3 | 1 |  |  | 950 | 2242 | 1 | FALSE | FALSE | 1 | TRUE | TRUE | 950 | 2242 | 559233.5438 | 2194981.4789 | 558636.1985 | 2195108.0329 | 950 | 559233.5438 | 2194981.4789 | 2242 | 558636.1985 | 2195108.0329
VN | 1047710403 | LINEVN2214a | 110 | 9.8714 | [5 empty] | 50 | 6 cables - 2 systems | LINESTRING (528677.0436165656 2197419.186426298, 528917.3199169515 2197303.1756092925, 529256.7606162652 2196993.057969258, 529615.7709855856 2196907.120845055, 529856.7042460843 2196986.1837157207, 530036.9728332513 2197036.6848657904, 530177.2063818778 2197093.117133339, 530310.2615266804 2197153.1125131343, 530566.5610410745 2197260.1642667963, 530670.3223976246 2197331.4543283302, 530802.7136358978 2197385.985735327, 530938.463561767 2197447.097238031, 531177.0594043053 2197550.0104290936, 531309.5831759374 2197628.3710235013, 531517.3710401021 2197745.2548808134, 531684.7893388435 2197838.365313673, 531853.5434848682 2197932.8077042094, 532057.4577909801 2197959.447784036, 532331.4968098182 2197988.6531390855, 532488.4596707104 2198008.5283610956, 532683.7521249637 2198099.696831385, 533197.6078149268 2198199.132946125, 533323.425875202 2198323.2321957713, 533587.7380895717 2198607.7099729157, 533893.5592143859 2198668.604974125, 534156.0682534791 2198720.0816360046, 534488.0751842479 2198782.0447703768, 534637.4201029788 2198827.7304039933, 534878.2870022889 2198900.366881235, 535074.959599793 2198960.3476848733, 535283.5484027863 2199101.64577676, 535515.9606077868 2199257.778645495, 535606.4777810939 2199330.1783345994, 535769.1027565582 2199451.4596115127, 535939.2097628374 2199577.991945753, 536037.0566744142 2199652.7438158793) | line | [10 empty] | 6 | 2 |  |  | 2244 | 2245 | 1 | FALSE | FALSE | 2 | FALSE | FALSE | [6 empty] | 2244 | 528677.0436 | 2197419.1864 | 2245 | 536037.0567 | 2199652.7438
VN | 1047710403 | LINEVN2214b | 110 | 9.8714 | [5 empty] | 50 | 6 cables - 2 systems | LINESTRING (528677.0436165656 2197419.186426298, 528917.3199169515 2197303.1756092925, 529256.7606162652 2196993.057969258, 529615.7709855856 2196907.120845055, 529856.7042460843 2196986.1837157207, 530036.9728332513 2197036.6848657904, 530177.2063818778 2197093.117133339, 530310.2615266804 2197153.1125131343, 530566.5610410745 2197260.1642667963, 530670.3223976246 2197331.4543283302, 530802.7136358978 2197385.985735327, 530938.463561767 2197447.097238031, 531177.0594043053 2197550.0104290936, 531309.5831759374 2197628.3710235013, 531517.3710401021 2197745.2548808134, 531684.7893388435 2197838.365313673, 531853.5434848682 2197932.8077042094, 532057.4577909801 2197959.447784036, 532331.4968098182 2197988.6531390855, 532488.4596707104 2198008.5283610956, 532683.7521249637 2198099.696831385, 533197.6078149268 2198199.132946125, 533323.425875202 2198323.2321957713, 533587.7380895717 2198607.7099729157, 533893.5592143859 2198668.604974125, 534156.0682534791 2198720.0816360046, 534488.0751842479 2198782.0447703768, 534637.4201029788 2198827.7304039933, 534878.2870022889 2198900.366881235, 535074.959599793 2198960.3476848733, 535283.5484027863 2199101.64577676, 535515.9606077868 2199257.778645495, 535606.4777810939 2199330.1783345994, 535769.1027565582 2199451.4596115127, 535939.2097628374 2199577.991945753, 536037.0566744142 2199652.7438158793) | line | [10 empty] | 6 | 2 |  |  | 2244 | 2245 | 1 | FALSE | FALSE | 2 | FALSE | FALSE | [6 empty] | 2244 | 528677.0436 | 2197419.1864 | 2245 | 536037.0567 | 2199652.7438
VN | 1047727653 | LINEVN2215 | 110 | 0.020534 | [5 empty] | 50 |  | LINESTRING (538220.0397425325 2217179.4507283485, 538232.0390124324 2217191.6498965146) | line | [10 empty] | 3 | 1 |  |  | 2246 | 2247 | 1 | FALSE | FALSE | 1 | TRUE | FALSE | 2246 |  | 538220.0397 | 2217179.4507 |  |  | 2246 | 538220.0397 | 2217179.4507 | 2247 | 538232.039 | 2217191.6499
VN | 1047727654 | LINEVN2216 | 110 | 0.018614 | [5 empty] | 50 |  | LINESTRING (538220.0397425325 2217179.4507283485, 538214.9776889632 2217194.113559378) | line | [10 empty] | 3 | 1 |  |  | 2246 | 2248 | 1 | FALSE | FALSE | 1 | TRUE | FALSE | 2246 |  | 538220.0397 | 2217179.4507 |  |  | 2246 | 538220.0397 | 2217179.4507 | 2248 | 538214.9777 | 2217194.1136
VN | 1047727656 | LINEVN2217 | 110 | 2.3817 | [5 empty] | 50 |  | LINESTRING (542208.9288850945 2216978.4140172726, 542092.9410251236 2217036.2768090065, 541801.0685049192 2217182.2051786906, 541690.9334911217 2217317.106287097, 541524.7420593227 2217516.6902870797, 541476.5448203117 2217706.1089406763, 541432.091671308 2217869.287267955, 541253.4282757665 2218004.5930594215, 540847.5993909362 2218307.2110181823) | line | [10 empty] | 3 | 1 |  |  | 2249 | 2250 | 1 | FALSE | FALSE | 1 | TRUE | FALSE | 2249 |  | 542208.9289 | 2216978.414 |  |  | 2249 | 542208.9289 | 2216978.414 | 2250 | 540847.5994 | 2218307.211
VN | 1047727657 | LINEVN2218 | 110 | 0.68867 | [5 empty] | 50 |  | LINESTRING (540878.8810899676 2216311.1516057383, 541070.2536191851 2216345.3966651186, 541147.8415964454 2216353.912049001, 541447.2308788995 2216388.858487599) | line | [10 empty] | 3 | 1 |  |  | 2251 | 2252 | 1 | FALSE | FALSE | 1 | TRUE | TRUE | 2251 | 2252 | 540878.8811 | 2216311.1516 | 541447.2309 | 2216388.8585 | 2251 | 540878.8811 | 2216311.1516 | 2252 | 541447.2309 | 2216388.8585
VN | 1047727658 | LINEVN2219a | 110 | 3.5482 | [5 empty] | 50 | 6 cables - 2 systems | LINESTRING (540878.8810899676 2216311.1516057383, 540745.7246014251 2216295.9455001443, 540474.3387892833 2216383.0266652727, 540366.116776445 2216421.0216030166, 540041.8569658386 2216454.802740228, 539968.3628723539 2216462.458428565, 539515.3633758809 2216503.5579726147, 539232.2380649982 2216592.9667091486, 538952.467664775 2216684.611785014, 538566.7265225145 2216807.809528952, 538306.1524718903 2216894.8372348347, 538266.1193122613 2217024.5903053465, 538220.0397425325 2217179.4507283485) | line | [10 empty] | 6 | 2 |  |  | 2251 | 2246 | 1 | FALSE | FALSE | 2 | TRUE | TRUE | 2251 | 2246 | 540878.8811 | 2216311.1516 | 538220.0397 | 2217179.4507 | 2251 | 540878.8811 | 2216311.1516 | 2246 | 538220.0397 | 2217179.4507
VN | 1047727658 | LINEVN2219b | 110 | 3.5482 | [5 empty] | 50 | 6 cables - 2 systems | LINESTRING (540878.8810899676 2216311.1516057383, 540745.7246014251 2216295.9455001443, 540474.3387892833 2216383.0266652727, 540366.116776445 2216421.0216030166, 540041.8569658386 2216454.802740228, 539968.3628723539 2216462.458428565, 539515.3633758809 2216503.5579726147, 539232.2380649982 2216592.9667091486, 538952.467664775 2216684.611785014, 538566.7265225145 2216807.809528952, 538306.1524718903 2216894.8372348347, 538266.1193122613 2217024.5903053465, 538220.0397425325 2217179.4507283485) | line | [10 empty] | 6 | 2 |  |  | 2251 | 2246 | 1 | FALSE | FALSE | 2 | TRUE | TRUE | 2251 | 2246 | 540878.8811 | 2216311.1516 | 538220.0397 | 2217179.4507 | 2251 | 540878.8811 | 2216311.1516 | 2246 | 538220.0397 | 2217179.4507
VN | 1047727659 | LINEVN2220 | 110 | 0.68855 | [5 empty] | 50 |  | LINESTRING (541447.2308788995 2216388.858487599, 541149.3245384091 2216341.465932477, 541071.6214701068 2216332.95027283, 540878.8810899676 2216311.1516057383) | line | [10 empty] | 3 | 1 |  |  | 2252 | 2251 | 1 | FALSE | FALSE | 1 | TRUE | TRUE | 2252 | 2251 | 541447.2309 | 2216388.8585 | 540878.8811 | 2216311.1516 | 2252 | 541447.2309 | 2216388.8585 | 2251 | 540878.8811 | 2216311.1516
VN | 1047727660 | LINEVN2221a | 110 | 1.1952 | [5 empty] | 50 | 6 cables - 2 systems | LINESTRING (541447.2308788995 2216388.858487599, 541624.7588787304 2216412.8515565535, 541777.8252676397 2216563.851530178, 541901.2782971268 2216708.2195717664, 542007.7776867542 2216830.7581806136, 542208.9288850945 2216978.4140172726) | line | [10 empty] | 6 | 2 |  |  | 2252 | 2249 | 1 | FALSE | FALSE | 2 | TRUE | TRUE | 2252 | 2249 | 541447.2309 | 2216388.8585 | 542208.9289 | 2216978.414 | 2252 | 541447.2309 | 2216388.8585 | 2249 | 542208.9289 | 2216978.414
VN | 1047727660 | LINEVN2221b | 110 | 1.1952 | [5 empty] | 50 | 6 cables - 2 systems | LINESTRING (541447.2308788995 2216388.858487599, 541624.7588787304 2216412.8515565535, 541777.8252676397 2216563.851530178, 541901.2782971268 2216708.2195717664, 542007.7776867542 2216830.7581806136, 542208.9288850945 2216978.4140172726) | line | [10 empty] | 6 | 2 |  |  | 2252 | 2249 | 1 | FALSE | FALSE | 2 | TRUE | TRUE | 2252 | 2249 | 541447.2309 | 2216388.8585 | 542208.9289 | 2216978.414 | 2252 | 541447.2309 | 2216388.8585 | 2249 | 542208.9289 | 2216978.414
VN | 1047727661 | LINEVN2222 | 110 | 26.6172 | [5 empty] | 50 |  | LINESTRING (542208.9288850945 2216978.4140172726, 542393.4548971814 2216882.3732299795, 542549.864285325 2216802.7215361595, 542608.5814485154 2216572.076055917, 542686.7709809943 2216423.5241578394, 542782.6155418666 2216236.228286611, 542936.9751744807 2216134.0992027842, 543062.8793849678 2216049.253368676, 543279.7299675951 2215909.0470670136, 543455.7062822183 2215792.6450769734, 543572.8847579987 2215711.2227908797, 543748.7983928194 2215596.383887953, 543909.7249914244 2215490.838013189, 544067.1122943457 2215387.7856650962, 544185.2918323602 2215309.756220426, 544332.6098744282 2215211.1847807383, 544483.5104024714 2215111.0633104146, 544625.5560677971 2215018.3792425646, 544917.6172225126 2214867.3074421855, 545060.7260530782 2214798.0238341386, 545316.4990730322 2214668.333871243, 545669.2380046155 2214499.980015344, 545893.1170314153 2214383.262352243, 546181.3248906333 2214341.215890808, 546576.2917218733 2214279.3393072654, 547020.090772662 2214211.5494051063, 547235.7691890696 2214177.3707277384, 547396.8531198489 2214208.0506567364, 547647.9248420828 2214255.21124358, 547950.3383287252 2214314.279640391, 548181.9123298124 2214361.073622236, 548541.7128596085 2214238.7661935505, 548708.7452257035 2214183.1347267274, 548876.4911522677 2214127.064168606, 549049.3997331024 2214069.183707172, 549218.1106361761 2214012.9530855627, 549395.8908318504 2213953.075613349, 549562.9213281336 2213896.4008694673, 549745.3539263208 2213834.437452702, 549896.0893249438 2213785.6098896223, 550097.2743488696 2213717.7498224033, 550292.9721951829 2213652.6539385845, 550506.3564130935 2213581.1595068234, 550806.7341868839 2213481.4681182806, 550948.8129027474 2213433.399018616, 551187.3890937964 2213355.036382287, 551349.7288236973 2213300.478411329, 551500.762227044 2213249.5516513595, 551661.0898079363 2213196.9825632847, 551828.1306991586 2213141.889511518, 551971.7848000823 2213093.6119234306, 552132.2182381273 2213041.6117876316, 552323.4975962172 2213039.2275648178, 552664.5274581556 2213038.8666096856, 552874.5919452936 2213036.943303266, 553055.1196630179 2213037.710677668, 553255.7848884384 2213037.866092854, 553559.8017163961 2213036.015666354, 553732.2794980897 2213035.437425494, 554422.6410349853 2213033.120712573, 554580.3447752625 2213034.054218561, 554749.6953067532 2213033.4873156208, 554932.2989735836 2213032.8750890186, 555112.7687969208 2213032.2801828845, 555346.420575096 2213034.123778818, 555664.7594466475 2213032.023164532, 555965.1461804983 2213030.811602425, 556129.5187914488 2213030.054000709, 556289.8511922825 2213030.126007893, 556450.5288126122 2213030.200595846, 556610.7090784927 2213028.8253368335, 556737.27215323 2212975.3078311034, 556883.6683727594 2212912.1834988077, 557030.8563468023 2212847.1705686217, 557184.1470073204 2212781.1717215558, 557333.4218516194 2212712.0513484534, 557482.6209020077 2212647.2700481494, 557635.8033160196 2212580.2787277894, 557788.5461002996 2212513.740995692, 557931.3090711487 2212450.8788449615, 558191.1388858361 2212337.0465664365, 558340.3020337588 2212272.449360968, 558492.5880937492 2212206.502641408, 558629.5814483188 2212146.9135561623, 558776.3418272494 2212082.3562081126, 558923.5325743835 2212017.6908445065, 559071.4133492337 2211953.4716786155, 559214.4705947576 2211889.9014237155, 559348.3340783376 2211832.4209684418, 559548.947331652 2211852.5677092224, 559725.9540858397 2211871.5185511084, 560046.7732276232 2211903.634690566, 560209.5834846961 2211922.6524659125, 560366.0088342804 2211939.6467153467, 560499.5488345562 2211952.6789621967, 560674.3113301923 2211969.7393116, 560851.431466601 2211988.591322145, 560997.4750633074 2212066.709120912, 561143.4964159894 2212147.8382157725, 561294.4806768488 2212230.2807302293, 561431.0450102816 2212304.8499383926, 561537.7168529639 2212363.0915802517, 561710.2048440122 2212457.2886312893, 561909.370633773 2212567.738965549, 562018.4273429229 2212725.569420097, 562167.9990334553 2212941.157212662, 562329.3260172628 2213182.6841743523, 562313.3239108956 2213279.139215763, 562281.0932403682 2213253.5602438776) | line | [10 empty] | 3 | 1 |  |  | 2249 | 2253 | 1 | FALSE | FALSE | 1 | TRUE | FALSE | 2249 |  | 542208.9289 | 2216978.414 |  |  | 2249 | 542208.9289 | 2216978.414 | 2253 | 562281.0932 | 2213253.5602
VN | 1047780467 | LINEVN2223a | 110 | 1.7986 | [5 empty] | 50 | 6 cables - 2 systems | LINESTRING (604534.2074247012 2307797.3794700676, 604232.0905073181 2307774.917638256, 604193.9577630812 2307984.267905653, 604148.9881980678 2308220.7717465097, 604098.2875701758 2308467.3015802866, 604053.1859566723 2308707.003734518, 604001.0832175178 2308893.3550768564, 604004.7580255338 2308946.4639428034) | line | [10 empty] | 6 | 2 |  |  | 2254 | 2255 | 1 | FALSE | FALSE | 2 | TRUE | TRUE | 2254 | 2255 | 604534.2074 | 2307797.3795 | 604004.758 | 2308946.4639 | 2254 | 604534.2074 | 2307797.3795 | 2255 | 604004.758 | 2308946.4639
VN | 1047780467 | LINEVN2223b | 110 | 1.7986 | [5 empty] | 50 | 6 cables - 2 systems | LINESTRING (604534.2074247012 2307797.3794700676, 604232.0905073181 2307774.917638256, 604193.9577630812 2307984.267905653, 604148.9881980678 2308220.7717465097, 604098.2875701758 2308467.3015802866, 604053.1859566723 2308707.003734518, 604001.0832175178 2308893.3550768564, 604004.7580255338 2308946.4639428034) | line | [10 empty] | 6 | 2 |  |  | 2254 | 2255 | 1 | FALSE | FALSE | 2 | TRUE | TRUE | 2254 | 2255 | 604534.2074 | 2307797.3795 | 604004.758 | 2308946.4639 | 2254 | 604534.2074 | 2307797.3795 | 2255 | 604004.758 | 2308946.4639
VN | 1047780469 | LINEVN2224a | 110 | 1.0228 | [5 empty] | 50 | 6 cables - 2 systems | LINESTRING (604534.2074247012 2307797.3794700676, 604227.6298936233 2307741.1078628404, 603995.0424110867 2307699.779683456, 603727.5569080223 2307652.228057632, 603695.0537841602 2307655.9006618974) | line | [10 empty] | 6 | 2 |  |  | 2254 | 2256 | 1 | FALSE | FALSE | 2 | TRUE | FALSE | 2254 |  | 604534.2074 | 2307797.3795 |  |  | 2254 | 604534.2074 | 2307797.3795 | 2256 | 603695.0538 | 2307655.9007
VN | 1047780469 | LINEVN2224b | 110 | 1.0228 | [5 empty] | 50 | 6 cables - 2 systems | LINESTRING (604534.2074247012 2307797.3794700676, 604227.6298936233 2307741.1078628404, 603995.0424110867 2307699.779683456, 603727.5569080223 2307652.228057632, 603695.0537841602 2307655.9006618974) | line | [10 empty] | 6 | 2 |  |  | 2254 | 2256 | 1 | FALSE | FALSE | 2 | TRUE | FALSE | 2254 |  | 604534.2074 | 2307797.3795 |  |  | 2254 | 604534.2074 | 2307797.3795 | 2256 | 603695.0538 | 2307655.9007
VN | 1047780470 | LINEVN2225a | 110 | 11.0197 | [5 empty] | 50 | 12 cables - 4 systems | LINESTRING (608440.5268575309 2300659.091808076, 608538.5355953054 2300733.975123866, 608408.2018451014 2300958.4063628693, 608292.3170769593 2301152.270971987, 608168.3078096372 2301363.6833988484, 608048.1589100591 2301564.3846958033, 607916.9603052406 2301787.6957574547, 607797.7520916715 2301988.681401207, 607663.8879223096 2302211.578595303, 607546.1679745561 2302416.715111477, 607462.2145890554 2302648.899561857, 607383.789364087 2302861.583251374, 607296.4903591971 2303104.970801788, 607144.3149868833 2303531.45444789, 607044.7735249256 2303750.524103959, 606946.3502444441 2303967.6090126936, 606840.8450225835 2304197.422720797, 606759.3734249235 2304375.9974472052, 606657.1856838269 2304600.343142323, 606562.8265240846 2304809.8072953196, 606456.772544836 2305040.7707642107, 606359.0465955391 2305255.1844262043, 606253.5501822184 2305486.0307915923, 606176.7944865748 2305659.5351498504, 605978.5931465008 2305788.803476924, 605800.6078653326 2305905.48364043, 605906.7308677139 2306067.748424971, 606058.783304512 2306214.387891028, 606214.7129424396 2306364.4737662976, 606075.6701126689 2306601.9266721257, 605905.7766393 2306707.0897569302, 605805.6288828168 2306935.1387508316, 605716.1962355027 2307134.1227464145, 605588.3545460833 2307347.8851816747, 605465.2597013821 2307550.1668033507, 605344.5286697323 2307747.6048886, 605061.7183006877 2307891.1492817816, 604800.972008512 2307844.7958098883, 604534.2074247012 2307797.3794700676) | line | [10 empty] | 12 | 4 |  |  | 2257 | 2254 | 1 | FALSE | FALSE | 4 | TRUE | TRUE | 2257 | 2254 | 608440.5269 | 2300659.0918 | 604534.2074 | 2307797.3795 | 2257 | 608440.5269 | 2300659.0918 | 2254 | 604534.2074 | 2307797.3795
VN | 1047780470 | LINEVN2225b | 110 | 11.0197 | [5 empty] | 50 | 12 cables - 4 systems | LINESTRING (608440.5268575309 2300659.091808076, 608538.5355953054 2300733.975123866, 608408.2018451014 2300958.4063628693, 608292.3170769593 2301152.270971987, 608168.3078096372 2301363.6833988484, 608048.1589100591 2301564.3846958033, 607916.9603052406 2301787.6957574547, 607797.7520916715 2301988.681401207, 607663.8879223096 2302211.578595303, 607546.1679745561 2302416.715111477, 607462.2145890554 2302648.899561857, 607383.789364087 2302861.583251374, 607296.4903591971 2303104.970801788, 607144.3149868833 2303531.45444789, 607044.7735249256 2303750.524103959, 606946.3502444441 2303967.6090126936, 606840.8450225835 2304197.422720797, 606759.3734249235 2304375.9974472052, 606657.1856838269 2304600.343142323, 606562.8265240846 2304809.8072953196, 606456.772544836 2305040.7707642107, 606359.0465955391 2305255.1844262043, 606253.5501822184 2305486.0307915923, 606176.7944865748 2305659.5351498504, 605978.5931465008 2305788.803476924, 605800.6078653326 2305905.48364043, 605906.7308677139 2306067.748424971, 606058.783304512 2306214.387891028, 606214.7129424396 2306364.4737662976, 606075.6701126689 2306601.9266721257, 605905.7766393 2306707.0897569302, 605805.6288828168 2306935.1387508316, 605716.1962355027 2307134.1227464145, 605588.3545460833 2307347.8851816747, 605465.2597013821 2307550.1668033507, 605344.5286697323 2307747.6048886, 605061.7183006877 2307891.1492817816, 604800.972008512 2307844.7958098883, 604534.2074247012 2307797.3794700676) | line | [10 empty] | 12 | 4 |  |  | 2257 | 2254 | 1 | FALSE | FALSE | 4 | TRUE | TRUE | 2257 | 2254 | 608440.5269 | 2300659.0918 | 604534.2074 | 2307797.3795 | 2257 | 608440.5269 | 2300659.0918 | 2254 | 604534.2074 | 2307797.3795
VN | 1047780470 | LINEVN2225c | 110 | 11.0197 | [5 empty] | 50 | 12 cables - 4 systems | LINESTRING (608440.5268575309 2300659.091808076, 608538.5355953054 2300733.975123866, 608408.2018451014 2300958.4063628693, 608292.3170769593 2301152.270971987, 608168.3078096372 2301363.6833988484, 608048.1589100591 2301564.3846958033, 607916.9603052406 2301787.6957574547, 607797.7520916715 2301988.681401207, 607663.8879223096 2302211.578595303, 607546.1679745561 2302416.715111477, 607462.2145890554 2302648.899561857, 607383.789364087 2302861.583251374, 607296.4903591971 2303104.970801788, 607144.3149868833 2303531.45444789, 607044.7735249256 2303750.524103959, 606946.3502444441 2303967.6090126936, 606840.8450225835 2304197.422720797, 606759.3734249235 2304375.9974472052, 606657.1856838269 2304600.343142323, 606562.8265240846 2304809.8072953196, 606456.772544836 2305040.7707642107, 606359.0465955391 2305255.1844262043, 606253.5501822184 2305486.0307915923, 606176.7944865748 2305659.5351498504, 605978.5931465008 2305788.803476924, 605800.6078653326 2305905.48364043, 605906.7308677139 2306067.748424971, 606058.783304512 2306214.387891028, 606214.7129424396 2306364.4737662976, 606075.6701126689 2306601.9266721257, 605905.7766393 2306707.0897569302, 605805.6288828168 2306935.1387508316, 605716.1962355027 2307134.1227464145, 605588.3545460833 2307347.8851816747, 605465.2597013821 2307550.1668033507, 605344.5286697323 2307747.6048886, 605061.7183006877 2307891.1492817816, 604800.972008512 2307844.7958098883, 604534.2074247012 2307797.3794700676) | line | [10 empty] | 12 | 4 |  |  | 2257 | 2254 | 1 | FALSE | FALSE | 4 | TRUE | TRUE | 2257 | 2254 | 608440.5269 | 2300659.0918 | 604534.2074 | 2307797.3795 | 2257 | 608440.5269 | 2300659.0918 | 2254 | 604534.2074 | 2307797.3795
VN | 1047780470 | LINEVN2225d | 110 | 11.0197 | [5 empty] | 50 | 12 cables - 4 systems | LINESTRING (608440.5268575309 2300659.091808076, 608538.5355953054 2300733.975123866, 608408.2018451014 2300958.4063628693, 608292.3170769593 2301152.270971987, 608168.3078096372 2301363.6833988484, 608048.1589100591 2301564.3846958033, 607916.9603052406 2301787.6957574547, 607797.7520916715 2301988.681401207, 607663.8879223096 2302211.578595303, 607546.1679745561 2302416.715111477, 607462.2145890554 2302648.899561857, 607383.789364087 2302861.583251374, 607296.4903591971 2303104.970801788, 607144.3149868833 2303531.45444789, 607044.7735249256 2303750.524103959, 606946.3502444441 2303967.6090126936, 606840.8450225835 2304197.422720797, 606759.3734249235 2304375.9974472052, 606657.1856838269 2304600.343142323, 606562.8265240846 2304809.8072953196, 606456.772544836 2305040.7707642107, 606359.0465955391 2305255.1844262043, 606253.5501822184 2305486.0307915923, 606176.7944865748 2305659.5351498504, 605978.5931465008 2305788.803476924, 605800.6078653326 2305905.48364043, 605906.7308677139 2306067.748424971, 606058.783304512 2306214.387891028, 606214.7129424396 2306364.4737662976, 606075.6701126689 2306601.9266721257, 605905.7766393 2306707.0897569302, 605805.6288828168 2306935.1387508316, 605716.1962355027 2307134.1227464145, 605588.3545460833 2307347.8851816747, 605465.2597013821 2307550.1668033507, 605344.5286697323 2307747.6048886, 605061.7183006877 2307891.1492817816, 604800.972008512 2307844.7958098883, 604534.2074247012 2307797.3794700676) | line | [10 empty] | 12 | 4 |  |  | 2257 | 2254 | 1 | FALSE | FALSE | 4 | TRUE | TRUE | 2257 | 2254 | 608440.5269 | 2300659.0918 | 604534.2074 | 2307797.3795 | 2257 | 608440.5269 | 2300659.0918 | 2254 | 604534.2074 | 2307797.3795
VN | 1047780471 | LINEVN2226 | 110 | 0.51036 | [5 empty] | 50 |  | LINESTRING (608359.01464614 2300476.117534018, 608390.9405495165 2300494.908228573, 608548.8766974839 2300374.1047674436, 608699.986112178 2300259.8998109717) | line | [14 empty] | 2258 | 2259 | 1 | FALSE | FALSE | 1 | FALSE | FALSE | [6 empty] | 2258 | 608359.0146 | 2300476.1175 | 2259 | 608699.9861 | 2300259.8998
VN | 1047780472 | LINEVN2227a | 110 | 0.21413 | [5 empty] | 50 | 6 cables - 2 systems | LINESTRING (608299.77641202 2300549.4206500333, 608322.5745662027 2300568.1523394436, 608440.5268575309 2300659.091808076) | line | [10 empty] | 6 | 2 |  |  | 2260 | 2257 | 1 | FALSE | FALSE | 2 | FALSE | TRUE |  | 2257 |  |  | 608440.5269 | 2300659.0918 | 2260 | 608299.7764 | 2300549.4207 | 2257 | 608440.5269 | 2300659.0918
VN | 1047780472 | LINEVN2227b | 110 | 0.21413 | [5 empty] | 50 | 6 cables - 2 systems | LINESTRING (608299.77641202 2300549.4206500333, 608322.5745662027 2300568.1523394436, 608440.5268575309 2300659.091808076) | line | [10 empty] | 6 | 2 |  |  | 2260 | 2257 | 1 | FALSE | FALSE | 2 | FALSE | TRUE |  | 2257 |  |  | 608440.5269 | 2300659.0918 | 2260 | 608299.7764 | 2300549.4207 | 2257 | 608440.5269 | 2300659.0918
VN | 1047780473 | LINEVN2228a | 110 | 0.21566 | [5 empty] | 50 | 6 cables - 2 systems | LINESTRING (608312.3387820409 2300533.3522372777, 608334.9316461505 2300551.639864123, 608440.5268575309 2300659.091808076) | line | [10 empty] | 6 | 2 |  |  | 2261 | 2257 | 1 | FALSE | FALSE | 2 | FALSE | TRUE |  | 2257 |  |  | 608440.5269 | 2300659.0918 | 2261 | 608312.3388 | 2300533.3522 | 2257 | 608440.5269 | 2300659.0918
VN | 1047780473 | LINEVN2228b | 110 | 0.21566 | [5 empty] | 50 | 6 cables - 2 systems | LINESTRING (608312.3387820409 2300533.3522372777, 608334.9316461505 2300551.639864123, 608440.5268575309 2300659.091808076) | line | [10 empty] | 6 | 2 |  |  | 2261 | 2257 | 1 | FALSE | FALSE | 2 | FALSE | TRUE |  | 2257 |  |  | 608440.5269 | 2300659.0918 | 2261 | 608312.3388 | 2300533.3522 | 2257 | 608440.5269 | 2300659.0918
VN | 1049083512 | LINEVN2229 | 110 | 13.7783 | [5 empty] | 50 |  | LINESTRING (633228.7340431701 2260710.065426265, 633205.2407828576 2260732.3975231266, 632972.2369332932 2260694.5325667877, 632790.1528170243 2260723.404223313, 632560.8055360414 2260746.7975579216, 632301.6012199719 2260773.8151602224, 632048.621428297 2260800.1873048893, 631764.6851008331 2260828.0515297805, 631494.2579041752 2260855.0279840557, 631210.7580675841 2260884.797474896, 630951.9362796254 2260911.650000111, 630692.6900483365 2260936.8427624274, 630438.2242270507 2260963.293458796, 630151.3230454384 2260992.334837091, 629895.9402639883 2261016.174186802, 629641.1967376575 2261049.408807222, 629375.6914643703 2261076.5662857858, 629106.1209357341 2261104.7597907507, 628842.7858571087 2261129.44017924, 628604.7384515755 2261154.602442896, 628133.0088615391 2261203.3533750176, 627995.374178621 2261063.848487088, 627901.7070129944 2260968.5403428967, 627685.0973791493 2260766.1844049115, 627587.0201076217 2260678.383362294, 627271.3420816599 2260790.8189141913, 626756.9624450621 2260948.7085925257, 626362.8721156197 2261014.122735832, 626110.177497022 2261211.0028338707, 625905.9684319663 2261368.538536469, 625704.5777577524 2261523.5513103507, 625498.6467123835 2261609.6836440577, 625293.6596817942 2261695.4267693097, 625037.0450364938 2261799.46811863, 624759.9171924322 2261914.332853157, 624526.4663167319 2262015.993562953, 624330.7901750025 2262093.856883848, 624088.7543129922 2262194.6860376806, 623863.2672150839 2262291.1996743307, 623617.3373660624 2262393.2245630645, 623374.0563266533 2262497.264348211, 623177.3819596573 2262343.139163438, 622972.0526237616 2262182.18004506, 622855.9599951082 2262176.4752219003, 622858.787652003 2262093.6446494036, 622724.4448269148 2261989.539802314, 622675.124023293 2261990.414574589, 622676.0294364181 2262019.8090377166) | line | [10 empty] | 3 | 1 |  |  | 2262 | 2263 | 1 | FALSE | FALSE | 1 | FALSE | FALSE | [6 empty] | 2262 | 633228.734 | 2260710.0654 | 2263 | 622676.0294 | 2262019.809
VN | 1049083514 | LINEVN2230 | 110 | 0.054517 | [5 empty] | 50 |  | LINESTRING (633223.1994618799 2260761.5942936633, 633241.8124579279 2260720.1517825485) | line | [10 empty] | 3 | 1 |  |  | 2264 | 2265 | 1 | FALSE | FALSE | 1 | TRUE | FALSE | 2264 |  | 633223.1995 | 2260761.5943 |  |  | 2264 | 633223.1995 | 2260761.5943 | 2265 | 633241.8125 | 2260720.1518
VN | 1049083515 | LINEVN2231a | 110 | 11.0979 | [5 empty] | 50 | 6 cables - 2 systems | LINESTRING (639340.6891019808 2272301.440288114, 639358.0103871293 2272264.2550468864, 639494.9016171233 2272025.6396928458, 639652.2737714378 2271758.0245497283, 639771.3824274556 2271557.6549353013, 639898.1049036856 2271343.4449938843, 639999.4514394943 2271172.110551672, 639934.6501521994 2270970.828356313, 639855.7058214105 2270725.240079059, 639816.9951761699 2270604.837934457, 639775.5792828703 2270476.000747172, 639037.0596301742 2270315.5782504436, 638867.2374229594 2270355.228167774, 638658.3616815091 2270404.0041789655, 638534.240549726 2270432.981891848, 638398.3974016451 2270464.6990582617, 638273.6190037113 2270493.83931591, 638148.1829133751 2270523.1300998223, 638027.8980008487 2270551.2237259243, 637752.420273552 2270618.599196948, 637468.7011694817 2270687.993542198, 637202.9332367484 2270750.629647914, 636964.4042064969 2270806.8581449664, 636731.8964633017 2270862.750791665, 636570.493115101 2270898.2840628573, 636429.8244544531 2270932.047758561, 636177.6797441606 2270992.572474682, 635938.761526805 2271050.1954801776, 635795.6915105165 2271084.69780995, 635615.38705679 2271066.645389339, 635365.0755978134 2271041.5736002144, 635051.2152810768 2271012.935130468, 634846.3061930658 2270995.526032826, 634635.6937994624 2271119.1218966483, 634418.4429165166 2271246.6085095718, 634191.6100980889 2271379.7229552018, 633743.2167429331 2271643.8652959564, 633529.6870388918 2271771.9562366926, 633345.9894013575 2271706.069775053, 633137.4941096576 2271629.6193504976, 632932.1115736344 2271542.901336052) | line | [10 empty] | 6 | 2 |  |  | 2266 | 2267 | 1 | FALSE | FALSE | 2 | FALSE | FALSE | [6 empty] | 2266 | 639340.6891 | 2272301.4403 | 2267 | 632932.1116 | 2271542.9013
VN | 1049083515 | LINEVN2231b | 110 | 11.0979 | [5 empty] | 50 | 6 cables - 2 systems | LINESTRING (639340.6891019808 2272301.440288114, 639358.0103871293 2272264.2550468864, 639494.9016171233 2272025.6396928458, 639652.2737714378 2271758.0245497283, 639771.3824274556 2271557.6549353013, 639898.1049036856 2271343.4449938843, 639999.4514394943 2271172.110551672, 639934.6501521994 2270970.828356313, 639855.7058214105 2270725.240079059, 639816.9951761699 2270604.837934457, 639775.5792828703 2270476.000747172, 639037.0596301742 2270315.5782504436, 638867.2374229594 2270355.228167774, 638658.3616815091 2270404.0041789655, 638534.240549726 2270432.981891848, 638398.3974016451 2270464.6990582617, 638273.6190037113 2270493.83931591, 638148.1829133751 2270523.1300998223, 638027.8980008487 2270551.2237259243, 637752.420273552 2270618.599196948, 637468.7011694817 2270687.993542198, 637202.9332367484 2270750.629647914, 636964.4042064969 2270806.8581449664, 636731.8964633017 2270862.750791665, 636570.493115101 2270898.2840628573, 636429.8244544531 2270932.047758561, 636177.6797441606 2270992.572474682, 635938.761526805 2271050.1954801776, 635795.6915105165 2271084.69780995, 635615.38705679 2271066.645389339, 635365.0755978134 2271041.5736002144, 635051.2152810768 2271012.935130468, 634846.3061930658 2270995.526032826, 634635.6937994624 2271119.1218966483, 634418.4429165166 2271246.6085095718, 634191.6100980889 2271379.7229552018, 633743.2167429331 2271643.8652959564, 633529.6870388918 2271771.9562366926, 633345.9894013575 2271706.069775053, 633137.4941096576 2271629.6193504976, 632932.1115736344 2271542.901336052) | line | [10 empty] | 6 | 2 |  |  | 2266 | 2267 | 1 | FALSE | FALSE | 2 | FALSE | FALSE | [6 empty] | 2266 | 639340.6891 | 2272301.4403 | 2267 | 632932.1116 | 2271542.9013
VN | 1049083516 | LINEVN2232a | 110 | 18.1384 | [5 empty] | 50 | 6 cables - 2 systems | LINESTRING (639356.2983850152 2272315.4273928315, 639370.3265404849 2272281.8460617163, 639499.6611514728 2272070.8542275717, 639645.6894082805 2271834.8608222213, 639790.7331431572 2271601.140736585, 639926.1642768104 2271382.9177789763, 640055.2369413612 2271174.9493331965, 639971.8763708504 2270932.8884137613, 639876.9124817402 2270669.833186721, 639779.2012639547 2270387.904494085, 639709.1466466676 2270200.8162350864, 639478.7897441336 2270129.1451226897, 639235.5207264853 2270048.560249719, 638999.055427054 2269973.5693551004, 638753.4180613654 2269895.186282757, 638533.5295938356 2269824.111901028, 638319.7381024166 2269790.5385741694, 638095.7425110402 2269753.652942665, 637834.356417675 2269712.073159351, 637617.41283459 2269677.2767395577, 637392.4353136672 2269641.599205182, 637241.7133205316 2269499.081172625, 637086.6321140074 2269352.367428068, 636953.2200249247 2269221.1164973658, 636897.2635717045 2269029.761067668, 636844.9972224551 2268852.737448591, 636792.9777539083 2268664.292286793, 636700.4019018437 2268332.282100462, 636592.7646422964 2267943.9409634066, 636496.4369876814 2267606.567086735, 636294.8437963191 2267516.2547696023, 636047.8030395998 2267405.402696347, 635784.6584328728 2267286.3344156533, 635561.7287930287 2267185.5557599366, 635298.1385387282 2267065.329610691, 635058.7175317975 2266961.427318733, 634920.400933702 2266724.5533696734, 634777.66942266 2266480.937891424, 634721.8119506044 2266209.173581254, 634652.9835338228 2265886.29933996, 634594.8597432044 2265618.281603502, 634552.956357122 2265416.1444891067, 634501.121962614 2265171.566665673, 634445.5857903397 2264921.3035421916, 634398.8618601967 2264672.4163038977, 634337.5013432726 2264400.9211922213, 634272.2424575652 2264092.91111448, 634214.5436866599 2263832.747506036, 634148.1921798448 2263616.7607059753, 634062.8216318667 2263358.140813474, 633975.0246345373 2263089.296598627, 633900.247643616 2262858.6558471154, 633827.0972560423 2262626.5118385567, 633744.950999747 2262381.1143497974, 633654.6691245052 2262100.4201299744, 633565.710547428 2261819.526677475, 633478.3112740767 2261553.6561506335, 633389.6029956918 2261279.9943721592, 633303.789879987 2261006.621535457, 633223.1994618799 2260761.5942936633) | line | [10 empty] | 6 | 2 |  |  | 2268 | 2264 | 1 | FALSE | FALSE | 2 | FALSE | TRUE |  | 2264 |  |  | 633223.1995 | 2260761.5943 | 2268 | 639356.2984 | 2272315.4274 | 2264 | 633223.1995 | 2260761.5943
VN | 1049083516 | LINEVN2232b | 110 | 18.1384 | [5 empty] | 50 | 6 cables - 2 systems | LINESTRING (639356.2983850152 2272315.4273928315, 639370.3265404849 2272281.8460617163, 639499.6611514728 2272070.8542275717, 639645.6894082805 2271834.8608222213, 639790.7331431572 2271601.140736585, 639926.1642768104 2271382.9177789763, 640055.2369413612 2271174.9493331965, 639971.8763708504 2270932.8884137613, 639876.9124817402 2270669.833186721, 639779.2012639547 2270387.904494085, 639709.1466466676 2270200.8162350864, 639478.7897441336 2270129.1451226897, 639235.5207264853 2270048.560249719, 638999.055427054 2269973.5693551004, 638753.4180613654 2269895.186282757, 638533.5295938356 2269824.111901028, 638319.7381024166 2269790.5385741694, 638095.7425110402 2269753.652942665, 637834.356417675 2269712.073159351, 637617.41283459 2269677.2767395577, 637392.4353136672 2269641.599205182, 637241.7133205316 2269499.081172625, 637086.6321140074 2269352.367428068, 636953.2200249247 2269221.1164973658, 636897.2635717045 2269029.761067668, 636844.9972224551 2268852.737448591, 636792.9777539083 2268664.292286793, 636700.4019018437 2268332.282100462, 636592.7646422964 2267943.9409634066, 636496.4369876814 2267606.567086735, 636294.8437963191 2267516.2547696023, 636047.8030395998 2267405.402696347, 635784.6584328728 2267286.3344156533, 635561.7287930287 2267185.5557599366, 635298.1385387282 2267065.329610691, 635058.7175317975 2266961.427318733, 634920.400933702 2266724.5533696734, 634777.66942266 2266480.937891424, 634721.8119506044 2266209.173581254, 634652.9835338228 2265886.29933996, 634594.8597432044 2265618.281603502, 634552.956357122 2265416.1444891067, 634501.121962614 2265171.566665673, 634445.5857903397 2264921.3035421916, 634398.8618601967 2264672.4163038977, 634337.5013432726 2264400.9211922213, 634272.2424575652 2264092.91111448, 634214.5436866599 2263832.747506036, 634148.1921798448 2263616.7607059753, 634062.8216318667 2263358.140813474, 633975.0246345373 2263089.296598627, 633900.247643616 2262858.6558471154, 633827.0972560423 2262626.5118385567, 633744.950999747 2262381.1143497974, 633654.6691245052 2262100.4201299744, 633565.710547428 2261819.526677475, 633478.3112740767 2261553.6561506335, 633389.6029956918 2261279.9943721592, 633303.789879987 2261006.621535457, 633223.1994618799 2260761.5942936633) | line | [10 empty] | 6 | 2 |  |  | 2268 | 2264 | 1 | FALSE | FALSE | 2 | FALSE | TRUE |  | 2264 |  |  | 633223.1995 | 2260761.5943 | 2268 | 639356.2984 | 2272315.4274 | 2264 | 633223.1995 | 2260761.5943
VN | 1049151993 | LINEVN2233 | 110 | 0.023436 | [5 empty] | 50 |  | LINESTRING (595687.5259294146 2249414.159550685, 595674.1680381946 2249428.4070615163) | line | [10 empty] | 3 | 1 |  |  | 2269 | 2270 | 1 | FALSE | FALSE | 1 | TRUE | FALSE | 2269 |  | 595687.5259 | 2249414.1596 |  |  | 2269 | 595687.5259 | 2249414.1596 | 2270 | 595674.168 | 2249428.4071
VN | 1049151994 | LINEVN2234 | 110 | 0.022518 | [5 empty] | 50 |  | LINESTRING (595687.5259294146 2249414.159550685, 595669.2389761937 2249409.951677891) | line | [10 empty] | 3 | 1 |  |  | 2269 | 2271 | 1 | FALSE | FALSE | 1 | TRUE | FALSE | 2269 |  | 595687.5259 | 2249414.1596 |  |  | 2269 | 595687.5259 | 2249414.1596 | 2271 | 595669.239 | 2249409.9517
VN | 1049151995 | LINEVN2235a | 110 | 0.61966 | [5 empty] | 50 | 6 cables - 2 systems | LINESTRING (595585.0266468128 2248913.7215583343, 595699.2140436579 2249339.7711207867, 595687.5259294146 2249414.159550685) | line | [10 empty] | 6 | 2 |  |  | 519 | 2269 | 1 | FALSE | FALSE | 2 | TRUE | TRUE | 519 | 2269 | 595585.0266 | 2248913.7216 | 595687.5259 | 2249414.1596 | 519 | 595585.0266 | 2248913.7216 | 2269 | 595687.5259 | 2249414.1596
VN | 1049151995 | LINEVN2235b | 110 | 0.61966 | [5 empty] | 50 | 6 cables - 2 systems | LINESTRING (595585.0266468128 2248913.7215583343, 595699.2140436579 2249339.7711207867, 595687.5259294146 2249414.159550685) | line | [10 empty] | 6 | 2 |  |  | 519 | 2269 | 1 | FALSE | FALSE | 2 | TRUE | TRUE | 519 | 2269 | 595585.0266 | 2248913.7216 | 595687.5259 | 2249414.1596 | 519 | 595585.0266 | 2248913.7216 | 2269 | 595687.5259 | 2249414.1596
VN | 1049151996 | LINEVN2236a | 110 | 9.5927 | [5 empty] | 50 | 6 cables - 2 systems | LINESTRING (600801.328405889 2243203.903208125, 600612.5315657741 2243523.738216849, 600479.8303490175 2243741.2134215008, 600359.8126849942 2243938.4426005706, 600263.6998644479 2244096.287884965, 600144.8700666183 2244291.189965282, 600014.7684004866 2244505.340930818, 599897.0613414467 2244700.2510409253, 599783.4526353809 2244887.5155117568, 599566.817672963 2245155.77805209, 599454.9526159198 2245289.884247896, 599368.4969539236 2245314.7976123025, 598913.8168548308 2245413.5314627774, 598741.7924981503 2245602.569963069, 598579.2058292174 2245781.5590265156, 598413.8242490438 2245960.544602438, 598287.9892308856 2246098.8945027953, 598028.7436950898 2246175.7783820704, 597905.6686045273 2246290.4613165343, 597727.6401282679 2246457.317155516, 597527.4042826779 2246644.978318246, 597413.2558937869 2246751.6576387696, 597261.2752624562 2246894.6479764082, 597122.2601977917 2247025.4383970434, 596984.766070096 2247155.352993387, 596915.2347900269 2247269.8238828313, 596784.9041314778 2247496.7236637473, 596586.8878631844 2247817.5316053815, 596480.6128403067 2247993.423822226, 596358.675124957 2248166.450914796, 596229.9950282577 2248343.325911048, 596108.6632646921 2248509.6730088717, 595976.0412936894 2248690.423599772, 595858.6291068216 2248856.7830854, 595720.1515330409 2248884.4123753593, 595585.0266468128 2248913.7215583343) | line | [10 empty] | 6 | 2 |  |  | 941 | 519 | 1 | FALSE | FALSE | 2 | TRUE | TRUE | 941 | 519 | 600801.3284 | 2243203.9032 | 595585.0266 | 2248913.7216 | 941 | 600801.3284 | 2243203.9032 | 519 | 595585.0266 | 2248913.7216
VN | 1049151996 | LINEVN2236b | 110 | 9.5927 | [5 empty] | 50 | 6 cables - 2 systems | LINESTRING (600801.328405889 2243203.903208125, 600612.5315657741 2243523.738216849, 600479.8303490175 2243741.2134215008, 600359.8126849942 2243938.4426005706, 600263.6998644479 2244096.287884965, 600144.8700666183 2244291.189965282, 600014.7684004866 2244505.340930818, 599897.0613414467 2244700.2510409253, 599783.4526353809 2244887.5155117568, 599566.817672963 2245155.77805209, 599454.9526159198 2245289.884247896, 599368.4969539236 2245314.7976123025, 598913.8168548308 2245413.5314627774, 598741.7924981503 2245602.569963069, 598579.2058292174 2245781.5590265156, 598413.8242490438 2245960.544602438, 598287.9892308856 2246098.8945027953, 598028.7436950898 2246175.7783820704, 597905.6686045273 2246290.4613165343, 597727.6401282679 2246457.317155516, 597527.4042826779 2246644.978318246, 597413.2558937869 2246751.6576387696, 597261.2752624562 2246894.6479764082, 597122.2601977917 2247025.4383970434, 596984.766070096 2247155.352993387, 596915.2347900269 2247269.8238828313, 596784.9041314778 2247496.7236637473, 596586.8878631844 2247817.5316053815, 596480.6128403067 2247993.423822226, 596358.675124957 2248166.450914796, 596229.9950282577 2248343.325911048, 596108.6632646921 2248509.6730088717, 595976.0412936894 2248690.423599772, 595858.6291068216 2248856.7830854, 595720.1515330409 2248884.4123753593, 595585.0266468128 2248913.7215583343) | line | [10 empty] | 6 | 2 |  |  | 941 | 519 | 1 | FALSE | FALSE | 2 | TRUE | TRUE | 941 | 519 | 600801.3284 | 2243203.9032 | 595585.0266 | 2248913.7216 | 941 | 600801.3284 | 2243203.9032 | 519 | 595585.0266 | 2248913.7216
VN | 1049378478 | LINEVN2237a | 110 | 14.7089 | [5 empty] | 50 | 6 cables - 2 systems | LINESTRING (588952.403641038 2276834.9621982765, 588980.5201533325 2276849.4093556707, 589283.0325872164 2276969.1039574365, 589271.5862383654 2277153.956671301, 589260.6471263729 2277325.619038434, 589249.3874113708 2277496.837028737, 589450.8174943699 2277614.2331474926, 589672.2977158055 2277743.19310696, 589896.6682698573 2277872.835509289, 590128.9705347806 2278007.570187497, 590360.8750656806 2278143.910969329, 590568.7298991954 2278056.441637156, 590826.337288605 2277949.9715215694, 591065.9685568097 2277851.6544116447, 591306.2601662898 2277753.178105545, 591532.6109760564 2277917.3635518877, 591756.2815860764 2278081.0950200893, 591980.605827719 2278246.504476415, 592187.8062515587 2278311.6578728324, 592453.190530173 2278395.4706671494, 592723.9638036811 2278480.5346783744, 592998.6411982265 2278565.845901314, 593202.612367385 2278638.919125078, 593435.6123733376 2278722.016453488, 593647.8753471728 2278796.967126386, 593853.663540783 2278870.301972977, 594061.0020759918 2278943.7697476833, 594026.0379862388 2279199.6375164613, 593995.2466257516 2279417.2659054818, 593961.1665978086 2279664.328498167, 593937.827195551 2279834.9586632126, 594123.7708794721 2280081.02797245, 594238.491214308 2280230.6539252237, 594361.5391365696 2280394.560799166, 594516.8385124044 2280481.2266059467, 594682.3987255504 2280573.750963111, 594919.760646003 2280707.4542475417, 595098.0870696476 2280808.200591242, 595287.4214773535 2280913.338482354, 595477.2248015874 2281023.6169003043, 595614.5418518563 2281054.3528542025, 595880.4737200988 2281169.2827398614, 596129.6994901652 2281262.140662047, 596360.492496006 2281316.125472897, 596614.7909858509 2281375.604559423, 596852.9687973086 2281431.4092626893, 596888.4061759588 2281487.882936538, 596840.2423019786 2281698.236578721, 596797.4042916195 2281892.095866626, 596743.0707081165 2282130.42828821, 596697.105850412 2282326.6496311845, 596653.0909903059 2282502.6715650083, 596593.5741837109 2282740.687072965, 596539.4023375823 2282960.6698369747, 596559.83808412 2282990.914216478, 596635.5934785672 2283001.7063868376, 596643.133410087 2282985.8443212234) | line | [10 empty] | 6 | 2 |  |  | 2272 | 2273 | 1 | FALSE | FALSE | 2 | FALSE | TRUE |  | 2273 |  |  | 596643.1334 | 2282985.8443 | 2272 | 588952.4036 | 2276834.9622 | 2273 | 596643.1334 | 2282985.8443
VN | 1049378478 | LINEVN2237b | 110 | 14.7089 | [5 empty] | 50 | 6 cables - 2 systems | LINESTRING (588952.403641038 2276834.9621982765, 588980.5201533325 2276849.4093556707, 589283.0325872164 2276969.1039574365, 589271.5862383654 2277153.956671301, 589260.6471263729 2277325.619038434, 589249.3874113708 2277496.837028737, 589450.8174943699 2277614.2331474926, 589672.2977158055 2277743.19310696, 589896.6682698573 2277872.835509289, 590128.9705347806 2278007.570187497, 590360.8750656806 2278143.910969329, 590568.7298991954 2278056.441637156, 590826.337288605 2277949.9715215694, 591065.9685568097 2277851.6544116447, 591306.2601662898 2277753.178105545, 591532.6109760564 2277917.3635518877, 591756.2815860764 2278081.0950200893, 591980.605827719 2278246.504476415, 592187.8062515587 2278311.6578728324, 592453.190530173 2278395.4706671494, 592723.9638036811 2278480.5346783744, 592998.6411982265 2278565.845901314, 593202.612367385 2278638.919125078, 593435.6123733376 2278722.016453488, 593647.8753471728 2278796.967126386, 593853.663540783 2278870.301972977, 594061.0020759918 2278943.7697476833, 594026.0379862388 2279199.6375164613, 593995.2466257516 2279417.2659054818, 593961.1665978086 2279664.328498167, 593937.827195551 2279834.9586632126, 594123.7708794721 2280081.02797245, 594238.491214308 2280230.6539252237, 594361.5391365696 2280394.560799166, 594516.8385124044 2280481.2266059467, 594682.3987255504 2280573.750963111, 594919.760646003 2280707.4542475417, 595098.0870696476 2280808.200591242, 595287.4214773535 2280913.338482354, 595477.2248015874 2281023.6169003043, 595614.5418518563 2281054.3528542025, 595880.4737200988 2281169.2827398614, 596129.6994901652 2281262.140662047, 596360.492496006 2281316.125472897, 596614.7909858509 2281375.604559423, 596852.9687973086 2281431.4092626893, 596888.4061759588 2281487.882936538, 596840.2423019786 2281698.236578721, 596797.4042916195 2281892.095866626, 596743.0707081165 2282130.42828821, 596697.105850412 2282326.6496311845, 596653.0909903059 2282502.6715650083, 596593.5741837109 2282740.687072965, 596539.4023375823 2282960.6698369747, 596559.83808412 2282990.914216478, 596635.5934785672 2283001.7063868376, 596643.133410087 2282985.8443212234) | line | [10 empty] | 6 | 2 |  |  | 2272 | 2273 | 1 | FALSE | FALSE | 2 | FALSE | TRUE |  | 2273 |  |  | 596643.1334 | 2282985.8443 | 2272 | 588952.4036 | 2276834.9622 | 2273 | 596643.1334 | 2282985.8443
VN | 1049378479 | LINEVN2238a | 220 | 2.8318 | [5 empty] | 50 | 6 cables - 2 systems | LINESTRING (588065.7239382417 2278886.657321606, 588285.2448085255 2278597.7730836286, 588464.6699371837 2278359.196621318, 588657.075494789 2278026.733598379, 588851.6381041537 2277689.745972641, 589021.4659362453 2277394.600434949, 588927.6524661722 2277135.0846861834, 588838.7533061433 2276893.868589967, 588861.5082182339 2276847.457899569) | line | [10 empty] | 6 |  |  |  | 1263 | 2274 | 1 | FALSE | FALSE | 2 | TRUE | FALSE | 1263 |  | 588065.7239 | 2278886.6573 |  |  | 1263 | 588065.7239 | 2278886.6573 | 2274 | 588861.5082 | 2276847.4579
VN | 1049378479 | LINEVN2238b | 220 | 2.8318 | [5 empty] | 50 | 6 cables - 2 systems | LINESTRING (588065.7239382417 2278886.657321606, 588285.2448085255 2278597.7730836286, 588464.6699371837 2278359.196621318, 588657.075494789 2278026.733598379, 588851.6381041537 2277689.745972641, 589021.4659362453 2277394.600434949, 588927.6524661722 2277135.0846861834, 588838.7533061433 2276893.868589967, 588861.5082182339 2276847.457899569) | line | [10 empty] | 6 |  |  |  | 1263 | 2274 | 1 | FALSE | FALSE | 2 | TRUE | FALSE | 1263 |  | 588065.7239 | 2278886.6573 |  |  | 1263 | 588065.7239 | 2278886.6573 | 2274 | 588861.5082 | 2276847.4579
VN | 1049378481 | LINEVN2239a | 110 | 2.7704 | [5 empty] | 50 | 6 cables - 2 systems | LINESTRING (589449.2840191392 2274899.4696272193, 589432.8508467994 2275132.2975076432, 589415.8892010817 2275400.2413427774, 589400.5443988744 2275626.4121438838, 589386.5403588245 2275851.372573027, 589371.0770889781 2276100.1547364765, 589341.087122442 2276568.438280078, 589324.6042934721 2276840.8011367144, 588995.1565381764 2276820.8974772003, 588964.921366107 2276807.003662981) | line | [10 empty] | 6 | 2 |  |  | 2275 | 2276 | 1 | FALSE | FALSE | 2 | TRUE | FALSE | 2275 |  | 589449.284 | 2274899.4696 |  |  | 2275 | 589449.284 | 2274899.4696 | 2276 | 588964.9214 | 2276807.0037
VN | 1049378481 | LINEVN2239b | 110 | 2.7704 | [5 empty] | 50 | 6 cables - 2 systems | LINESTRING (589449.2840191392 2274899.4696272193, 589432.8508467994 2275132.2975076432, 589415.8892010817 2275400.2413427774, 589400.5443988744 2275626.4121438838, 589386.5403588245 2275851.372573027, 589371.0770889781 2276100.1547364765, 589341.087122442 2276568.438280078, 589324.6042934721 2276840.8011367144, 588995.1565381764 2276820.8974772003, 588964.921366107 2276807.003662981) | line | [10 empty] | 6 | 2 |  |  | 2275 | 2276 | 1 | FALSE | FALSE | 2 | TRUE | FALSE | 2275 |  | 589449.284 | 2274899.4696 |  |  | 2275 | 589449.284 | 2274899.4696 | 2276 | 588964.9214 | 2276807.0037
VN | 1049378482 | LINEVN2240a | 110 | 2.6313 | [5 empty] | 50 | 6 cables - 2 systems | LINESTRING (589449.2840191392 2274899.4696272193, 589390.2434557871 2275042.533437002, 589376.0019301535 2275269.053085475, 589361.3734385717 2275507.7565878914, 589345.6222628345 2275769.7191275214, 589330.3749567838 2276019.1664989083, 589314.7421034361 2276258.739263352, 589299.211875481 2276520.4707278116, 589281.158912522 2276774.4303341713, 589143.999801577 2276778.690256421, 589012.0644754163 2276784.539253213, 588981.5982832763 2276770.9651722675) | line | [10 empty] | 6 | 2 |  |  | 2275 | 2277 | 1 | FALSE | FALSE | 2 | TRUE | FALSE | 2275 |  | 589449.284 | 2274899.4696 |  |  | 2275 | 589449.284 | 2274899.4696 | 2277 | 588981.5983 | 2276770.9652
VN | 1049378482 | LINEVN2240b | 110 | 2.6313 | [5 empty] | 50 | 6 cables - 2 systems | LINESTRING (589449.2840191392 2274899.4696272193, 589390.2434557871 2275042.533437002, 589376.0019301535 2275269.053085475, 589361.3734385717 2275507.7565878914, 589345.6222628345 2275769.7191275214, 589330.3749567838 2276019.1664989083, 589314.7421034361 2276258.739263352, 589299.211875481 2276520.4707278116, 589281.158912522 2276774.4303341713, 589143.999801577 2276778.690256421, 589012.0644754163 2276784.539253213, 588981.5982832763 2276770.9651722675) | line | [10 empty] | 6 | 2 |  |  | 2275 | 2277 | 1 | FALSE | FALSE | 2 | TRUE | FALSE | 2275 |  | 589449.284 | 2274899.4696 |  |  | 2275 | 589449.284 | 2274899.4696 | 2277 | 588981.5983 | 2276770.9652
VN | 1049378483 | LINEVN2241a | 110 | 1.6166 | [5 empty] | 50 | 12 cables - 4 systems | LINESTRING (589699.2795870308 2273635.331071245, 589515.6910590302 2273803.017171573, 589508.6063239042 2273952.806837864, 589490.0963160439 2274175.9944423237, 589473.8459419748 2274468.999645839, 589462.0002787522 2274685.6812752876, 589449.2840191392 2274899.4696272193) | line | [10 empty] | 12 | 4 |  |  | 2278 | 2275 | 1 | FALSE | FALSE | 4 | TRUE | TRUE | 2278 | 2275 | 589699.2796 | 2273635.3311 | 589449.284 | 2274899.4696 | 2278 | 589699.2796 | 2273635.3311 | 2275 | 589449.284 | 2274899.4696
VN | 1049378483 | LINEVN2241b | 110 | 1.6166 | [5 empty] | 50 | 12 cables - 4 systems | LINESTRING (589699.2795870308 2273635.331071245, 589515.6910590302 2273803.017171573, 589508.6063239042 2273952.806837864, 589490.0963160439 2274175.9944423237, 589473.8459419748 2274468.999645839, 589462.0002787522 2274685.6812752876, 589449.2840191392 2274899.4696272193) | line | [10 empty] | 12 | 4 |  |  | 2278 | 2275 | 1 | FALSE | FALSE | 4 | TRUE | TRUE | 2278 | 2275 | 589699.2796 | 2273635.3311 | 589449.284 | 2274899.4696 | 2278 | 589699.2796 | 2273635.3311 | 2275 | 589449.284 | 2274899.4696
VN | 1049378483 | LINEVN2241c | 110 | 1.6166 | [5 empty] | 50 | 12 cables - 4 systems | LINESTRING (589699.2795870308 2273635.331071245, 589515.6910590302 2273803.017171573, 589508.6063239042 2273952.806837864, 589490.0963160439 2274175.9944423237, 589473.8459419748 2274468.999645839, 589462.0002787522 2274685.6812752876, 589449.2840191392 2274899.4696272193) | line | [10 empty] | 12 | 4 |  |  | 2278 | 2275 | 1 | FALSE | FALSE | 4 | TRUE | TRUE | 2278 | 2275 | 589699.2796 | 2273635.3311 | 589449.284 | 2274899.4696 | 2278 | 589699.2796 | 2273635.3311 | 2275 | 589449.284 | 2274899.4696
VN | 1049378483 | LINEVN2241d | 110 | 1.6166 | [5 empty] | 50 | 12 cables - 4 systems | LINESTRING (589699.2795870308 2273635.331071245, 589515.6910590302 2273803.017171573, 589508.6063239042 2273952.806837864, 589490.0963160439 2274175.9944423237, 589473.8459419748 2274468.999645839, 589462.0002787522 2274685.6812752876, 589449.2840191392 2274899.4696272193) | line | [10 empty] | 12 | 4 |  |  | 2278 | 2275 | 1 | FALSE | FALSE | 4 | TRUE | TRUE | 2278 | 2275 | 589699.2796 | 2273635.3311 | 589449.284 | 2274899.4696 | 2278 | 589699.2796 | 2273635.3311 | 2275 | 589449.284 | 2274899.4696
VN | 1049378484 | LINEVN2242 | 110 | 0.035255 | [5 empty] | 50 |  | LINESTRING (592086.3247018713 2265312.672279575, 592064.4662200828 2265293.041631373) | line | [10 empty] | 3 | 1 |  |  | 2279 | 2280 | 1 | FALSE | FALSE | 1 | TRUE | FALSE | 2279 |  | 592086.3247 | 2265312.6723 |  |  | 2279 | 592086.3247 | 2265312.6723 | 2280 | 592064.4662 | 2265293.0416
VN | 1049378485 | LINEVN2243 | 110 | 0.036112 | [5 empty] | 50 |  | LINESTRING (592086.3247018713 2265312.672279575, 592056.3437179471 2265310.0756509462) | line | [10 empty] | 3 | 1 |  |  | 2279 | 2281 | 1 | FALSE | FALSE | 1 | TRUE | FALSE | 2279 |  | 592086.3247 | 2265312.6723 |  |  | 2279 | 592086.3247 | 2265312.6723 | 2281 | 592056.3437 | 2265310.0757
VN | 1049378487 | LINEVN2244 | 110 | 0.046103 | [5 empty] | 50 |  | LINESTRING (596772.3426678391 2268818.453592182, 596758.6153473341 2268782.570321837) | line | [10 empty] | 3 | 1 |  |  | 2282 | 2283 | 1 | FALSE | FALSE | 1 | TRUE | FALSE | 2282 |  | 596772.3427 | 2268818.4536 |  |  | 2282 | 596772.3427 | 2268818.4536 | 2283 | 596758.6153 | 2268782.5703
VN | 1049378488 | LINEVN2245 | 110 | 0.057399 | [5 empty] | 50 |  | LINESTRING (596772.3426678391 2268818.453592182, 596774.8453457925 2268770.6867694603) | line | [10 empty] | 3 | 1 |  |  | 2282 | 2284 | 1 | FALSE | FALSE | 1 | TRUE | FALSE | 2282 |  | 596772.3427 | 2268818.4536 |  |  | 2282 | 596772.3427 | 2268818.4536 | 2284 | 596774.8453 | 2268770.6868
VN | 1049378489 | LINEVN2246 | 110 | 35.6667 | [5 empty] | 50 |  | LINESTRING (596772.3426678391 2268818.453592182, 597051.181055886 2268805.849717311, 597259.8598669131 2268795.8382830247, 597462.790157103 2268786.416334698, 597993.8947127447 2268755.150293788, 598237.1538858842 2268607.4625554476, 598644.8299123046 2268368.021800731, 598875.1333978954 2268232.044270955, 599132.916587595 2268082.0068431576, 599326.484277126 2267968.5113119674, 599583.3957901567 2267817.357391335, 599785.8148932881 2267698.1519812127, 599997.021072271 2267574.7833901923, 600123.6283919698 2267500.594508107, 600353.1389272321 2267365.2510997676, 600581.8599235734 2267231.7986305635, 600852.769599093 2267073.42932723, 601078.1492173114 2266940.2843983336, 601326.8094380789 2266794.8619945482, 601552.8587091691 2266662.623519041, 601797.8921278855 2266518.18218361, 602042.8057511298 2266375.304091086, 602263.6179587236 2266245.245811329, 602518.2226191149 2266096.389000818, 602755.3759132767 2265957.458564661, 603009.3263236473 2265807.8742554444, 603259.5810519786 2265661.3702876256, 603513.5906439056 2265512.125493799, 603765.0903061072 2265364.7506345315, 603983.4696925918 2265236.137530792, 604149.8440732124 2265139.086479655, 604401.1475565622 2264989.8266188614, 604612.2410223903 2264867.1645386564, 604786.6311359522 2264765.342686763, 604954.7561899454 2264666.6938308827, 605142.258605457 2264556.853993881, 605309.656683872 2264458.3810628452, 605539.0787774993 2264324.021872456, 605730.9463390136 2264211.226672818, 605872.4508866005 2264118.0221929196, 606080.8685817167 2263981.3149750098, 606314.1036967532 2263827.9738662643, 606570.129680878 2263660.3668788513, 606880.3569843239 2263458.270268669, 607056.5530015286 2263340.8419964644, 607277.0852432767 2263196.6314887116, 607518.3435961888 2263038.2426027, 607677.61839378 2262934.0623794054, 607831.8505893906 2262832.5192221194, 608007.1470393944 2262717.5848672483, 608125.8840750342 2262639.20749231, 608340.6125381913 2262498.515056377, 608598.0236043225 2262329.4843601566, 608875.3378044814 2262148.3091423684, 609107.6964235791 2261996.503570217, 609341.3793465204 2261842.1858263924, 609576.7453779648 2261687.9925454236, 609811.2136252404 2261534.5713307615, 610041.3192996662 2261383.7261520936, 610289.6268339918 2261221.025146096, 610513.5304569047 2261073.9202842773, 610740.7828557398 2260925.8326137317, 610937.9670935661 2260796.192108337, 611115.4309008407 2260680.2280576765, 611162.0171124801 2260472.5207031034, 611210.4966362194 2260257.7862113547, 611267.0727232285 2260006.2464436637, 611312.1651753767 2259805.724249227, 611370.0677423303 2259549.5557156173, 611419.0078517508 2259336.8945445595, 611455.3752916788 2259178.885258645, 611406.0395818265 2258975.922659785, 611348.96651659 2258735.122266562, 611353.2100103911 2258522.148349447, 611312.0580223473 2258260.3331930926, 611185.8711340833 2258035.897819828, 611129.1332483598 2257803.4797192365, 611077.7167470973 2257593.38827772, 611027.1846825954 2257377.0270299274, 610989.9283264913 2257227.7603066484, 610965.324279882 2257053.42814785, 610941.5974876813 2256885.3443540996, 610919.5008725849 2256713.5964773553, 610944.6074810666 2256526.6361280093, 610981.9968088178 2256315.537605605, 611009.6923232243 2256139.8839078285, 611038.066871613 2255969.0272797053, 611074.9561759698 2255746.813027045, 611110.3275480933 2255523.836370157, 611142.8534903368 2255326.188030597, 611177.6772863588 2255118.6816163496, 611221.6929834586 2254853.712298782, 611378.4508906568 2254739.119422296, 611584.9195749044 2254600.5669068936, 611810.4338366995 2254449.9323023357, 612042.0216560882 2254295.2226569112, 612254.0910256925 2254154.157423807, 612430.3149465568 2254035.09634813, 612666.9519814891 2253877.715889394, 612838.4513030436 2253763.7856241865, 613013.5538857903 2253646.6708239354, 613177.3426089975 2253536.2348804297, 613396.7402622402 2253388.4019054165, 613604.990687438 2253255.3517011423, 613825.2873160628 2253106.8656820846, 614048.1561933763 2252958.277628309, 614254.2123089235 2252820.8924375116, 614474.0654528775 2252674.890583553, 614662.1030365815 2252548.3255749005, 614817.932845455 2252443.451788496, 615082.920045854 2252408.056746598, 615387.4153327332 2252374.4252846222, 615663.3818626025 2252342.7764989124, 615954.9190149851 2252310.2299304563, 616221.9702116849 2252279.1386015196, 616578.714431095 2252237.823586501, 616816.9768951627 2252210.231904211, 617096.817449582 2252177.824171383, 617276.5812995067 2252157.012647039, 617447.3721118926 2252137.237433371, 617589.6760700415 2252161.864343847) | line | [10 empty] | 3 | 1 |  |  | 2282 | 2285 | 1 | FALSE | FALSE | 1 | TRUE | FALSE | 2282 |  | 596772.3427 | 2268818.4536 |  |  | 2282 | 596772.3427 | 2268818.4536 | 2285 | 617589.6761 | 2252161.8643
VN | 1049378491 | LINEVN2247 | 110 | 0.041248 | [5 empty] | 50 |  | LINESTRING (596189.4522988236 2270410.178290141, 596162.2458339139 2270431.186881737) | line | [10 empty] | 3 | 1 |  |  | 2286 | 2287 | 1 | FALSE | FALSE | 1 | TRUE | FALSE | 2286 |  | 596189.4523 | 2270410.1783 |  |  | 2286 | 596189.4523 | 2270410.1783 | 2287 | 596162.2458 | 2270431.1869
VN | 1049378492 | LINEVN2248 | 110 | 0.041446 | [5 empty] | 50 |  | LINESTRING (596189.4522988236 2270410.178290141, 596155.6311523367 2270417.181578536) | line | [10 empty] | 3 | 1 |  |  | 2286 | 2288 | 1 | FALSE | FALSE | 1 | TRUE | FALSE | 2286 |  | 596189.4523 | 2270410.1783 |  |  | 2286 | 596189.4523 | 2270410.1783 | 2288 | 596155.6312 | 2270417.1816
VN | 1049378493 | LINEVN2249a | 110 | 1.883 | [5 empty] | 50 | 6 cables - 2 systems | LINESTRING (596111.9617933419 2268850.4115078542, 596113.1125810831 2268942.194613708, 596155.503238748 2269235.3951369906, 596183.9034008556 2269477.9799906923, 596203.8824427985 2269632.935532991, 596232.4913167886 2269897.348117074, 596214.0180239275 2270107.283250315, 596201.9271065198 2270274.575842863, 596189.4522988236 2270410.178290141) | line | [10 empty] | 6 | 2 |  |  | 2289 | 2286 | 1 | FALSE | FALSE | 2 | TRUE | TRUE | 2289 | 2286 | 596111.9618 | 2268850.4115 | 596189.4523 | 2270410.1783 | 2289 | 596111.9618 | 2268850.4115 | 2286 | 596189.4523 | 2270410.1783
VN | 1049378493 | LINEVN2249b | 110 | 1.883 | [5 empty] | 50 | 6 cables - 2 systems | LINESTRING (596111.9617933419 2268850.4115078542, 596113.1125810831 2268942.194613708, 596155.503238748 2269235.3951369906, 596183.9034008556 2269477.9799906923, 596203.8824427985 2269632.935532991, 596232.4913167886 2269897.348117074, 596214.0180239275 2270107.283250315, 596201.9271065198 2270274.575842863, 596189.4522988236 2270410.178290141) | line | [10 empty] | 6 | 2 |  |  | 2289 | 2286 | 1 | FALSE | FALSE | 2 | TRUE | TRUE | 2289 | 2286 | 596111.9618 | 2268850.4115 | 596189.4523 | 2270410.1783 | 2289 | 596111.9618 | 2268850.4115 | 2286 | 596189.4523 | 2270410.1783
VN | 1049378494 | LINEVN2250a | 110 | 0.79339 | [5 empty] | 50 | 6 cables - 2 systems | LINESTRING (596111.9617933419 2268850.4115078542, 596340.153623129 2268839.5027857795, 596474.4446349395 2268832.725010237, 596643.7953776803 2268825.482961452, 596772.3426678391 2268818.453592182) | line | [10 empty] | 6 | 2 |  |  | 2289 | 2282 | 1 | FALSE | FALSE | 2 | TRUE | TRUE | 2289 | 2282 | 596111.9618 | 2268850.4115 | 596772.3427 | 2268818.4536 | 2289 | 596111.9618 | 2268850.4115 | 2282 | 596772.3427 | 2268818.4536
VN | 1049378494 | LINEVN2250b | 110 | 0.79339 | [5 empty] | 50 | 6 cables - 2 systems | LINESTRING (596111.9617933419 2268850.4115078542, 596340.153623129 2268839.5027857795, 596474.4446349395 2268832.725010237, 596643.7953776803 2268825.482961452, 596772.3426678391 2268818.453592182) | line | [10 empty] | 6 | 2 |  |  | 2289 | 2282 | 1 | FALSE | FALSE | 2 | TRUE | TRUE | 2289 | 2282 | 596111.9618 | 2268850.4115 | 596772.3427 | 2268818.4536 | 2289 | 596111.9618 | 2268850.4115 | 2282 | 596772.3427 | 2268818.4536
VN | 1049378495 | LINEVN2251a | 110 | 9.9388 | [5 empty] | 50 | 6 cables - 2 systems | LINESTRING (589699.2795870308 2273635.331071245, 589875.5657029139 2273477.2373616407, 590051.6309874109 2273318.1591458754, 590234.1483377761 2273153.9481229857, 590402.326964438 2273003.0771068824, 590592.1868869597 2272831.648115895, 590777.2236817207 2272666.1278096247, 590952.4245913464 2272508.094101444, 591116.6314837307 2272320.6398368967, 591297.2008125329 2272158.1335175927, 591424.8998947933 2272043.501708336, 591555.0755997474 2271926.1724603563, 591686.3668114976 2271807.2452934603, 591818.0032957565 2271688.431615976, 591938.2075056487 2271580.691546405, 592079.9291942513 2271452.2276020385, 592211.45446344 2271333.792479637, 592342.5338099697 2271215.256276252, 592472.323982524 2271098.307807308, 592603.571969616 2270980.1064381953, 592734.2043138014 2270862.334314075, 592861.1498148406 2270747.9851736967, 592995.3171389648 2270626.958065371, 593126.3550323594 2270508.471544564, 593257.5526579316 2270389.710139169, 593387.139517352 2270272.2136685173, 593556.0350711345 2270122.626397287, 593553.884838265 2269885.747695577, 593690.1566064708 2269778.539035961, 593894.6294797728 2269618.779790673, 594051.9155651518 2269494.611696991, 594225.2656752055 2269388.5525622834, 594473.377593546 2269322.4223597855, 594720.9065755102 2269202.092183929, 594913.9946264194 2269108.722794729, 595179.1875487017 2268980.18528382, 595371.7134419818 2268906.220058283, 595593.5492069095 2268896.0405990253, 595877.500183224 2268884.1657299865, 596050.8187238028 2268857.2721524797, 596111.9617933419 2268850.4115078542) | line | [10 empty] | 6 | 2 |  |  | 2278 | 2289 | 1 | FALSE | FALSE | 2 | TRUE | TRUE | 2278 | 2289 | 589699.2796 | 2273635.3311 | 596111.9618 | 2268850.4115 | 2278 | 589699.2796 | 2273635.3311 | 2289 | 596111.9618 | 2268850.4115
VN | 1049378495 | LINEVN2251b | 110 | 9.9388 | [5 empty] | 50 | 6 cables - 2 systems | LINESTRING (589699.2795870308 2273635.331071245, 589875.5657029139 2273477.2373616407, 590051.6309874109 2273318.1591458754, 590234.1483377761 2273153.9481229857, 590402.326964438 2273003.0771068824, 590592.1868869597 2272831.648115895, 590777.2236817207 2272666.1278096247, 590952.4245913464 2272508.094101444, 591116.6314837307 2272320.6398368967, 591297.2008125329 2272158.1335175927, 591424.8998947933 2272043.501708336, 591555.0755997474 2271926.1724603563, 591686.3668114976 2271807.2452934603, 591818.0032957565 2271688.431615976, 591938.2075056487 2271580.691546405, 592079.9291942513 2271452.2276020385, 592211.45446344 2271333.792479637, 592342.5338099697 2271215.256276252, 592472.323982524 2271098.307807308, 592603.571969616 2270980.1064381953, 592734.2043138014 2270862.334314075, 592861.1498148406 2270747.9851736967, 592995.3171389648 2270626.958065371, 593126.3550323594 2270508.471544564, 593257.5526579316 2270389.710139169, 593387.139517352 2270272.2136685173, 593556.0350711345 2270122.626397287, 593553.884838265 2269885.747695577, 593690.1566064708 2269778.539035961, 593894.6294797728 2269618.779790673, 594051.9155651518 2269494.611696991, 594225.2656752055 2269388.5525622834, 594473.377593546 2269322.4223597855, 594720.9065755102 2269202.092183929, 594913.9946264194 2269108.722794729, 595179.1875487017 2268980.18528382, 595371.7134419818 2268906.220058283, 595593.5492069095 2268896.0405990253, 595877.500183224 2268884.1657299865, 596050.8187238028 2268857.2721524797, 596111.9617933419 2268850.4115078542) | line | [10 empty] | 6 | 2 |  |  | 2278 | 2289 | 1 | FALSE | FALSE | 2 | TRUE | TRUE | 2278 | 2289 | 589699.2796 | 2273635.3311 | 596111.9618 | 2268850.4115 | 2278 | 589699.2796 | 2273635.3311 | 2289 | 596111.9618 | 2268850.4115
VN | 1049378496 | LINEVN2252a | 110 | 0.24417 | [5 empty] | 50 | 6 cables - 2 systems | LINESTRING (591189.5178553016 2269596.383273586, 591079.3821048292 2269633.037820732, 590995.451992597 2269608.6493698484) | line | [10 empty] | 6 | 2 |  |  | 2290 | 2291 | 1 | FALSE | FALSE | 2 | TRUE | FALSE | 2290 |  | 591189.5179 | 2269596.3833 |  |  | 2290 | 591189.5179 | 2269596.3833 | 2291 | 590995.452 | 2269608.6494
VN | 1049378496 | LINEVN2252b | 110 | 0.24417 | [5 empty] | 50 | 6 cables - 2 systems | LINESTRING (591189.5178553016 2269596.383273586, 591079.3821048292 2269633.037820732, 590995.451992597 2269608.6493698484) | line | [10 empty] | 6 | 2 |  |  | 2290 | 2291 | 1 | FALSE | FALSE | 2 | TRUE | FALSE | 2290 |  | 591189.5179 | 2269596.3833 |  |  | 2290 | 591189.5179 | 2269596.3833 | 2291 | 590995.452 | 2269608.6494
VN | 1049378497 | LINEVN2253a | 110 | 6.7529 | [5 empty] | 50 | 6 cables - 2 systems | LINESTRING (589699.2795870308 2273635.331071245, 589824.1305145998 2273507.1147393575, 589877.6878824928 2273412.9769080416, 590038.5918492759 2273266.6129947864, 590208.7336639368 2273112.5961912395, 590375.2276506554 2272962.9334489983, 590544.9197097794 2272810.3451730427, 590704.996214426 2272664.912466673, 590876.9321895232 2272511.0110974265, 591054.3676228432 2272350.8320323396, 591221.6113768065 2272200.229209254, 591404.0365209776 2272036.1843735552, 591549.496761848 2271905.0911247036, 591729.4154661258 2271743.02830759, 591643.6650283218 2271559.258268779, 591559.117505054 2271382.1471091206, 591463.1003875162 2271179.6955830827, 591368.9456303391 2270983.353191196, 591448.30827009 2270820.194532689, 591555.7665316944 2270595.7710226383, 591641.9501039654 2270419.2907947362, 591788.9149769557 2270114.3403176595, 591872.5147641636 2269942.2190626054, 591760.0190854749 2269704.746981192, 591570.6599114368 2269629.0193613297, 591189.5178553016 2269596.383273586) | line | [10 empty] | 6 | 2 |  |  | 2278 | 2290 | 1 | FALSE | FALSE | 2 | TRUE | TRUE | 2278 | 2290 | 589699.2796 | 2273635.3311 | 591189.5179 | 2269596.3833 | 2278 | 589699.2796 | 2273635.3311 | 2290 | 591189.5179 | 2269596.3833
VN | 1049378497 | LINEVN2253b | 110 | 6.7529 | [5 empty] | 50 | 6 cables - 2 systems | LINESTRING (589699.2795870308 2273635.331071245, 589824.1305145998 2273507.1147393575, 589877.6878824928 2273412.9769080416, 590038.5918492759 2273266.6129947864, 590208.7336639368 2273112.5961912395, 590375.2276506554 2272962.9334489983, 590544.9197097794 2272810.3451730427, 590704.996214426 2272664.912466673, 590876.9321895232 2272511.0110974265, 591054.3676228432 2272350.8320323396, 591221.6113768065 2272200.229209254, 591404.0365209776 2272036.1843735552, 591549.496761848 2271905.0911247036, 591729.4154661258 2271743.02830759, 591643.6650283218 2271559.258268779, 591559.117505054 2271382.1471091206, 591463.1003875162 2271179.6955830827, 591368.9456303391 2270983.353191196, 591448.30827009 2270820.194532689, 591555.7665316944 2270595.7710226383, 591641.9501039654 2270419.2907947362, 591788.9149769557 2270114.3403176595, 591872.5147641636 2269942.2190626054, 591760.0190854749 2269704.746981192, 591570.6599114368 2269629.0193613297, 591189.5178553016 2269596.383273586) | line | [10 empty] | 6 | 2 |  |  | 2278 | 2290 | 1 | FALSE | FALSE | 2 | TRUE | TRUE | 2278 | 2290 | 589699.2796 | 2273635.3311 | 591189.5179 | 2269596.3833 | 2278 | 589699.2796 | 2273635.3311 | 2290 | 591189.5179 | 2269596.3833
VN | 1049378498 | LINEVN2254a | 110 | 4.2993 | [5 empty] | 50 | 6 cables - 2 systems | LINESTRING (591189.5178553016 2269596.383273586, 591225.235376649 2269318.7466523326, 591313.4324217543 2269068.552003223, 591368.5314157443 2268727.7551338538, 591453.6242213704 2268472.0326624135, 591512.384654464 2268298.8357284763, 591592.8293122523 2268055.0201819255, 591644.5873352 2267896.8937936323, 591757.7263215557 2267726.889763805, 591880.2153393826 2267542.5373803885, 591975.0983311875 2267399.7741572424, 592102.6330316114 2267208.8428661376, 592228.5555644722 2267019.574985677, 592325.2063006576 2266874.952602881, 592432.0456433009 2266713.3191208076, 592548.0295735848 2266538.84167034, 592651.7344338361 2266384.8071909016) | line | [10 empty] | 6 | 2 |  |  | 2290 | 2292 | 1 | FALSE | FALSE | 2 | TRUE | TRUE | 2290 | 2292 | 591189.5179 | 2269596.3833 | 592651.7344 | 2266384.8072 | 2290 | 591189.5179 | 2269596.3833 | 2292 | 592651.7344 | 2266384.8072
VN | 1049378498 | LINEVN2254b | 110 | 4.2993 | [5 empty] | 50 | 6 cables - 2 systems | LINESTRING (591189.5178553016 2269596.383273586, 591225.235376649 2269318.7466523326, 591313.4324217543 2269068.552003223, 591368.5314157443 2268727.7551338538, 591453.6242213704 2268472.0326624135, 591512.384654464 2268298.8357284763, 591592.8293122523 2268055.0201819255, 591644.5873352 2267896.8937936323, 591757.7263215557 2267726.889763805, 591880.2153393826 2267542.5373803885, 591975.0983311875 2267399.7741572424, 592102.6330316114 2267208.8428661376, 592228.5555644722 2267019.574985677, 592325.2063006576 2266874.952602881, 592432.0456433009 2266713.3191208076, 592548.0295735848 2266538.84167034, 592651.7344338361 2266384.8071909016) | line | [10 empty] | 6 | 2 |  |  | 2290 | 2292 | 1 | FALSE | FALSE | 2 | TRUE | TRUE | 2290 | 2292 | 591189.5179 | 2269596.3833 | 592651.7344 | 2266384.8072 | 2290 | 591189.5179 | 2269596.3833 | 2292 | 592651.7344 | 2266384.8072
VN | 1049378500 | LINEVN2255a | 110 | 1.6308 | [5 empty] | 50 | 6 cables - 2 systems | LINESTRING (592651.7344338361 2266384.8071909016, 592628.9811552165 2266365.1708498765, 592470.3594862709 2266228.506742076, 592301.5343383511 2266082.469841461, 592033.3329187891 2265854.305773978, 592056.7613064006 2265634.921737921, 592086.3247018713 2265312.672279575) | line | [10 empty] | 6 | 2 |  |  | 2292 | 2279 | 1 | FALSE | FALSE | 2 | TRUE | TRUE | 2292 | 2279 | 592651.7344 | 2266384.8072 | 592086.3247 | 2265312.6723 | 2292 | 592651.7344 | 2266384.8072 | 2279 | 592086.3247 | 2265312.6723
VN | 1049378500 | LINEVN2255b | 110 | 1.6308 | [5 empty] | 50 | 6 cables - 2 systems | LINESTRING (592651.7344338361 2266384.8071909016, 592628.9811552165 2266365.1708498765, 592470.3594862709 2266228.506742076, 592301.5343383511 2266082.469841461, 592033.3329187891 2265854.305773978, 592056.7613064006 2265634.921737921, 592086.3247018713 2265312.672279575) | line | [10 empty] | 6 | 2 |  |  | 2292 | 2279 | 1 | FALSE | FALSE | 2 | TRUE | TRUE | 2292 | 2279 | 592651.7344 | 2266384.8072 | 592086.3247 | 2265312.6723 | 2292 | 592651.7344 | 2266384.8072 | 2279 | 592086.3247 | 2265312.6723
VN | 1049378501 | LINEVN2256a | 110 | 3.2307 | [5 empty] | 50 | 6 cables - 2 systems | LINESTRING (595027.4385805832 2261605.061615483, 594932.2247973122 2261596.2208183235, 594726.9126143071 2261578.225955887, 594521.8160796341 2261558.9066137318, 594309.8645568909 2261541.6548628975, 594036.4748303664 2261517.7480673413, 593693.0622113277 2261629.8078498547, 593522.6720001035 2261814.6173063493, 593352.0654598282 2261842.9044971284, 592973.3171166858 2261904.1607494606, 592745.0258741062 2262059.4988573506, 592537.3348754405 2262202.4224579353) | line | [10 empty] | 6 | 2 |  |  | 2293 | 2294 | 1 | FALSE | FALSE | 2 | TRUE | FALSE | 2293 |  | 595027.4386 | 2261605.0616 |  |  | 2293 | 595027.4386 | 2261605.0616 | 2294 | 592537.3349 | 2262202.4225
VN | 1049378501 | LINEVN2256b | 110 | 3.2307 | [5 empty] | 50 | 6 cables - 2 systems | LINESTRING (595027.4385805832 2261605.061615483, 594932.2247973122 2261596.2208183235, 594726.9126143071 2261578.225955887, 594521.8160796341 2261558.9066137318, 594309.8645568909 2261541.6548628975, 594036.4748303664 2261517.7480673413, 593693.0622113277 2261629.8078498547, 593522.6720001035 2261814.6173063493, 593352.0654598282 2261842.9044971284, 592973.3171166858 2261904.1607494606, 592745.0258741062 2262059.4988573506, 592537.3348754405 2262202.4224579353) | line | [10 empty] | 6 | 2 |  |  | 2293 | 2294 | 1 | FALSE | FALSE | 2 | TRUE | FALSE | 2293 |  | 595027.4386 | 2261605.0616 |  |  | 2293 | 595027.4386 | 2261605.0616 | 2294 | 592537.3349 | 2262202.4225
VN | 1049378502 | LINEVN2257a | 110 | 7.6222 | [5 empty] | 50 | 6 cables - 2 systems | LINESTRING (592651.7344338361 2266384.8071909016, 592768.5278762779 2266317.373762849, 592996.1737625508 2266188.1325514563, 593262.2082968865 2266036.724529666, 593520.0456619839 2265889.990509623, 593756.6479358745 2265755.7057188787, 593979.1159831837 2265628.2637313846, 594167.0053427772 2265521.3198165954, 594359.8248818998 2265411.571716151, 594526.739642948 2265316.9782277327, 594716.040363888 2265208.8193430346, 594839.6684922175 2265138.1612207, 595025.22971464 2265031.7557153506, 595187.0043807115 2264940.0838701655, 595329.445395215 2264857.5030722367, 595307.2496709665 2264637.180936018, 595286.9006196089 2264427.8486788473, 595265.9600137066 2264221.6122590867, 595243.9299714979 2264003.0068932083, 595220.8845119476 2263775.574772298, 595199.728687823 2263572.0380416005, 595181.3357790809 2263385.4618997835, 595162.8137942831 2263197.6233623787, 595140.0791338866 2262973.834742589, 595119.5203964977 2262758.160109846, 595099.7975616422 2262555.2405460663, 595076.2843409429 2262339.771032824, 595054.9045533435 2262123.195621513, 595035.7439453513 2261927.6396664414, 595013.822687979 2261706.8998798397, 595027.4385805832 2261605.061615483) | line | [10 empty] | 6 | 2 |  |  | 2292 | 2293 | 1 | FALSE | FALSE | 2 | TRUE | TRUE | 2292 | 2293 | 592651.7344 | 2266384.8072 | 595027.4386 | 2261605.0616 | 2292 | 592651.7344 | 2266384.8072 | 2293 | 595027.4386 | 2261605.0616
VN | 1049378502 | LINEVN2257b | 110 | 7.6222 | [5 empty] | 50 | 6 cables - 2 systems | LINESTRING (592651.7344338361 2266384.8071909016, 592768.5278762779 2266317.373762849, 592996.1737625508 2266188.1325514563, 593262.2082968865 2266036.724529666, 593520.0456619839 2265889.990509623, 593756.6479358745 2265755.7057188787, 593979.1159831837 2265628.2637313846, 594167.0053427772 2265521.3198165954, 594359.8248818998 2265411.571716151, 594526.739642948 2265316.9782277327, 594716.040363888 2265208.8193430346, 594839.6684922175 2265138.1612207, 595025.22971464 2265031.7557153506, 595187.0043807115 2264940.0838701655, 595329.445395215 2264857.5030722367, 595307.2496709665 2264637.180936018, 595286.9006196089 2264427.8486788473, 595265.9600137066 2264221.6122590867, 595243.9299714979 2264003.0068932083, 595220.8845119476 2263775.574772298, 595199.728687823 2263572.0380416005, 595181.3357790809 2263385.4618997835, 595162.8137942831 2263197.6233623787, 595140.0791338866 2262973.834742589, 595119.5203964977 2262758.160109846, 595099.7975616422 2262555.2405460663, 595076.2843409429 2262339.771032824, 595054.9045533435 2262123.195621513, 595035.7439453513 2261927.6396664414, 595013.822687979 2261706.8998798397, 595027.4385805832 2261605.061615483) | line | [10 empty] | 6 | 2 |  |  | 2292 | 2293 | 1 | FALSE | FALSE | 2 | TRUE | TRUE | 2292 | 2293 | 592651.7344 | 2266384.8072 | 595027.4386 | 2261605.0616 | 2292 | 592651.7344 | 2266384.8072 | 2293 | 595027.4386 | 2261605.0616
VN | 1049378503 | LINEVN2258a | 110 | 3.4396 | [5 empty] | 50 | 6 cables - 2 systems | LINESTRING (595027.4385805832 2261605.061615483, 595046.4969797895 2261468.1017241627, 595073.5709766775 2261272.304796838, 595106.1966201968 2261033.119139062, 595139.250378401 2260795.872836941, 595171.2050272673 2260555.6764239594, 595201.5076149941 2260333.157507595, 595233.8141625494 2260101.219906592, 595266.2569803498 2259863.671685118, 595294.3585858912 2259665.81121644, 595320.3481756204 2259466.987202169, 595347.0935825354 2259271.1668662517, 595382.3003235868 2259019.2570439028, 595420.9796829724 2258765.93889443) | line | [10 empty] | 6 | 2 |  |  | 2293 | 1533 | 1 | FALSE | FALSE | 2 | TRUE | TRUE | 2293 | 1533 | 595027.4386 | 2261605.0616 | 595420.9797 | 2258765.9389 | 2293 | 595027.4386 | 2261605.0616 | 1533 | 595420.9797 | 2258765.9389
VN | 1049378503 | LINEVN2258b | 110 | 3.4396 | [5 empty] | 50 | 6 cables - 2 systems | LINESTRING (595027.4385805832 2261605.061615483, 595046.4969797895 2261468.1017241627, 595073.5709766775 2261272.304796838, 595106.1966201968 2261033.119139062, 595139.250378401 2260795.872836941, 595171.2050272673 2260555.6764239594, 595201.5076149941 2260333.157507595, 595233.8141625494 2260101.219906592, 595266.2569803498 2259863.671685118, 595294.3585858912 2259665.81121644, 595320.3481756204 2259466.987202169, 595347.0935825354 2259271.1668662517, 595382.3003235868 2259019.2570439028, 595420.9796829724 2258765.93889443) | line | [10 empty] | 6 | 2 |  |  | 2293 | 1533 | 1 | FALSE | FALSE | 2 | TRUE | TRUE | 2293 | 1533 | 595027.4386 | 2261605.0616 | 595420.9797 | 2258765.9389 | 2293 | 595027.4386 | 2261605.0616 | 1533 | 595420.9797 | 2258765.9389
VN | 1049378505 | LINEVN2259 | 110 | 0.20913 | [5 empty] | 50 |  | LINESTRING (595420.9796829724 2258765.93889443, 595435.5699106555 2258789.5285229417, 595403.0760431889 2258775.257981868, 595333.6405834218 2258762.2317368444, 595294.8588775244 2258773.548711101) | line | [10 empty] | 3 | 1 |  |  | 1533 | 2295 | 1 | FALSE | FALSE | 1 | TRUE | FALSE | 1533 |  | 595420.9797 | 2258765.9389 |  |  | 1533 | 595420.9797 | 2258765.9389 | 2295 | 595294.8589 | 2258773.5487
VN | 1049378506 | LINEVN2260 | 110 | 0.2002 | [5 empty] | 50 |  | LINESTRING (595420.9796829724 2258765.93889443, 595438.9951372903 2258755.2812256212, 595410.687019652 2258750.021176252, 595333.6405834218 2258762.2317368444, 595295.1908172796 2258755.144558473) | line | [10 empty] | 3 | 1 |  |  | 1533 | 2296 | 1 | FALSE | FALSE | 1 | TRUE | FALSE | 1533 |  | 595420.9797 | 2258765.9389 |  |  | 1533 | 595420.9797 | 2258765.9389 | 2296 | 595295.1908 | 2258755.1446
VN | 1049657135 | LINEVN2261 | 110 | 1.3386 | [5 empty] | 50 |  | LINESTRING (602400.5150709931 2242347.3932404933, 602567.4047090859 2242284.2228915794, 602976.632921971 2242126.560504481, 603172.368445174 2242050.186662139, 603320.0566922477 2241994.1692067278, 603441.4091414227 2241946.384725724) | line | [14 empty] | 2297 | 2298 | 1 | FALSE | FALSE | 1 | TRUE | TRUE | 2297 | 2298 | 602400.5151 | 2242347.3932 | 603441.4091 | 2241946.3847 | 2297 | 602400.5151 | 2242347.3932 | 2298 | 603441.4091 | 2241946.3847
VN | 1049657137 | LINEVN2262 | 110 | 0.096 | [5 empty] | 50 |  | LINESTRING (602400.5150709931 2242347.3932404933, 602428.989524604 2242272.6319600567) | line | [14 empty] | 2297 | 2299 | 1 | FALSE | FALSE | 1 | TRUE | TRUE | 2297 | 2299 | 602400.5151 | 2242347.3932 | 602428.9895 | 2242272.632 | 2297 | 602400.5151 | 2242347.3932 | 2299 | 602428.9895 | 2242272.632
VN | 1049657138 | LINEVN2263 | 110 | 0.040206 | [5 empty] | 50 |  | LINESTRING (602165.1974666354 2241254.764294656, 602131.693170706 2241254.5661525475) | line | [10 empty] | 3 | 1 |  |  | 2300 | 2301 | 1 | FALSE | FALSE | 1 | TRUE | FALSE | 2300 |  | 602165.1975 | 2241254.7643 |  |  | 2300 | 602165.1975 | 2241254.7643 | 2301 | 602131.6932 | 2241254.5662
VN | 1049657139 | LINEVN2264 | 110 | 0.039036 | [5 empty] | 50 |  | LINESTRING (602165.1974666354 2241254.764294656, 602140.0862090435 2241234.0847247224) | line | [10 empty] | 3 | 1 |  |  | 2300 | 2302 | 1 | FALSE | FALSE | 1 | TRUE | FALSE | 2300 |  | 602165.1975 | 2241254.7643 |  |  | 2300 | 602165.1975 | 2241254.7643 | 2302 | 602140.0862 | 2241234.0847
VN | 1049657140 | LINEVN2265a | 110 | 1.3413 | [5 empty] | 50 | 6 cables - 2 systems | LINESTRING (602428.989524604 2242272.6319600567, 602464.0680084733 2242063.566819204, 602414.0732715001 2241869.868442751, 602343.637601881 2241676.270511097, 602282.122461305 2241483.954355877, 602256.6131548615 2241283.617091912, 602165.1974666354 2241254.764294656) | line | [10 empty] | 6 | 2 |  |  | 2299 | 2300 | 1 | FALSE | FALSE | 2 | TRUE | TRUE | 2299 | 2300 | 602428.9895 | 2242272.632 | 602165.1975 | 2241254.7643 | 2299 | 602428.9895 | 2242272.632 | 2300 | 602165.1975 | 2241254.7643
VN | 1049657140 | LINEVN2265b | 110 | 1.3413 | [5 empty] | 50 | 6 cables - 2 systems | LINESTRING (602428.989524604 2242272.6319600567, 602464.0680084733 2242063.566819204, 602414.0732715001 2241869.868442751, 602343.637601881 2241676.270511097, 602282.122461305 2241483.954355877, 602256.6131548615 2241283.617091912, 602165.1974666354 2241254.764294656) | line | [10 empty] | 6 | 2 |  |  | 2299 | 2300 | 1 | FALSE | FALSE | 2 | TRUE | TRUE | 2299 | 2300 | 602428.9895 | 2242272.632 | 602165.1975 | 2241254.7643 | 2299 | 602428.9895 | 2242272.632 | 2300 | 602165.1975 | 2241254.7643
VN | 1049657141 | LINEVN2266a | 110 | 4.1488 | [5 empty] | 50 | 6 cables - 2 systems | LINESTRING (602428.989524604 2242272.6319600567, 602537.2719892329 2242224.863406525, 602936.9562034587 2242058.3332354883, 603169.8277595583 2241961.5168231, 603335.9703902056 2241891.686199641, 603491.0271447435 2241828.1104985275, 603579.923450596 2241753.812709889, 603658.408481425 2241554.1076541976, 603669.7846954582 2241520.6398767848, 603523.1662254278 2241311.9254473182, 603305.5310005122 2240932.2409666167, 603160.9586929035 2240678.3518742337, 602970.6001462404 2240347.6674055983, 602823.2045156698 2240089.0942804106, 602843.5501387948 2239813.733743477) | line | [10 empty] | 6 | 2 |  |  | 2299 | 2303 | 1 | FALSE | FALSE | 2 | TRUE | FALSE | 2299 |  | 602428.9895 | 2242272.632 |  |  | 2299 | 602428.9895 | 2242272.632 | 2303 | 602843.5501 | 2239813.7337
VN | 1049657141 | LINEVN2266b | 110 | 4.1488 | [5 empty] | 50 | 6 cables - 2 systems | LINESTRING (602428.989524604 2242272.6319600567, 602537.2719892329 2242224.863406525, 602936.9562034587 2242058.3332354883, 603169.8277595583 2241961.5168231, 603335.9703902056 2241891.686199641, 603491.0271447435 2241828.1104985275, 603579.923450596 2241753.812709889, 603658.408481425 2241554.1076541976, 603669.7846954582 2241520.6398767848, 603523.1662254278 2241311.9254473182, 603305.5310005122 2240932.2409666167, 603160.9586929035 2240678.3518742337, 602970.6001462404 2240347.6674055983, 602823.2045156698 2240089.0942804106, 602843.5501387948 2239813.733743477) | line | [10 empty] | 6 | 2 |  |  | 2299 | 2303 | 1 | FALSE | FALSE | 2 | TRUE | FALSE | 2299 |  | 602428.9895 | 2242272.632 |  |  | 2299 | 602428.9895 | 2242272.632 | 2303 | 602843.5501 | 2239813.7337
VN | 1049657142 | LINEVN2267 | 110 | 19.9248 | [5 empty] | 50 |  | LINESTRING (603441.4091414227 2241946.384725724, 603478.5302498053 2241975.47251125, 603654.631053623 2242146.8323063953, 603861.6572444525 2242355.568686668, 604052.3948002886 2242542.1178589505, 604244.8764384459 2242734.90015381, 604411.4370737113 2242901.152855152, 604611.9437684207 2243103.9163211435, 604795.899409285 2243283.3167993035, 604965.8493684005 2243450.315491464, 605154.8209208094 2243639.9665889596, 605335.7941003733 2243820.2407654794, 605485.4086555636 2243970.684914133, 605743.4710893097 2244224.595585822, 605945.472464453 2244425.481850906, 606155.8651281021 2244631.4141426575, 606351.8526727858 2244827.2105812696, 606537.7831042362 2245015.730938385, 606746.8630817949 2245223.9321577987, 606954.6100570717 2245430.7444267073, 607158.1856670681 2245632.530753697, 607306.868231569 2245774.9734560624, 607501.1376262828 2245974.2049741433, 607705.2715413292 2246174.828794349, 607944.1754767464 2246413.0283082277, 608120.387493772 2246587.33963053, 608294.5725101354 2246762.968416054, 608446.3231138517 2246910.9312412883, 608639.6993959766 2247105.279399853, 608823.5628462964 2247285.900602821, 608997.411752182 2247459.5982992062, 609156.5198365177 2247616.0376448124, 609335.3597820513 2247795.19425708, 609521.5283941439 2247978.782612398, 609721.2871122754 2248178.6527383905, 609912.5312813643 2248377.054356714, 610062.7905656861 2248518.736835678, 610312.0941818313 2248603.2344557582, 610552.0840069803 2248687.565310428, 610694.225466482 2248734.810943592, 610969.3185240922 2248827.7523768893, 611183.2660407498 2248992.723390195, 611379.3114853019 2249147.0332808797, 611587.3904330552 2249302.9732280537, 611804.1067200551 2249470.6270429813, 612047.0268280169 2249658.4218586925, 612230.0891048417 2249798.667361902, 612460.8963617214 2249975.9631199543, 612691.1468181019 2250153.0815217756, 612921.4957156659 2250331.9859573874, 613153.8021786576 2250509.346004087, 613384.483375868 2250687.086159825, 613571.4579580381 2250830.7489529015, 613812.7861304281 2251016.767453298, 614038.0612296181 2251192.3120019585, 614482.6447281843 2251465.515306602, 614740.6227035605 2251586.177653946, 614980.0331283071 2251698.1528255767, 615212.7599633181 2251807.0207265816, 615471.0819952535 2251927.8519104505, 615715.8317519348 2252042.342061972, 615952.9719930802 2252153.286877049, 616221.9702116849 2252279.1386015196) | line | [10 empty] | 3 | 1 |  |  | 2298 | 2304 | 1 | FALSE | FALSE | 1 | TRUE | FALSE | 2298 |  | 603441.4091 | 2241946.3847 |  |  | 2298 | 603441.4091 | 2241946.3847 | 2304 | 616221.9702 | 2252279.1386
VN | 1049657143 | LINEVN2268a | 110 | 1.9966 | [5 empty] | 50 | 12 cables - 4 systems | LINESTRING (601263.8856690332 2241982.762493719, 601305.2873921656 2241996.629987634, 601334.4685736722 2242053.4026661944, 601261.6414033477 2242194.4679108732, 601401.7817410395 2242246.7785142143, 601541.1449363303 2242294.359714003, 601727.3164577154 2242375.5323863635, 601915.4173929424 2242456.8735009953, 602097.567338892 2242530.5557287536, 602285.0237193101 2242614.376465846, 602337.2285123367 2242493.236985428, 602400.5150709931 2242347.3932404933) | line | [10 empty] | 12 | 4 |  |  | 2305 | 2297 | 1 | FALSE | FALSE | 4 | FALSE | TRUE |  | 2297 |  |  | 602400.5151 | 2242347.3932 | 2305 | 601263.8857 | 2241982.7625 | 2297 | 602400.5151 | 2242347.3932
VN | 1049657143 | LINEVN2268b | 110 | 1.9966 | [5 empty] | 50 | 12 cables - 4 systems | LINESTRING (601263.8856690332 2241982.762493719, 601305.2873921656 2241996.629987634, 601334.4685736722 2242053.4026661944, 601261.6414033477 2242194.4679108732, 601401.7817410395 2242246.7785142143, 601541.1449363303 2242294.359714003, 601727.3164577154 2242375.5323863635, 601915.4173929424 2242456.8735009953, 602097.567338892 2242530.5557287536, 602285.0237193101 2242614.376465846, 602337.2285123367 2242493.236985428, 602400.5150709931 2242347.3932404933) | line | [10 empty] | 12 | 4 |  |  | 2305 | 2297 | 1 | FALSE | FALSE | 4 | FALSE | TRUE |  | 2297 |  |  | 602400.5151 | 2242347.3932 | 2305 | 601263.8857 | 2241982.7625 | 2297 | 602400.5151 | 2242347.3932
VN | 1049657143 | LINEVN2268c | 110 | 1.9966 | [5 empty] | 50 | 12 cables - 4 systems | LINESTRING (601263.8856690332 2241982.762493719, 601305.2873921656 2241996.629987634, 601334.4685736722 2242053.4026661944, 601261.6414033477 2242194.4679108732, 601401.7817410395 2242246.7785142143, 601541.1449363303 2242294.359714003, 601727.3164577154 2242375.5323863635, 601915.4173929424 2242456.8735009953, 602097.567338892 2242530.5557287536, 602285.0237193101 2242614.376465846, 602337.2285123367 2242493.236985428, 602400.5150709931 2242347.3932404933) | line | [10 empty] | 12 | 4 |  |  | 2305 | 2297 | 1 | FALSE | FALSE | 4 | FALSE | TRUE |  | 2297 |  |  | 602400.5151 | 2242347.3932 | 2305 | 601263.8857 | 2241982.7625 | 2297 | 602400.5151 | 2242347.3932
VN | 1049657143 | LINEVN2268d | 110 | 1.9966 | [5 empty] | 50 | 12 cables - 4 systems | LINESTRING (601263.8856690332 2241982.762493719, 601305.2873921656 2241996.629987634, 601334.4685736722 2242053.4026661944, 601261.6414033477 2242194.4679108732, 601401.7817410395 2242246.7785142143, 601541.1449363303 2242294.359714003, 601727.3164577154 2242375.5323863635, 601915.4173929424 2242456.8735009953, 602097.567338892 2242530.5557287536, 602285.0237193101 2242614.376465846, 602337.2285123367 2242493.236985428, 602400.5150709931 2242347.3932404933) | line | [10 empty] | 12 | 4 |  |  | 2305 | 2297 | 1 | FALSE | FALSE | 4 | FALSE | TRUE |  | 2297 |  |  | 602400.5151 | 2242347.3932 | 2305 | 601263.8857 | 2241982.7625 | 2297 | 602400.5151 | 2242347.3932
VN | 1049674254 | LINEVN2269 | 110 | 0.018812 | [5 empty] | 50 |  | LINESTRING (648574.7513877539 2242256.8815770303, 648568.256762638 2242271.149976295) | line | [10 empty] | 3 | 1 |  |  | 2306 | 2307 | 1 | FALSE | FALSE | 1 | TRUE | FALSE | 2306 |  | 648574.7514 | 2242256.8816 |  |  | 2306 | 648574.7514 | 2242256.8816 | 2307 | 648568.2568 | 2242271.15
VN | 1049674255 | LINEVN2270 | 110 | 0.017579 | [5 empty] | 50 |  | LINESTRING (648574.7513877539 2242256.8815770303, 648584.7076293402 2242267.6274465076) | line | [10 empty] | 3 | 1 |  |  | 2306 | 2308 | 1 | FALSE | FALSE | 1 | TRUE | FALSE | 2306 |  | 648574.7514 | 2242256.8816 |  |  | 2306 | 648574.7514 | 2242256.8816 | 2308 | 648584.7076 | 2242267.6274
VN | 1049674257 | LINEVN2271a | 110 | 10.636 | [5 empty] | 50 | 6 cables - 2 systems | LINESTRING (641650.8653530362 2238339.2078399956, 641638.3113989658 2238384.6335462253, 641615.1371954367 2238472.8441508943, 641679.9684270221 2238633.0846298425, 641884.623313558 2238675.2985316934, 642146.8921219141 2238720.4346961966, 642308.9422055269 2238673.5598814837, 642604.3283210348 2238631.3497282206, 642864.0345684031 2238595.8456773707, 643048.6255933029 2238571.4909128235, 643250.2443923012 2238542.397452062, 643398.6704537687 2238521.410871241, 643555.1684210532 2238563.9207712547, 643700.1507032972 2238601.609782594, 644034.1124795153 2238691.5601282995, 644176.786666213 2238730.186041778, 644349.753996342 2238774.324021197, 644490.6865074637 2238773.674404839, 644672.7547115479 2238771.355331658, 644869.790308954 2238768.2890420263, 645081.1387930155 2238765.289702569, 645273.5945755698 2238762.7319906955, 645462.0400629243 2238758.770055618, 645553.3467684427 2238861.2124692504, 645677.1228419896 2238988.503457078, 645793.3329391729 2239117.0600363445, 645952.3907979163 2239285.8740621135, 646105.2967838235 2239449.1915544677, 646223.1868082846 2239577.2454515905, 646358.9406158836 2239719.9859645125, 646502.528648941 2239873.6755845686, 646649.643302134 2240032.510705913, 646789.0961514486 2240186.6108223265, 646898.1533299714 2240301.8096408513, 647028.3670970502 2240423.963896813, 647149.3173908612 2240533.321323343, 647348.7434180549 2240713.419928185, 647502.3533517022 2240856.101781021, 647625.5373331003 2240969.865695187, 647744.6659025133 2241081.260222127, 647921.9899870283 2241238.9051156933, 648055.1644639384 2241366.1967493556, 648146.2312455503 2241519.9946185756, 648229.3621984357 2241659.8435297995, 648325.2366497007 2241825.130006368, 648416.6012481467 2241981.3676268305, 648501.2743676254 2242130.840044896, 648574.7513877539 2242256.8815770303) | line | [10 empty] | 6 | 2 |  |  | 2309 | 2306 | 1 | FALSE | FALSE | 2 | TRUE | TRUE | 2309 | 2306 | 641650.8654 | 2238339.2078 | 648574.7514 | 2242256.8816 | 2309 | 641650.8654 | 2238339.2078 | 2306 | 648574.7514 | 2242256.8816
VN | 1049674257 | LINEVN2271b | 110 | 10.636 | [5 empty] | 50 | 6 cables - 2 systems | LINESTRING (641650.8653530362 2238339.2078399956, 641638.3113989658 2238384.6335462253, 641615.1371954367 2238472.8441508943, 641679.9684270221 2238633.0846298425, 641884.623313558 2238675.2985316934, 642146.8921219141 2238720.4346961966, 642308.9422055269 2238673.5598814837, 642604.3283210348 2238631.3497282206, 642864.0345684031 2238595.8456773707, 643048.6255933029 2238571.4909128235, 643250.2443923012 2238542.397452062, 643398.6704537687 2238521.410871241, 643555.1684210532 2238563.9207712547, 643700.1507032972 2238601.609782594, 644034.1124795153 2238691.5601282995, 644176.786666213 2238730.186041778, 644349.753996342 2238774.324021197, 644490.6865074637 2238773.674404839, 644672.7547115479 2238771.355331658, 644869.790308954 2238768.2890420263, 645081.1387930155 2238765.289702569, 645273.5945755698 2238762.7319906955, 645462.0400629243 2238758.770055618, 645553.3467684427 2238861.2124692504, 645677.1228419896 2238988.503457078, 645793.3329391729 2239117.0600363445, 645952.3907979163 2239285.8740621135, 646105.2967838235 2239449.1915544677, 646223.1868082846 2239577.2454515905, 646358.9406158836 2239719.9859645125, 646502.528648941 2239873.6755845686, 646649.643302134 2240032.510705913, 646789.0961514486 2240186.6108223265, 646898.1533299714 2240301.8096408513, 647028.3670970502 2240423.963896813, 647149.3173908612 2240533.321323343, 647348.7434180549 2240713.419928185, 647502.3533517022 2240856.101781021, 647625.5373331003 2240969.865695187, 647744.6659025133 2241081.260222127, 647921.9899870283 2241238.9051156933, 648055.1644639384 2241366.1967493556, 648146.2312455503 2241519.9946185756, 648229.3621984357 2241659.8435297995, 648325.2366497007 2241825.130006368, 648416.6012481467 2241981.3676268305, 648501.2743676254 2242130.840044896, 648574.7513877539 2242256.8815770303) | line | [10 empty] | 6 | 2 |  |  | 2309 | 2306 | 1 | FALSE | FALSE | 2 | TRUE | TRUE | 2309 | 2306 | 641650.8654 | 2238339.2078 | 648574.7514 | 2242256.8816 | 2309 | 641650.8654 | 2238339.2078 | 2306 | 648574.7514 | 2242256.8816
VN | 1049674258 | LINEVN2272 | 110 | 14.8043 | [5 empty] | 50 |  | LINESTRING (641650.8653530362 2238339.2078399956, 641666.5167494421 2238242.1576173073, 641633.07322407 2238126.0645122007, 641597.2822059162 2238001.849496912, 641565.8895692995 2237892.9131658976, 641533.419855839 2237780.204524187, 641498.1045907977 2237657.6652282975, 641468.3464439928 2237554.3879571734, 641428.7954584225 2237422.0067870393, 641405.7156964361 2237338.8420201377, 641358.8947119238 2237168.976108993, 641297.9323819173 2236972.66091298, 641230.8886864253 2236713.43345632, 641169.696687866 2236516.6743671903, 641136.2220523797 2236402.1987648914, 641064.9909595798 2236158.6789307827, 640932.7917502957 2235697.5601118417, 640900.4309505018 2235581.887783062, 640870.5843421875 2235460.2364181895, 640831.3783909868 2235348.393983885, 640866.563893949 2235254.3138957284, 640908.3724471435 2235142.5324983913, 640949.7756063286 2235031.8326761415, 641073.9406641475 2234705.544708827, 641174.8190312921 2234435.4328451306, 641377.6765409751 2233888.146125173, 641306.0737645499 2233782.6359939664, 641237.6085421052 2233688.2654086337, 641180.6474941863 2233608.1465097913, 641098.3511410257 2233492.3887121365, 641030.3293243876 2233398.465510839, 640958.4617018052 2233296.7296379698, 640892.054029318 2233203.318342348, 640827.9063555186 2233114.6412403896, 640752.3838610419 2233008.3825943577, 640682.316583456 2232911.0461856504, 640632.4366405617 2232839.8755907705, 640525.7638228165 2232785.690177008, 640415.9210313731 2232729.2548769535, 640313.4145298004 2232676.6542943716, 640199.3751985653 2232618.1719104066, 640084.8667430544 2232559.454088194, 639997.0689810093 2232513.8925993885, 639869.8966071797 2232450.76815604, 639779.7474748339 2232403.76095436, 639682.1958267008 2232354.480801567, 639565.93618786 2232294.778461777, 639457.7443885945 2232238.949627716, 639343.2966166948 2232179.8944010544, 639171.5435497332 2232093.4709286937, 638955.6727575371 2231982.354693991, 638752.5935300516 2231880.187920669, 638527.8466499996 2231886.6167030605, 638300.755858094 2231892.1330966363, 638177.2961410661 2231895.710057211, 638045.1589834676 2231899.650555605, 637936.1734313704 2231902.071421454, 637816.1091047715 2231907.1722690575, 637687.8484662595 2231908.6446314384, 637578.7410169058 2231911.9744374063, 637449.0814183404 2231915.9169591386, 637345.7365087733 2231885.7764731687, 637196.6568967232 2231842.3019332928, 637097.0650807673 2231813.255298457, 636973.5817337764 2231776.172642953, 636846.7962226619 2231740.293535118, 636742.6526477414 2231710.4714893247, 636626.7974054052 2231676.063821886, 636495.3791263099 2231637.7157024904, 636392.378984058 2231605.8902562903, 636278.1257965277 2231574.940092629, 636040.5998349246 2231504.890963842, 635821.2368978903 2231440.200878458, 635705.3235433092 2231406.13122491, 635595.1599652793 2231373.1699247425, 635486.7889150743 2231340.821073756, 635375.4216135605 2231310.6744392114, 635259.6268335476 2231275.9446602273, 635134.7992205435 2231238.809789799, 635029.3712918626 2231208.158247373, 634934.2619267096 2231179.801386422, 634810.726149137 2231140.354483356, 634595.2693367433 2231123.506906752) | line | [10 empty] | 3 | 1 |  |  | 2309 | 2310 | 1 | FALSE | FALSE | 1 | TRUE | FALSE | 2309 |  | 641650.8654 | 2238339.2078 |  |  | 2309 | 641650.8654 | 2238339.2078 | 2310 | 634595.2693 | 2231123.5069
VN | 1049674259 | LINEVN2273 | 110 | 0.087517 | [5 empty] | 50 |  | LINESTRING (636640.9061725239 2241327.545556601, 636704.5307688088 2241291.8968590754) | line | [10 empty] | 4 | 2 |  |  | 2311 | 2312 | 1 | FALSE | FALSE | 1 | TRUE | TRUE | 2311 | 2312 | 636640.9062 | 2241327.5456 | 636704.5308 | 2241291.8969 | 2311 | 636640.9062 | 2241327.5456 | 2312 | 636704.5308 | 2241291.8969
VN | 1049674260 | LINEVN2274a | 110 | 4.1992 | [5 empty] | 50 | 12 cables - 4 systems | LINESTRING (634426.7499679136 2238840.2737275376, 634431.1898301456 2238816.1000923645, 634465.6710247265 2238777.7258857265, 634563.5056121156 2238866.663425045, 634601.301421256 2239034.6436617826, 634786.8465448095 2239178.460074832, 634985.4420662633 2239325.60170309, 635179.2777976696 2239466.4767053183, 635399.7992088874 2239635.6676966576, 635525.7559023673 2239727.3886616896, 635577.8702309062 2239834.404501414, 635640.7419842917 2239965.6025629486, 635729.7977201815 2240146.530059345, 635831.7164596921 2240354.6455729865, 635971.8157531781 2240521.265009482, 636108.8426536231 2240689.0238518207, 636236.5491291825 2240840.881515065, 636384.7926245633 2241022.822511544, 636534.971646644 2241206.6178104337, 636607.144485914 2241289.4106698534, 636640.9061725239 2241327.545556601) | line | [10 empty] | 12 | 4 |  |  | 2313 | 2311 | 1 | FALSE | FALSE | 4 | FALSE | TRUE |  | 2311 |  |  | 636640.9062 | 2241327.5456 | 2313 | 634426.75 | 2238840.2737 | 2311 | 636640.9062 | 2241327.5456
VN | 1049674260 | LINEVN2274b | 110 | 4.1992 | [5 empty] | 50 | 12 cables - 4 systems | LINESTRING (634426.7499679136 2238840.2737275376, 634431.1898301456 2238816.1000923645, 634465.6710247265 2238777.7258857265, 634563.5056121156 2238866.663425045, 634601.301421256 2239034.6436617826, 634786.8465448095 2239178.460074832, 634985.4420662633 2239325.60170309, 635179.2777976696 2239466.4767053183, 635399.7992088874 2239635.6676966576, 635525.7559023673 2239727.3886616896, 635577.8702309062 2239834.404501414, 635640.7419842917 2239965.6025629486, 635729.7977201815 2240146.530059345, 635831.7164596921 2240354.6455729865, 635971.8157531781 2240521.265009482, 636108.8426536231 2240689.0238518207, 636236.5491291825 2240840.881515065, 636384.7926245633 2241022.822511544, 636534.971646644 2241206.6178104337, 636607.144485914 2241289.4106698534, 636640.9061725239 2241327.545556601) | line | [10 empty] | 12 | 4 |  |  | 2313 | 2311 | 1 | FALSE | FALSE | 4 | FALSE | TRUE |  | 2311 |  |  | 636640.9062 | 2241327.5456 | 2313 | 634426.75 | 2238840.2737 | 2311 | 636640.9062 | 2241327.5456
VN | 1049674260 | LINEVN2274c | 110 | 4.1992 | [5 empty] | 50 | 12 cables - 4 systems | LINESTRING (634426.7499679136 2238840.2737275376, 634431.1898301456 2238816.1000923645, 634465.6710247265 2238777.7258857265, 634563.5056121156 2238866.663425045, 634601.301421256 2239034.6436617826, 634786.8465448095 2239178.460074832, 634985.4420662633 2239325.60170309, 635179.2777976696 2239466.4767053183, 635399.7992088874 2239635.6676966576, 635525.7559023673 2239727.3886616896, 635577.8702309062 2239834.404501414, 635640.7419842917 2239965.6025629486, 635729.7977201815 2240146.530059345, 635831.7164596921 2240354.6455729865, 635971.8157531781 2240521.265009482, 636108.8426536231 2240689.0238518207, 636236.5491291825 2240840.881515065, 636384.7926245633 2241022.822511544, 636534.971646644 2241206.6178104337, 636607.144485914 2241289.4106698534, 636640.9061725239 2241327.545556601) | line | [10 empty] | 12 | 4 |  |  | 2313 | 2311 | 1 | FALSE | FALSE | 4 | FALSE | TRUE |  | 2311 |  |  | 636640.9062 | 2241327.5456 | 2313 | 634426.75 | 2238840.2737 | 2311 | 636640.9062 | 2241327.5456
VN | 1049674260 | LINEVN2274d | 110 | 4.1992 | [5 empty] | 50 | 12 cables - 4 systems | LINESTRING (634426.7499679136 2238840.2737275376, 634431.1898301456 2238816.1000923645, 634465.6710247265 2238777.7258857265, 634563.5056121156 2238866.663425045, 634601.301421256 2239034.6436617826, 634786.8465448095 2239178.460074832, 634985.4420662633 2239325.60170309, 635179.2777976696 2239466.4767053183, 635399.7992088874 2239635.6676966576, 635525.7559023673 2239727.3886616896, 635577.8702309062 2239834.404501414, 635640.7419842917 2239965.6025629486, 635729.7977201815 2240146.530059345, 635831.7164596921 2240354.6455729865, 635971.8157531781 2240521.265009482, 636108.8426536231 2240689.0238518207, 636236.5491291825 2240840.881515065, 636384.7926245633 2241022.822511544, 636534.971646644 2241206.6178104337, 636607.144485914 2241289.4106698534, 636640.9061725239 2241327.545556601) | line | [10 empty] | 12 | 4 |  |  | 2313 | 2311 | 1 | FALSE | FALSE | 4 | FALSE | TRUE |  | 2311 |  |  | 636640.9062 | 2241327.5456 | 2313 | 634426.75 | 2238840.2737 | 2311 | 636640.9062 | 2241327.5456
VN | 1049674261 | LINEVN2275 | 110 | 1.1466 | [5 empty] | 50 |  | LINESTRING (636704.5307688088 2241291.8968590754, 637140.9395908086 2240952.6299911453, 637449.6166203455 2240693.914894156) | line | [10 empty] | 3 | 1 |  |  | 2312 | 2314 | 1 | FALSE | FALSE | 1 | TRUE | FALSE | 2312 |  | 636704.5308 | 2241291.8969 |  |  | 2312 | 636704.5308 | 2241291.8969 | 2314 | 637449.6166 | 2240693.9149
VN | 1049674262 | LINEVN2276 | 110 | 7.4319 | [5 empty] | 50 |  | LINESTRING (636704.5307688088 2241291.8968590754, 636843.3847245441 2241135.0493317866, 637067.1210135783 2240881.2009856873, 637348.2337619149 2240562.967452309, 637461.6117348025 2240436.1629823456, 637529.4920103428 2240145.980052427, 637588.902121098 2239895.1585971257, 637774.983598836 2239744.836909973, 637989.4954427541 2239572.0851420765, 638165.7822883236 2239431.230789866, 638544.8729081519 2239467.1402634014, 638905.2793340258 2239490.5768092657, 639201.5155086408 2239508.168713408, 639378.7648729862 2239415.2086159256, 639891.6302991865 2239148.727295722, 640025.5302062242 2239079.1664826158, 640178.7460259023 2238999.5572583033, 640323.0308523525 2238923.817524064, 640473.8218752132 2238844.689185508, 640658.2276586457 2238766.344621708, 640879.1883642136 2238671.629140304, 641105.8786346553 2238574.1403700034, 641209.1425589096 2238529.277575613, 641418.8955964233 2238440.1446387186, 641541.3318006254 2238386.452114417, 641650.8653530362 2238339.2078399956) | line | [10 empty] | 3 | 1 |  |  | 2312 | 2309 | 1 | FALSE | FALSE | 1 | TRUE | TRUE | 2312 | 2309 | 636704.5308 | 2241291.8969 | 641650.8654 | 2238339.2078 | 2312 | 636704.5308 | 2241291.8969 | 2309 | 641650.8654 | 2238339.2078
VN | 1049676012 | LINEVN2277a | 110 | 9.3389 | [5 empty] | 50 | 6 cables - 2 systems | LINESTRING (662372.6325749361 2267896.273997479, 662369.5609954575 2268124.656361791, 662367.7920809631 2268404.6187316445, 662364.3297856327 2268627.982438529, 662361.9290923411 2268890.989606877, 662358.7071214371 2269159.1590652475, 662356.2598523459 2269351.456980648, 662153.9220794819 2269582.5255974173, 662008.4640824862 2269749.7827318944, 661808.352590498 2269976.934800705, 661677.1167401394 2270126.583010071, 661447.6296593213 2270228.83676655, 661309.6164395894 2270394.276485106, 661181.3728340305 2270548.1299884487, 661025.3039919513 2270735.3872266025, 660936.5055711062 2270844.192146653, 660872.0923184959 2271122.8420876623, 660826.8593676309 2271318.643060224, 660696.4411716771 2271903.9596740375, 660645.2735986103 2272126.7396140727, 660578.7043503402 2272421.422484351, 660516.5626144616 2272696.862126984, 660544.9742395489 2272923.8251299933, 660573.7886677962 2273161.0325092883, 660607.1412482839 2273437.6393245906, 660637.2734992801 2273670.862990028, 660656.1074881597 2273812.978693919, 660894.19119142 2273909.7183629675, 661158.5399732796 2274017.2498501474, 661383.9669148752 2274107.7879501353, 661595.0559353182 2274193.8089245833, 661672.6640685978 2274245.2619631686, 661781.22613444 2274281.67686557) | line | [10 empty] | 6 | 2 |  |  | 2315 | 2316 | 1 | FALSE | FALSE | 2 | TRUE | FALSE | 2315 |  | 662372.6326 | 2267896.274 |  |  | 2315 | 662372.6326 | 2267896.274 | 2316 | 661781.2261 | 2274281.6769
VN | 1049676012 | LINEVN2277b | 110 | 9.3389 | [5 empty] | 50 | 6 cables - 2 systems | LINESTRING (662372.6325749361 2267896.273997479, 662369.5609954575 2268124.656361791, 662367.7920809631 2268404.6187316445, 662364.3297856327 2268627.982438529, 662361.9290923411 2268890.989606877, 662358.7071214371 2269159.1590652475, 662356.2598523459 2269351.456980648, 662153.9220794819 2269582.5255974173, 662008.4640824862 2269749.7827318944, 661808.352590498 2269976.934800705, 661677.1167401394 2270126.583010071, 661447.6296593213 2270228.83676655, 661309.6164395894 2270394.276485106, 661181.3728340305 2270548.1299884487, 661025.3039919513 2270735.3872266025, 660936.5055711062 2270844.192146653, 660872.0923184959 2271122.8420876623, 660826.8593676309 2271318.643060224, 660696.4411716771 2271903.9596740375, 660645.2735986103 2272126.7396140727, 660578.7043503402 2272421.422484351, 660516.5626144616 2272696.862126984, 660544.9742395489 2272923.8251299933, 660573.7886677962 2273161.0325092883, 660607.1412482839 2273437.6393245906, 660637.2734992801 2273670.862990028, 660656.1074881597 2273812.978693919, 660894.19119142 2273909.7183629675, 661158.5399732796 2274017.2498501474, 661383.9669148752 2274107.7879501353, 661595.0559353182 2274193.8089245833, 661672.6640685978 2274245.2619631686, 661781.22613444 2274281.67686557) | line | [10 empty] | 6 | 2 |  |  | 2315 | 2316 | 1 | FALSE | FALSE | 2 | TRUE | FALSE | 2315 |  | 662372.6326 | 2267896.274 |  |  | 2315 | 662372.6326 | 2267896.274 | 2316 | 661781.2261 | 2274281.6769
VN | 1049676013 | LINEVN2278a | 110 | 2.0684 | [5 empty] | 50 | 12 cables - 4 systems | LINESTRING (662824.9240977983 2266516.8079218566, 662831.1759952259 2266750.405081804, 662835.9814176844 2266971.5671228585, 662839.8197248653 2267154.12733195, 662842.609749069 2267335.016963313, 662847.6654555323 2267535.3242430696, 662851.7937677338 2267734.4049376226, 662691.3047610098 2267790.0869593453, 662467.0355524512 2267862.964462134, 662372.6325749361 2267896.273997479) | line | [10 empty] | 12 | 4 |  |  | 2317 | 2315 | 1 | FALSE | FALSE | 4 | TRUE | TRUE | 2317 | 2315 | 662824.9241 | 2266516.8079 | 662372.6326 | 2267896.274 | 2317 | 662824.9241 | 2266516.8079 | 2315 | 662372.6326 | 2267896.274
VN | 1049676013 | LINEVN2278b | 110 | 2.0684 | [5 empty] | 50 | 12 cables - 4 systems | LINESTRING (662824.9240977983 2266516.8079218566, 662831.1759952259 2266750.405081804, 662835.9814176844 2266971.5671228585, 662839.8197248653 2267154.12733195, 662842.609749069 2267335.016963313, 662847.6654555323 2267535.3242430696, 662851.7937677338 2267734.4049376226, 662691.3047610098 2267790.0869593453, 662467.0355524512 2267862.964462134, 662372.6325749361 2267896.273997479) | line | [10 empty] | 12 | 4 |  |  | 2317 | 2315 | 1 | FALSE | FALSE | 4 | TRUE | TRUE | 2317 | 2315 | 662824.9241 | 2266516.8079 | 662372.6326 | 2267896.274 | 2317 | 662824.9241 | 2266516.8079 | 2315 | 662372.6326 | 2267896.274
VN | 1049676013 | LINEVN2278c | 110 | 2.0684 | [5 empty] | 50 | 12 cables - 4 systems | LINESTRING (662824.9240977983 2266516.8079218566, 662831.1759952259 2266750.405081804, 662835.9814176844 2266971.5671228585, 662839.8197248653 2267154.12733195, 662842.609749069 2267335.016963313, 662847.6654555323 2267535.3242430696, 662851.7937677338 2267734.4049376226, 662691.3047610098 2267790.0869593453, 662467.0355524512 2267862.964462134, 662372.6325749361 2267896.273997479) | line | [10 empty] | 12 | 4 |  |  | 2317 | 2315 | 1 | FALSE | FALSE | 4 | TRUE | TRUE | 2317 | 2315 | 662824.9241 | 2266516.8079 | 662372.6326 | 2267896.274 | 2317 | 662824.9241 | 2266516.8079 | 2315 | 662372.6326 | 2267896.274
VN | 1049676013 | LINEVN2278d | 110 | 2.0684 | [5 empty] | 50 | 12 cables - 4 systems | LINESTRING (662824.9240977983 2266516.8079218566, 662831.1759952259 2266750.405081804, 662835.9814176844 2266971.5671228585, 662839.8197248653 2267154.12733195, 662842.609749069 2267335.016963313, 662847.6654555323 2267535.3242430696, 662851.7937677338 2267734.4049376226, 662691.3047610098 2267790.0869593453, 662467.0355524512 2267862.964462134, 662372.6325749361 2267896.273997479) | line | [10 empty] | 12 | 4 |  |  | 2317 | 2315 | 1 | FALSE | FALSE | 4 | TRUE | TRUE | 2317 | 2315 | 662824.9241 | 2266516.8079 | 662372.6326 | 2267896.274 | 2317 | 662824.9241 | 2266516.8079 | 2315 | 662372.6326 | 2267896.274
VN | 1049676014 | LINEVN2279a | 110 | 0.20224 | [5 empty] | 50 | 6 cables - 2 systems | LINESTRING (662826.7594552096 2266348.4946933193, 662822.7402578003 2266389.2631260077, 662824.9240977983 2266516.8079218566) | line | [10 empty] | 6 | 2 |  |  | 2318 | 2317 | 1 | FALSE | FALSE | 2 | FALSE | TRUE |  | 2317 |  |  | 662824.9241 | 2266516.8079 | 2318 | 662826.7595 | 2266348.4947 | 2317 | 662824.9241 | 2266516.8079
VN | 1049676014 | LINEVN2279b | 110 | 0.20224 | [5 empty] | 50 | 6 cables - 2 systems | LINESTRING (662826.7594552096 2266348.4946933193, 662822.7402578003 2266389.2631260077, 662824.9240977983 2266516.8079218566) | line | [10 empty] | 6 | 2 |  |  | 2318 | 2317 | 1 | FALSE | FALSE | 2 | FALSE | TRUE |  | 2317 |  |  | 662824.9241 | 2266516.8079 | 2318 | 662826.7595 | 2266348.4947 | 2317 | 662824.9241 | 2266516.8079
VN | 1049676015 | LINEVN2280a | 110 | 0.20495 | [5 empty] | 50 | 6 cables - 2 systems | LINESTRING (662796.6436264509 2266348.428812651, 662802.1296114358 2266392.2880896204, 662824.9240977983 2266516.8079218566) | line | [10 empty] | 6 | 2 |  |  | 2319 | 2317 | 1 | FALSE | FALSE | 2 | FALSE | TRUE |  | 2317 |  |  | 662824.9241 | 2266516.8079 | 2319 | 662796.6436 | 2266348.4288 | 2317 | 662824.9241 | 2266516.8079
VN | 1049676015 | LINEVN2280b | 110 | 0.20495 | [5 empty] | 50 | 6 cables - 2 systems | LINESTRING (662796.6436264509 2266348.428812651, 662802.1296114358 2266392.2880896204, 662824.9240977983 2266516.8079218566) | line | [10 empty] | 6 | 2 |  |  | 2319 | 2317 | 1 | FALSE | FALSE | 2 | FALSE | TRUE |  | 2317 |  |  | 662824.9241 | 2266516.8079 | 2319 | 662796.6436 | 2266348.4288 | 2317 | 662824.9241 | 2266516.8079
VN | 1049679583 | LINEVN2281 | 110 | 0.020805 | [5 empty] | 50 |  | LINESTRING (621635.6892072352 2315932.4474251107, 621647.2228279114 2315919.5027823006) | line | [10 empty] | 3 | 1 |  |  | 2320 | 2321 | 1 | FALSE | FALSE | 1 | TRUE | FALSE | 2320 |  | 621635.6892 | 2315932.4474 |  |  | 2320 | 621635.6892 | 2315932.4474 | 2321 | 621647.2228 | 2315919.5028
VN | 1049679584 | LINEVN2282 | 110 | 0.02437 | [5 empty] | 50 |  | LINESTRING (621635.6892072352 2315932.4474251107, 621627.3176710658 2315913.9445199617) | line | [10 empty] | 3 | 1 |  |  | 2320 | 2322 | 1 | FALSE | FALSE | 1 | TRUE | FALSE | 2320 |  | 621635.6892 | 2315932.4474 |  |  | 2320 | 621635.6892 | 2315932.4474 | 2322 | 621627.3177 | 2315913.9445
VN | 1049679585 | LINEVN2283a | 110 | 3.0258 | [5 empty] | 50 | 6 cables - 2 systems | LINESTRING (624090.2180803473 2316090.306359273, 624077.173588445 2316100.6036018757, 623905.9368735062 2316190.56529254, 623698.0558521178 2316228.6722653834, 623432.7921527178 2316276.828473237, 623198.1833327704 2316319.80239733, 622914.4309649862 2316368.317067015, 622757.0546112492 2316396.269911947, 622546.7558203198 2316356.7312711105, 622321.5768191934 2316312.724705625, 622091.8229842547 2316272.7391834557, 621836.6956411465 2316222.653067914, 621633.0339129406 2316182.2781032748) | line | [10 empty] | 6 | 2 |  |  | 2323 | 2324 | 1 | FALSE | FALSE | 2 | TRUE | TRUE | 2323 | 2324 | 624090.2181 | 2316090.3064 | 621633.0339 | 2316182.2781 | 2323 | 624090.2181 | 2316090.3064 | 2324 | 621633.0339 | 2316182.2781
VN | 1049679585 | LINEVN2283b | 110 | 3.0258 | [5 empty] | 50 | 6 cables - 2 systems | LINESTRING (624090.2180803473 2316090.306359273, 624077.173588445 2316100.6036018757, 623905.9368735062 2316190.56529254, 623698.0558521178 2316228.6722653834, 623432.7921527178 2316276.828473237, 623198.1833327704 2316319.80239733, 622914.4309649862 2316368.317067015, 622757.0546112492 2316396.269911947, 622546.7558203198 2316356.7312711105, 622321.5768191934 2316312.724705625, 622091.8229842547 2316272.7391834557, 621836.6956411465 2316222.653067914, 621633.0339129406 2316182.2781032748) | line | [10 empty] | 6 | 2 |  |  | 2323 | 2324 | 1 | FALSE | FALSE | 2 | TRUE | TRUE | 2323 | 2324 | 624090.2181 | 2316090.3064 | 621633.0339 | 2316182.2781 | 2323 | 624090.2181 | 2316090.3064 | 2324 | 621633.0339 | 2316182.2781
VN | 1049679587 | LINEVN2284a | 110 | 0.99158 | [5 empty] | 50 | 6 cables - 2 systems | LINESTRING (624090.2180803473 2316090.306359273, 624144.4455119382 2315849.3816053816, 624199.0133398194 2315610.4077865323, 624384.5664652634 2315332.405293461) | line | [10 empty] | 6 | 2 |  |  | 2323 | 2325 | 1 | FALSE | FALSE | 2 | TRUE | FALSE | 2323 |  | 624090.2181 | 2316090.3064 |  |  | 2323 | 624090.2181 | 2316090.3064 | 2325 | 624384.5665 | 2315332.4053
VN | 1049679587 | LINEVN2284b | 110 | 0.99158 | [5 empty] | 50 | 6 cables - 2 systems | LINESTRING (624090.2180803473 2316090.306359273, 624144.4455119382 2315849.3816053816, 624199.0133398194 2315610.4077865323, 624384.5664652634 2315332.405293461) | line | [10 empty] | 6 | 2 |  |  | 2323 | 2325 | 1 | FALSE | FALSE | 2 | TRUE | FALSE | 2323 |  | 624090.2181 | 2316090.3064 |  |  | 2323 | 624090.2181 | 2316090.3064 | 2325 | 624384.5665 | 2315332.4053
VN | 1049679588 | LINEVN2285a | 110 | 2.7376 | [5 empty] | 50 | 6 cables - 2 systems | LINESTRING (625702.922725801 2317245.5140421027, 625537.6178336075 2317194.3209556667, 625432.3905322346 2317168.6103912047, 625153.2881490173 2317083.3335753116, 624848.7837676692 2316990.5098945308, 624552.7539240438 2316901.507949456, 624382.3036068274 2316849.2145256796, 624200.5960850138 2316793.37419234, 624177.5031513685 2316559.9983312576, 624134.0398699398 2316329.1054104846, 624090.2180803473 2316090.306359273) | line | [10 empty] | 6 | 2 |  |  | 1763 | 2323 | 1 | FALSE | FALSE | 2 | TRUE | TRUE | 1763 | 2323 | 625702.9227 | 2317245.514 | 624090.2181 | 2316090.3064 | 1763 | 625702.9227 | 2317245.514 | 2323 | 624090.2181 | 2316090.3064
VN | 1049679588 | LINEVN2285b | 110 | 2.7376 | [5 empty] | 50 | 6 cables - 2 systems | LINESTRING (625702.922725801 2317245.5140421027, 625537.6178336075 2317194.3209556667, 625432.3905322346 2317168.6103912047, 625153.2881490173 2317083.3335753116, 624848.7837676692 2316990.5098945308, 624552.7539240438 2316901.507949456, 624382.3036068274 2316849.2145256796, 624200.5960850138 2316793.37419234, 624177.5031513685 2316559.9983312576, 624134.0398699398 2316329.1054104846, 624090.2180803473 2316090.306359273) | line | [10 empty] | 6 | 2 |  |  | 1763 | 2323 | 1 | FALSE | FALSE | 2 | TRUE | TRUE | 1763 | 2323 | 625702.9227 | 2317245.514 | 624090.2181 | 2316090.3064 | 1763 | 625702.9227 | 2317245.514 | 2323 | 624090.2181 | 2316090.3064
VN | 1049679591 | LINEVN2286a | 110 | 7.2665 | [5 empty] | 50 | 6 cables - 2 systems | LINESTRING (634406.9978447383 2310648.9574415125, 634491.8565488853 2310803.9223957416, 634685.8338940758 2310853.7943523796, 634696.8511742925 2311096.293572182, 634707.6238247306 2311317.4590519574, 634717.1275279374 2311506.301084142, 634727.7447022722 2311728.5724540395, 634808.4040958395 2312003.1392950285, 634870.3032949517 2312231.6368546356, 634885.3691785412 2312465.512753824, 634914.5768429535 2312604.644141666, 634958.7511386799 2312792.7818026165, 635054.9585965581 2313031.6760110725, 635125.0994182075 2313224.0318773156, 635621.1034745106 2314190.330551148, 635581.8493310385 2314419.5158635373, 635551.1107195988 2314597.936755694, 635516.4511867254 2314828.886477989, 635477.8184217036 2315061.2430940703, 635445.779201698 2315252.760543469, 635410.7888603632 2315465.8074896648, 635389.0347533675 2315611.4346081, 635386.5260109407 2315782.0260745245, 635394.2087107485 2316012.8218991165, 635500.5355818048 2316066.5788107105, 635672.2221046423 2316101.3961183564, 635683.1917281159 2316124.644034439) | line | [10 empty] | 6 | 2 |  |  | 529 | 2326 | 1 | FALSE | FALSE | 2 | TRUE | FALSE | 529 |  | 634406.9978 | 2310648.9574 |  |  | 529 | 634406.9978 | 2310648.9574 | 2326 | 635683.1917 | 2316124.644
VN | 1049679591 | LINEVN2286b | 110 | 7.2665 | [5 empty] | 50 | 6 cables - 2 systems | LINESTRING (634406.9978447383 2310648.9574415125, 634491.8565488853 2310803.9223957416, 634685.8338940758 2310853.7943523796, 634696.8511742925 2311096.293572182, 634707.6238247306 2311317.4590519574, 634717.1275279374 2311506.301084142, 634727.7447022722 2311728.5724540395, 634808.4040958395 2312003.1392950285, 634870.3032949517 2312231.6368546356, 634885.3691785412 2312465.512753824, 634914.5768429535 2312604.644141666, 634958.7511386799 2312792.7818026165, 635054.9585965581 2313031.6760110725, 635125.0994182075 2313224.0318773156, 635621.1034745106 2314190.330551148, 635581.8493310385 2314419.5158635373, 635551.1107195988 2314597.936755694, 635516.4511867254 2314828.886477989, 635477.8184217036 2315061.2430940703, 635445.779201698 2315252.760543469, 635410.7888603632 2315465.8074896648, 635389.0347533675 2315611.4346081, 635386.5260109407 2315782.0260745245, 635394.2087107485 2316012.8218991165, 635500.5355818048 2316066.5788107105, 635672.2221046423 2316101.3961183564, 635683.1917281159 2316124.644034439) | line | [10 empty] | 6 | 2 |  |  | 529 | 2326 | 1 | FALSE | FALSE | 2 | TRUE | FALSE | 529 |  | 634406.9978 | 2310648.9574 |  |  | 529 | 634406.9978 | 2310648.9574 | 2326 | 635683.1917 | 2316124.644
VN | 1049679592 | LINEVN2287a | 110 | 8.0462 | [5 empty] | 50 | 12 cables - 4 systems | LINESTRING (631360.7511423185 2314762.7448491296, 631264.726654518 2314640.92851771, 631037.2426248549 2314545.056753989, 630770.8806321308 2314435.71026313, 630771.6253999168 2314226.62865335, 630775.8635557762 2313984.519894847, 630777.7397028308 2313546.1242658114, 630780.0976208261 2313302.3293899056, 630782.0832472881 2313106.021279038, 630783.1652365522 2312798.022519214, 630788.5548058143 2312621.2573006074, 630964.533394238 2312539.9784649457, 631194.7561064226 2312436.578287994, 631402.4819717881 2312343.8303636587, 631588.8409095773 2312218.5703294175, 631786.5642155099 2312082.453805064, 631969.9221758217 2311957.2847113395, 632165.969600399 2311823.4284115285, 632356.4888065716 2311693.1834854833, 632528.7218128163 2311576.2785851574, 632697.8668492775 2311462.1071955953, 632839.1906085145 2311364.5423633438, 633007.943582685 2311249.2084118407, 633191.8958779006 2311123.613628181, 633362.6909865061 2311007.2033409164, 633538.2897669717 2310887.501009319, 633725.8275604805 2310778.965866633, 633953.0087805383 2310650.293200644, 634175.4041404219 2310522.1274160105, 634355.4474337923 2310419.0625922284) | line | [10 empty] | 12 | 4 |  |  | 2327 | 2328 | 1 | FALSE | FALSE | 4 | TRUE | TRUE | 2327 | 2328 | 631360.7511 | 2314762.7448 | 634355.4474 | 2310419.0626 | 2327 | 631360.7511 | 2314762.7448 | 2328 | 634355.4474 | 2310419.0626
VN | 1049679592 | LINEVN2287b | 110 | 8.0462 | [5 empty] | 50 | 12 cables - 4 systems | LINESTRING (631360.7511423185 2314762.7448491296, 631264.726654518 2314640.92851771, 631037.2426248549 2314545.056753989, 630770.8806321308 2314435.71026313, 630771.6253999168 2314226.62865335, 630775.8635557762 2313984.519894847, 630777.7397028308 2313546.1242658114, 630780.0976208261 2313302.3293899056, 630782.0832472881 2313106.021279038, 630783.1652365522 2312798.022519214, 630788.5548058143 2312621.2573006074, 630964.533394238 2312539.9784649457, 631194.7561064226 2312436.578287994, 631402.4819717881 2312343.8303636587, 631588.8409095773 2312218.5703294175, 631786.5642155099 2312082.453805064, 631969.9221758217 2311957.2847113395, 632165.969600399 2311823.4284115285, 632356.4888065716 2311693.1834854833, 632528.7218128163 2311576.2785851574, 632697.8668492775 2311462.1071955953, 632839.1906085145 2311364.5423633438, 633007.943582685 2311249.2084118407, 633191.8958779006 2311123.613628181, 633362.6909865061 2311007.2033409164, 633538.2897669717 2310887.501009319, 633725.8275604805 2310778.965866633, 633953.0087805383 2310650.293200644, 634175.4041404219 2310522.1274160105, 634355.4474337923 2310419.0625922284) | line | [10 empty] | 12 | 4 |  |  | 2327 | 2328 | 1 | FALSE | FALSE | 4 | TRUE | TRUE | 2327 | 2328 | 631360.7511 | 2314762.7448 | 634355.4474 | 2310419.0626 | 2327 | 631360.7511 | 2314762.7448 | 2328 | 634355.4474 | 2310419.0626
VN | 1049679592 | LINEVN2287c | 110 | 8.0462 | [5 empty] | 50 | 12 cables - 4 systems | LINESTRING (631360.7511423185 2314762.7448491296, 631264.726654518 2314640.92851771, 631037.2426248549 2314545.056753989, 630770.8806321308 2314435.71026313, 630771.6253999168 2314226.62865335, 630775.8635557762 2313984.519894847, 630777.7397028308 2313546.1242658114, 630780.0976208261 2313302.3293899056, 630782.0832472881 2313106.021279038, 630783.1652365522 2312798.022519214, 630788.5548058143 2312621.2573006074, 630964.533394238 2312539.9784649457, 631194.7561064226 2312436.578287994, 631402.4819717881 2312343.8303636587, 631588.8409095773 2312218.5703294175, 631786.5642155099 2312082.453805064, 631969.9221758217 2311957.2847113395, 632165.969600399 2311823.4284115285, 632356.4888065716 2311693.1834854833, 632528.7218128163 2311576.2785851574, 632697.8668492775 2311462.1071955953, 632839.1906085145 2311364.5423633438, 633007.943582685 2311249.2084118407, 633191.8958779006 2311123.613628181, 633362.6909865061 2311007.2033409164, 633538.2897669717 2310887.501009319, 633725.8275604805 2310778.965866633, 633953.0087805383 2310650.293200644, 634175.4041404219 2310522.1274160105, 634355.4474337923 2310419.0625922284) | line | [10 empty] | 12 | 4 |  |  | 2327 | 2328 | 1 | FALSE | FALSE | 4 | TRUE | TRUE | 2327 | 2328 | 631360.7511 | 2314762.7448 | 634355.4474 | 2310419.0626 | 2327 | 631360.7511 | 2314762.7448 | 2328 | 634355.4474 | 2310419.0626
VN | 1049679592 | LINEVN2287d | 110 | 8.0462 | [5 empty] | 50 | 12 cables - 4 systems | LINESTRING (631360.7511423185 2314762.7448491296, 631264.726654518 2314640.92851771, 631037.2426248549 2314545.056753989, 630770.8806321308 2314435.71026313, 630771.6253999168 2314226.62865335, 630775.8635557762 2313984.519894847, 630777.7397028308 2313546.1242658114, 630780.0976208261 2313302.3293899056, 630782.0832472881 2313106.021279038, 630783.1652365522 2312798.022519214, 630788.5548058143 2312621.2573006074, 630964.533394238 2312539.9784649457, 631194.7561064226 2312436.578287994, 631402.4819717881 2312343.8303636587, 631588.8409095773 2312218.5703294175, 631786.5642155099 2312082.453805064, 631969.9221758217 2311957.2847113395, 632165.969600399 2311823.4284115285, 632356.4888065716 2311693.1834854833, 632528.7218128163 2311576.2785851574, 632697.8668492775 2311462.1071955953, 632839.1906085145 2311364.5423633438, 633007.943582685 2311249.2084118407, 633191.8958779006 2311123.613628181, 633362.6909865061 2311007.2033409164, 633538.2897669717 2310887.501009319, 633725.8275604805 2310778.965866633, 633953.0087805383 2310650.293200644, 634175.4041404219 2310522.1274160105, 634355.4474337923 2310419.0625922284) | line | [10 empty] | 12 | 4 |  |  | 2327 | 2328 | 1 | FALSE | FALSE | 4 | TRUE | TRUE | 2327 | 2328 | 631360.7511 | 2314762.7448 | 634355.4474 | 2310419.0626 | 2327 | 631360.7511 | 2314762.7448 | 2328 | 634355.4474 | 2310419.0626
VN | 1049679594 | LINEVN2288a | 110 | 0.11226 | [5 empty] | 50 | 6 cables - 2 systems | LINESTRING (631323.7221689194 2314833.211914969, 631408.5460613378 2314793.7517796955) | line | [10 empty] | 6 | 2 |  |  | 2329 | 2330 | 1 | FALSE | FALSE | 2 | TRUE | FALSE | 2329 |  | 631323.7222 | 2314833.2119 |  |  | 2329 | 631323.7222 | 2314833.2119 | 2330 | 631408.5461 | 2314793.7518
VN | 1049679594 | LINEVN2288b | 110 | 0.11226 | [5 empty] | 50 | 6 cables - 2 systems | LINESTRING (631323.7221689194 2314833.211914969, 631408.5460613378 2314793.7517796955) | line | [10 empty] | 6 | 2 |  |  | 2329 | 2330 | 1 | FALSE | FALSE | 2 | TRUE | FALSE | 2329 |  | 631323.7222 | 2314833.2119 |  |  | 2329 | 631323.7222 | 2314833.2119 | 2330 | 631408.5461 | 2314793.7518
VN | 1049679595 | LINEVN2289a | 110 | 0.058323 | [5 empty] | 50 | 12 cables - 4 systems | LINESTRING (631360.7511423185 2314762.7448491296, 631407.673395209 2314750.074195525) | line | [10 empty] | 12 | 4 |  |  | 2327 | 2331 | 1 | FALSE | FALSE | 4 | TRUE | FALSE | 2327 |  | 631360.7511 | 2314762.7448 |  |  | 2327 | 631360.7511 | 2314762.7448 | 2331 | 631407.6734 | 2314750.0742
VN | 1049679595 | LINEVN2289b | 110 | 0.058323 | [5 empty] | 50 | 12 cables - 4 systems | LINESTRING (631360.7511423185 2314762.7448491296, 631407.673395209 2314750.074195525) | line | [10 empty] | 12 | 4 |  |  | 2327 | 2331 | 1 | FALSE | FALSE | 4 | TRUE | FALSE | 2327 |  | 631360.7511 | 2314762.7448 |  |  | 2327 | 631360.7511 | 2314762.7448 | 2331 | 631407.6734 | 2314750.0742
VN | 1049679595 | LINEVN2289c | 110 | 0.058323 | [5 empty] | 50 | 12 cables - 4 systems | LINESTRING (631360.7511423185 2314762.7448491296, 631407.673395209 2314750.074195525) | line | [10 empty] | 12 | 4 |  |  | 2327 | 2331 | 1 | FALSE | FALSE | 4 | TRUE | FALSE | 2327 |  | 631360.7511 | 2314762.7448 |  |  | 2327 | 631360.7511 | 2314762.7448 | 2331 | 631407.6734 | 2314750.0742
VN | 1049679595 | LINEVN2289d | 110 | 0.058323 | [5 empty] | 50 | 12 cables - 4 systems | LINESTRING (631360.7511423185 2314762.7448491296, 631407.673395209 2314750.074195525) | line | [10 empty] | 12 | 4 |  |  | 2327 | 2331 | 1 | FALSE | FALSE | 4 | TRUE | FALSE | 2327 |  | 631360.7511 | 2314762.7448 |  |  | 2327 | 631360.7511 | 2314762.7448 | 2331 | 631407.6734 | 2314750.0742
VN | 1049679596 | LINEVN2290a | 110 | 0.095524 | [5 empty] | 50 | 6 cables - 2 systems | LINESTRING (631323.7221689194 2314833.211914969, 631360.7511423185 2314762.7448491296) | line | [10 empty] | 6 | 2 |  |  | 2329 | 2327 | 1 | FALSE | FALSE | 2 | TRUE | TRUE | 2329 | 2327 | 631323.7222 | 2314833.2119 | 631360.7511 | 2314762.7448 | 2329 | 631323.7222 | 2314833.2119 | 2327 | 631360.7511 | 2314762.7448
VN | 1049679596 | LINEVN2290b | 110 | 0.095524 | [5 empty] | 50 | 6 cables - 2 systems | LINESTRING (631323.7221689194 2314833.211914969, 631360.7511423185 2314762.7448491296) | line | [10 empty] | 6 | 2 |  |  | 2329 | 2327 | 1 | FALSE | FALSE | 2 | TRUE | TRUE | 2329 | 2327 | 631323.7222 | 2314833.2119 | 631360.7511 | 2314762.7448 | 2329 | 631323.7222 | 2314833.2119 | 2327 | 631360.7511 | 2314762.7448
VN | 1049679597 | LINEVN2291a | 110 | 0.33852 | [5 empty] | 50 | 6 cables - 2 systems | LINESTRING (632606.3618990958 2317430.576380033, 632592.0001140424 2317404.5915250867, 632355.1760525709 2317317.258902562) | line | [10 empty] | 6 | 2 |  |  | 2332 | 2333 | 1 | FALSE | FALSE | 2 | FALSE | TRUE |  | 2333 |  |  | 632355.1761 | 2317317.2589 | 2332 | 632606.3619 | 2317430.5764 | 2333 | 632355.1761 | 2317317.2589
VN | 1049679597 | LINEVN2291b | 110 | 0.33852 | [5 empty] | 50 | 6 cables - 2 systems | LINESTRING (632606.3618990958 2317430.576380033, 632592.0001140424 2317404.5915250867, 632355.1760525709 2317317.258902562) | line | [10 empty] | 6 | 2 |  |  | 2332 | 2333 | 1 | FALSE | FALSE | 2 | FALSE | TRUE |  | 2333 |  |  | 632355.1761 | 2317317.2589 | 2332 | 632606.3619 | 2317430.5764 | 2333 | 632355.1761 | 2317317.2589
VN | 1049679598 | LINEVN2292a | 110 | 0.31616 | [5 empty] | 50 | 6 cables - 2 systems | LINESTRING (632581.1303267726 2317442.8624367006, 632568.3150143924 2317418.5504089873, 632355.1760525709 2317317.258902562) | line | [10 empty] | 6 | 2 |  |  | 2334 | 2333 | 1 | FALSE | FALSE | 2 | FALSE | TRUE |  | 2333 |  |  | 632355.1761 | 2317317.2589 | 2334 | 632581.1303 | 2317442.8624 | 2333 | 632355.1761 | 2317317.2589
VN | 1049679598 | LINEVN2292b | 110 | 0.31616 | [5 empty] | 50 | 6 cables - 2 systems | LINESTRING (632581.1303267726 2317442.8624367006, 632568.3150143924 2317418.5504089873, 632355.1760525709 2317317.258902562) | line | [10 empty] | 6 | 2 |  |  | 2334 | 2333 | 1 | FALSE | FALSE | 2 | FALSE | TRUE |  | 2333 |  |  | 632355.1761 | 2317317.2589 | 2334 | 632581.1303 | 2317442.8624 | 2333 | 632355.1761 | 2317317.2589
VN | 1049679599 | LINEVN2293a | 110 | 4.1718 | [5 empty] | 50 | 12 cables - 4 systems | LINESTRING (632355.1760525709 2317317.258902562, 632106.3647787074 2317241.103938559, 631939.7351002701 2317192.3596124873, 631634.3042514389 2317202.3193285223, 631391.9408316845 2317211.2432573456, 631347.3549034167 2316970.67450471, 631249.4753673862 2316705.9079436357, 631233.5140991885 2316486.553863131, 631219.1654810606 2316261.7440446727, 631205.2845930168 2316026.3219705746, 631189.4941423446 2315814.098525037, 631178.1807737745 2315605.109596459, 631163.5733033506 2315398.364150155, 631222.5951548901 2315246.14166367, 631222.0030629345 2315065.0115478407, 631220.5402583894 2314858.3806799743, 631323.7221689194 2314833.211914969) | line | [10 empty] | 12 | 4 |  |  | 2333 | 2329 | 1 | FALSE | FALSE | 4 | TRUE | TRUE | 2333 | 2329 | 632355.1761 | 2317317.2589 | 631323.7222 | 2314833.2119 | 2333 | 632355.1761 | 2317317.2589 | 2329 | 631323.7222 | 2314833.2119
VN | 1049679599 | LINEVN2293b | 110 | 4.1718 | [5 empty] | 50 | 12 cables - 4 systems | LINESTRING (632355.1760525709 2317317.258902562, 632106.3647787074 2317241.103938559, 631939.7351002701 2317192.3596124873, 631634.3042514389 2317202.3193285223, 631391.9408316845 2317211.2432573456, 631347.3549034167 2316970.67450471, 631249.4753673862 2316705.9079436357, 631233.5140991885 2316486.553863131, 631219.1654810606 2316261.7440446727, 631205.2845930168 2316026.3219705746, 631189.4941423446 2315814.098525037, 631178.1807737745 2315605.109596459, 631163.5733033506 2315398.364150155, 631222.5951548901 2315246.14166367, 631222.0030629345 2315065.0115478407, 631220.5402583894 2314858.3806799743, 631323.7221689194 2314833.211914969) | line | [10 empty] | 12 | 4 |  |  | 2333 | 2329 | 1 | FALSE | FALSE | 4 | TRUE | TRUE | 2333 | 2329 | 632355.1761 | 2317317.2589 | 631323.7222 | 2314833.2119 | 2333 | 632355.1761 | 2317317.2589 | 2329 | 631323.7222 | 2314833.2119
VN | 1049679599 | LINEVN2293c | 110 | 4.1718 | [5 empty] | 50 | 12 cables - 4 systems | LINESTRING (632355.1760525709 2317317.258902562, 632106.3647787074 2317241.103938559, 631939.7351002701 2317192.3596124873, 631634.3042514389 2317202.3193285223, 631391.9408316845 2317211.2432573456, 631347.3549034167 2316970.67450471, 631249.4753673862 2316705.9079436357, 631233.5140991885 2316486.553863131, 631219.1654810606 2316261.7440446727, 631205.2845930168 2316026.3219705746, 631189.4941423446 2315814.098525037, 631178.1807737745 2315605.109596459, 631163.5733033506 2315398.364150155, 631222.5951548901 2315246.14166367, 631222.0030629345 2315065.0115478407, 631220.5402583894 2314858.3806799743, 631323.7221689194 2314833.211914969) | line | [10 empty] | 12 | 4 |  |  | 2333 | 2329 | 1 | FALSE | FALSE | 4 | TRUE | TRUE | 2333 | 2329 | 632355.1761 | 2317317.2589 | 631323.7222 | 2314833.2119 | 2333 | 632355.1761 | 2317317.2589 | 2329 | 631323.7222 | 2314833.2119
VN | 1049679599 | LINEVN2293d | 110 | 4.1718 | [5 empty] | 50 | 12 cables - 4 systems | LINESTRING (632355.1760525709 2317317.258902562, 632106.3647787074 2317241.103938559, 631939.7351002701 2317192.3596124873, 631634.3042514389 2317202.3193285223, 631391.9408316845 2317211.2432573456, 631347.3549034167 2316970.67450471, 631249.4753673862 2316705.9079436357, 631233.5140991885 2316486.553863131, 631219.1654810606 2316261.7440446727, 631205.2845930168 2316026.3219705746, 631189.4941423446 2315814.098525037, 631178.1807737745 2315605.109596459, 631163.5733033506 2315398.364150155, 631222.5951548901 2315246.14166367, 631222.0030629345 2315065.0115478407, 631220.5402583894 2314858.3806799743, 631323.7221689194 2314833.211914969) | line | [10 empty] | 12 | 4 |  |  | 2333 | 2329 | 1 | FALSE | FALSE | 4 | TRUE | TRUE | 2333 | 2329 | 632355.1761 | 2317317.2589 | 631323.7222 | 2314833.2119 | 2333 | 632355.1761 | 2317317.2589 | 2329 | 631323.7222 | 2314833.2119
VN | 1049679600 | LINEVN2294a | 110 | 7.6001 | [5 empty] | 50 | 6 cables - 2 systems | LINESTRING (632562.8234627992 2317451.3402243457, 632549.172656989 2317420.9441508115, 632287.7518881339 2317349.778157326, 632058.9586824373 2317288.0409717616, 631912.4779814691 2317250.3494706885, 631620.5213849553 2317237.091751788, 631376.4501071202 2317229.2535959706, 631332.5487151778 2316986.2549070055, 631234.5664770616 2316706.786795644, 631225.0869045936 2316625.6804396906, 630832.4481270569 2316651.7729353155, 630625.2725897888 2316665.5013282397, 630366.0229164979 2316682.6881244364, 630213.598197039 2316627.4309722665, 630040.6745470146 2316573.66468924, 629813.7322004682 2316505.7638010248, 629587.0901682037 2316417.754567576, 629352.4888591446 2316331.291908406, 629165.8209569753 2316536.639207457, 629051.5946824065 2316663.1012626993, 628872.993985918 2316854.92022896, 628603.4783284313 2316884.032256688, 628312.3130534643 2316915.893177972, 628044.3603497568 2316940.8749991097, 627791.5950228136 2316968.0476217684, 627522.9215162433 2316995.1022429825, 627197.2370310539 2317028.400789712, 627047.2842828373 2317043.73932735) | line | [10 empty] | 6 | 2 |  |  | 2335 | 2336 | 1 | FALSE | FALSE | 2 | FALSE | TRUE |  | 2336 |  |  | 627047.2843 | 2317043.7393 | 2335 | 632562.8235 | 2317451.3402 | 2336 | 627047.2843 | 2317043.7393
VN | 1049679600 | LINEVN2294b | 110 | 7.6001 | [5 empty] | 50 | 6 cables - 2 systems | LINESTRING (632562.8234627992 2317451.3402243457, 632549.172656989 2317420.9441508115, 632287.7518881339 2317349.778157326, 632058.9586824373 2317288.0409717616, 631912.4779814691 2317250.3494706885, 631620.5213849553 2317237.091751788, 631376.4501071202 2317229.2535959706, 631332.5487151778 2316986.2549070055, 631234.5664770616 2316706.786795644, 631225.0869045936 2316625.6804396906, 630832.4481270569 2316651.7729353155, 630625.2725897888 2316665.5013282397, 630366.0229164979 2316682.6881244364, 630213.598197039 2316627.4309722665, 630040.6745470146 2316573.66468924, 629813.7322004682 2316505.7638010248, 629587.0901682037 2316417.754567576, 629352.4888591446 2316331.291908406, 629165.8209569753 2316536.639207457, 629051.5946824065 2316663.1012626993, 628872.993985918 2316854.92022896, 628603.4783284313 2316884.032256688, 628312.3130534643 2316915.893177972, 628044.3603497568 2316940.8749991097, 627791.5950228136 2316968.0476217684, 627522.9215162433 2316995.1022429825, 627197.2370310539 2317028.400789712, 627047.2842828373 2317043.73932735) | line | [10 empty] | 6 | 2 |  |  | 2335 | 2336 | 1 | FALSE | FALSE | 2 | FALSE | TRUE |  | 2336 |  |  | 627047.2843 | 2317043.7393 | 2335 | 632562.8235 | 2317451.3402 | 2336 | 627047.2843 | 2317043.7393
VN | 1050010320 | LINEVN2295 | 110 | 0.70568 | [5 empty] | 50 |  | LINESTRING (568600.8280943091 2350993.8862847644, 568484.3370582385 2351067.1365865585, 568266.4226371117 2351203.8072314663, 568102.7084899095 2351306.460319593) | line | [14 empty] | 2337 | 2338 | 1 | FALSE | FALSE | 1 | TRUE | TRUE | 2337 | 2338 | 568600.8281 | 2350993.8863 | 568102.7085 | 2351306.4603 | 2337 | 568600.8281 | 2350993.8863 | 2338 | 568102.7085 | 2351306.4603
VN | 1050010322 | LINEVN2296 | 110 | 0.42053 | [5 empty] | 50 |  | LINESTRING (569434.2498481025 2357013.6943129594, 569230.0148761583 2356858.224192027, 569175.8810473077 2356898.2288158936, 569155.2281550269 2356881.693744575) | line | [14 empty] | 2339 | 2340 | 1 | FALSE | FALSE | 1 | TRUE | FALSE | 2339 |  | 569434.2498 | 2357013.6943 |  |  | 2339 | 569434.2498 | 2357013.6943 | 2340 | 569155.2282 | 2356881.6937
VN | 1050010323 | LINEVN2297a | 110 | 7.2044 | [5 empty] | 50 | 6 cables - 2 systems | LINESTRING (570580.2737552482 2355913.3718094304, 570421.4446418857 2355746.1734215994, 570270.8900630267 2355578.8794330237, 570120.1682428144 2355416.002551015, 569972.282824422 2355256.1942018457, 569858.7646756454 2355141.471831234, 569753.5682759993 2355035.496638575, 569689.2306851032 2354788.0756609007, 569613.2906947858 2354458.433781643, 569569.0777942913 2354287.9914373313, 569534.504352744 2354109.4217292825, 569556.5991282596 2353982.6826789705, 569629.1156607529 2353779.121900414, 569701.1579888635 2353587.446881235, 569783.0954022658 2353362.476284999, 569864.0344332138 2353172.6329441974, 569919.7974498667 2352941.341990277, 569923.4621049158 2352843.546140855, 569904.972267305 2352742.0806448683, 569818.7599372945 2352469.6295616897, 569737.3549652846 2352210.1938591534, 569478.1293289663 2352159.1962708733, 569219.5759967753 2352108.338498625, 569124.3515499134 2351939.66395976, 569113.9937566677 2351788.00567021, 568932.2954591754 2351617.927530049, 568745.8344900808 2351456.9519094005, 568643.9480071382 2351132.819681762, 568600.8280943091 2350993.8862847644) | line | [10 empty] | 6 | 2 |  |  | 2341 | 2337 | 1 | FALSE | FALSE | 2 | TRUE | TRUE | 2341 | 2337 | 570580.2738 | 2355913.3718 | 568600.8281 | 2350993.8863 | 2341 | 570580.2738 | 2355913.3718 | 2337 | 568600.8281 | 2350993.8863
VN | 1050010323 | LINEVN2297b | 110 | 7.2044 | [5 empty] | 50 | 6 cables - 2 systems | LINESTRING (570580.2737552482 2355913.3718094304, 570421.4446418857 2355746.1734215994, 570270.8900630267 2355578.8794330237, 570120.1682428144 2355416.002551015, 569972.282824422 2355256.1942018457, 569858.7646756454 2355141.471831234, 569753.5682759993 2355035.496638575, 569689.2306851032 2354788.0756609007, 569613.2906947858 2354458.433781643, 569569.0777942913 2354287.9914373313, 569534.504352744 2354109.4217292825, 569556.5991282596 2353982.6826789705, 569629.1156607529 2353779.121900414, 569701.1579888635 2353587.446881235, 569783.0954022658 2353362.476284999, 569864.0344332138 2353172.6329441974, 569919.7974498667 2352941.341990277, 569923.4621049158 2352843.546140855, 569904.972267305 2352742.0806448683, 569818.7599372945 2352469.6295616897, 569737.3549652846 2352210.1938591534, 569478.1293289663 2352159.1962708733, 569219.5759967753 2352108.338498625, 569124.3515499134 2351939.66395976, 569113.9937566677 2351788.00567021, 568932.2954591754 2351617.927530049, 568745.8344900808 2351456.9519094005, 568643.9480071382 2351132.819681762, 568600.8280943091 2350993.8862847644) | line | [10 empty] | 6 | 2 |  |  | 2341 | 2337 | 1 | FALSE | FALSE | 2 | TRUE | TRUE | 2341 | 2337 | 570580.2738 | 2355913.3718 | 568600.8281 | 2350993.8863 | 2341 | 570580.2738 | 2355913.3718 | 2337 | 568600.8281 | 2350993.8863
VN | 1050010324 | LINEVN2298 | 110 | 0.3114 | [5 empty] | 50 |  | LINESTRING (570620.065072696 2356169.800504319, 570580.2737552482 2355913.3718094304) | line | [10 empty] | 3 | 1 |  |  | 2342 | 2341 | 1 | FALSE | FALSE | 1 | TRUE | TRUE | 2342 | 2341 | 570620.0651 | 2356169.8005 | 570580.2738 | 2355913.3718 | 2342 | 570620.0651 | 2356169.8005 | 2341 | 570580.2738 | 2355913.3718
VN | 1050010325 | LINEVN2299 | 110 | 0.18817 | [5 empty] | 50 |  | LINESTRING (570537.1837784433 2356036.6877478575, 570620.065072696 2356169.800504319) | line | [10 empty] | 3 | 1 |  |  | 2343 | 2342 | 1 | FALSE | FALSE | 1 | TRUE | TRUE | 2343 | 2342 | 570537.1838 | 2356036.6877 | 570620.0651 | 2356169.8005 | 2343 | 570537.1838 | 2356036.6877 | 2342 | 570620.0651 | 2356169.8005
VN | 1050010326 | LINEVN2300 | 110 | 0.15675 | [5 empty] | 50 |  | LINESTRING (570580.2737552482 2355913.3718094304, 570537.1837784433 2356036.6877478575) | line | [10 empty] | 3 | 1 |  |  | 2341 | 2343 | 1 | FALSE | FALSE | 1 | TRUE | TRUE | 2341 | 2343 | 570580.2738 | 2355913.3718 | 570537.1838 | 2356036.6877 | 2341 | 570580.2738 | 2355913.3718 | 2343 | 570537.1838 | 2356036.6877
VN | 1050010327 | LINEVN2301a | 110 | 1.784 | [5 empty] | 50 | 6 cables - 2 systems | LINESTRING (570537.1837784433 2356036.6877478575, 570332.9792812068 2356165.3866941994, 570155.424670235 2356277.0573791717, 569991.9801568171 2356390.793703065, 569836.9656021438 2356549.3726734067, 569701.372818454 2356704.925594182, 569560.8953653785 2356865.8491304205, 569434.2498481025 2357013.6943129594) | line | [10 empty] | 6 | 2 |  |  | 2343 | 2339 | 1 | FALSE | FALSE | 2 | TRUE | TRUE | 2343 | 2339 | 570537.1838 | 2356036.6877 | 569434.2498 | 2357013.6943 | 2343 | 570537.1838 | 2356036.6877 | 2339 | 569434.2498 | 2357013.6943
VN | 1050010327 | LINEVN2301b | 110 | 1.784 | [5 empty] | 50 | 6 cables - 2 systems | LINESTRING (570537.1837784433 2356036.6877478575, 570332.9792812068 2356165.3866941994, 570155.424670235 2356277.0573791717, 569991.9801568171 2356390.793703065, 569836.9656021438 2356549.3726734067, 569701.372818454 2356704.925594182, 569560.8953653785 2356865.8491304205, 569434.2498481025 2357013.6943129594) | line | [10 empty] | 6 | 2 |  |  | 2343 | 2339 | 1 | FALSE | FALSE | 2 | TRUE | TRUE | 2343 | 2339 | 570537.1838 | 2356036.6877 | 569434.2498 | 2357013.6943 | 2343 | 570537.1838 | 2356036.6877 | 2339 | 569434.2498 | 2357013.6943
VN | 1050010328 | LINEVN2302 | 110 | 0.094286 | [5 empty] | 50 |  | LINESTRING (570786.0025067237 2357106.1908993297, 570708.9469694127 2357121.552509577) | line | [10 empty] | 3 | 1 |  |  | 2344 | 2345 | 1 | FALSE | FALSE | 1 | TRUE | FALSE | 2344 |  | 570786.0025 | 2357106.1909 |  |  | 2344 | 570786.0025 | 2357106.1909 | 2345 | 570708.947 | 2357121.5525
VN | 1050010329 | LINEVN2303a | 110 | 1.1412 | [5 empty] | 50 | 6 cables - 2 systems | LINESTRING (570786.0025067237 2357106.1908993297, 570753.675301001 2356926.1439948175, 570723.9406813472 2356757.9959626026, 570666.5034283375 2356433.452633359, 570620.065072696 2356169.800504319) | line | [10 empty] | 6 | 2 |  |  | 2344 | 2342 | 1 | FALSE | FALSE | 2 | TRUE | TRUE | 2344 | 2342 | 570786.0025 | 2357106.1909 | 570620.0651 | 2356169.8005 | 2344 | 570786.0025 | 2357106.1909 | 2342 | 570620.0651 | 2356169.8005
VN | 1050010329 | LINEVN2303b | 110 | 1.1412 | [5 empty] | 50 | 6 cables - 2 systems | LINESTRING (570786.0025067237 2357106.1908993297, 570753.675301001 2356926.1439948175, 570723.9406813472 2356757.9959626026, 570666.5034283375 2356433.452633359, 570620.065072696 2356169.800504319) | line | [10 empty] | 6 | 2 |  |  | 2344 | 2342 | 1 | FALSE | FALSE | 2 | TRUE | TRUE | 2344 | 2342 | 570786.0025 | 2357106.1909 | 570620.0651 | 2356169.8005 | 2344 | 570786.0025 | 2357106.1909 | 2342 | 570620.0651 | 2356169.8005
VN | 1050010330 | LINEVN2304 | 110 | 0.097591 | [5 empty] | 50 |  | LINESTRING (570786.0025067237 2357106.1908993297, 570711.9895015648 2357139.895061707) | line | [10 empty] | 3 | 1 |  |  | 2344 | 2346 | 1 | FALSE | FALSE | 1 | TRUE | FALSE | 2344 |  | 570786.0025 | 2357106.1909 |  |  | 2344 | 570786.0025 | 2357106.1909 | 2346 | 570711.9895 | 2357139.8951
VN | 1050010331 | LINEVN2305 | 110 | 0.024261 | [5 empty] | 50 |  | LINESTRING (565678.2093160045 2354360.297633093, 565684.5414787427 2354341.097350231) | line | [10 empty] | 3 | 1 |  |  | 2347 | 2348 | 1 | FALSE | FALSE | 1 | FALSE | TRUE |  | 2348 |  |  | 565684.5415 | 2354341.0974 | 2347 | 565678.2093 | 2354360.2976 | 2348 | 565684.5415 | 2354341.0974
VN | 1050010332 | LINEVN2306 | 110 | 0.02922 | [5 empty] | 50 |  | LINESTRING (565702.1224995257 2356511.072720975, 565677.9252786945 2356508.3523109853) | line | [10 empty] | 3 | 1 |  |  | 2349 | 2350 | 1 | FALSE | FALSE | 1 | TRUE | FALSE | 2349 |  | 565702.1225 | 2356511.0727 |  |  | 2349 | 565702.1225 | 2356511.0727 | 2350 | 565677.9253 | 2356508.3523
VN | 1050010333 | LINEVN2307 | 110 | 0.030895 | [5 empty] | 50 |  | LINESTRING (565702.1224995257 2356511.072720975, 565687.7394000174 2356489.7194140446) | line | [10 empty] | 3 | 1 |  |  | 2349 | 2351 | 1 | FALSE | FALSE | 1 | TRUE | FALSE | 2349 |  | 565702.1225 | 2356511.0727 |  |  | 2349 | 565702.1225 | 2356511.0727 | 2351 | 565687.7394 | 2356489.7194
VN | 1050010334 | LINEVN2308a | 110 | 3.5689 | [5 empty] | 50 | 6 cables - 2 systems | LINESTRING (565684.5414787427 2354341.097350231, 565865.1909080481 2354357.108661305, 565983.6176005008 2354554.0486694975, 566080.443514214 2354728.145909876, 566213.7209488624 2354965.6026211344, 566241.529215411 2355106.9252021313, 566249.3724542335 2355232.1178984423, 566364.2004595746 2355318.7393511864, 566568.5137511148 2355601.2924524285, 566464.8792377869 2355772.9066382125, 566291.03971558 2356002.600233011, 566159.8762119932 2356239.9393213484, 565930.226224169 2356412.430938986, 565759.7175451706 2356544.7085549696, 565702.1224995257 2356511.072720975) | line | [10 empty] | 6 | 2 |  |  | 2348 | 2349 | 1 | FALSE | FALSE | 2 | TRUE | TRUE | 2348 | 2349 | 565684.5415 | 2354341.0974 | 565702.1225 | 2356511.0727 | 2348 | 565684.5415 | 2354341.0974 | 2349 | 565702.1225 | 2356511.0727
VN | 1050010334 | LINEVN2308b | 110 | 3.5689 | [5 empty] | 50 | 6 cables - 2 systems | LINESTRING (565684.5414787427 2354341.097350231, 565865.1909080481 2354357.108661305, 565983.6176005008 2354554.0486694975, 566080.443514214 2354728.145909876, 566213.7209488624 2354965.6026211344, 566241.529215411 2355106.9252021313, 566249.3724542335 2355232.1178984423, 566364.2004595746 2355318.7393511864, 566568.5137511148 2355601.2924524285, 566464.8792377869 2355772.9066382125, 566291.03971558 2356002.600233011, 566159.8762119932 2356239.9393213484, 565930.226224169 2356412.430938986, 565759.7175451706 2356544.7085549696, 565702.1224995257 2356511.072720975) | line | [10 empty] | 6 | 2 |  |  | 2348 | 2349 | 1 | FALSE | FALSE | 2 | TRUE | TRUE | 2348 | 2349 | 565684.5415 | 2354341.0974 | 565702.1225 | 2356511.0727 | 2348 | 565684.5415 | 2354341.0974 | 2349 | 565702.1225 | 2356511.0727
VN | 1050010336 | LINEVN2309 | 110 | 0.31914 | [5 empty] | 50 |  | LINESTRING (568102.7084899095 2351306.460319593, 568040.9103952458 2351227.1424898165, 567918.5063644269 2351115.896108811) | line | [14 empty] | 2338 | 2352 | 1 | FALSE | FALSE | 1 | TRUE | FALSE | 2338 |  | 568102.7085 | 2351306.4603 |  |  | 2338 | 568102.7085 | 2351306.4603 | 2352 | 567918.5064 | 2351115.8961
VN | 1050010337 | LINEVN2310 | 110 | 0.51436 | [5 empty] | 50 |  | LINESTRING (568102.7084899095 2351306.460319593, 567893.0359366214 2351438.731602806, 567740.7509141903 2351536.0452500107) | line | [14 empty] | 2338 | 2353 | 1 | FALSE | FALSE | 1 | TRUE | TRUE | 2338 | 2353 | 568102.7085 | 2351306.4603 | 567740.7509 | 2351536.0453 | 2338 | 568102.7085 | 2351306.4603 | 2353 | 567740.7509 | 2351536.0453
VN | 1050010339 | LINEVN2311 | 110 | 3.8005 | [5 empty] | 50 |  | LINESTRING (579077.335241999 2341935.271954326, 578898.1296442617 2342056.6303670383, 578711.5893229966 2342184.0432405747, 578485.102979949 2342337.986929584, 578257.3582614169 2342493.311180608, 578027.4570651404 2342648.9713496207, 577802.5960360408 2342802.2233621473, 577567.6724758623 2342961.52960704, 577392.3928793529 2343080.642134993, 577216.2105740723 2343200.2170920763, 577018.175062527 2343334.102671995, 576801.9848397571 2343481.8741601985, 576633.3515731876 2343596.100011928, 576539.43540963 2343659.605193649, 576560.1079995394 2343734.291661901, 576575.0784955171 2343749.447640808) | line | [14 empty] | 2354 | 2355 | 1 | FALSE | FALSE | 1 | FALSE | FALSE | [6 empty] | 2354 | 579077.3352 | 2341935.272 | 2355 | 576575.0785 | 2343749.4476
VN | 1050010340 | LINEVN2312 | 110 | 10.3893 | [5 empty] | 50 |  | LINESTRING (573067.2555794398 2346695.3804580737, 573203.4637759274 2346415.258987614, 573322.6338415149 2346170.204703904, 573434.6036401072 2345939.2644653115, 573573.4661580572 2345655.505149967, 573800.5597150489 2345500.469915001, 574025.3463395004 2345347.010088222, 574228.3669282276 2345208.41940499, 574434.7398950398 2345068.3410054618, 574656.4050757553 2344916.9119247827, 574831.5748588121 2344797.1732154125, 575005.2780668661 2344678.669271404, 575203.5670615361 2344543.400167155, 575393.68313869 2344414.2499316935, 575597.5647598151 2344274.0855802447, 575812.827524418 2344126.9255211586, 575954.2285390974 2344045.0959452656, 576429.9998682765 2343707.808594335, 576514.7050703393 2343649.38465444, 576636.7625526886 2343565.7994226455, 576736.6085945928 2343499.6992065175, 576846.8135139294 2343422.845147149, 577029.1978338347 2343298.923385441, 577235.4123222949 2343158.7230207752, 577445.6688020144 2343016.252986275, 577660.5230880139 2342868.1623087325, 577868.864575242 2342726.120090844, 578077.6054879656 2342583.805583932, 578289.1424615234 2342439.337492265, 578512.628497765 2342286.9043481834, 578722.1479896941 2342144.789551336, 578929.1562392884 2342003.2186935274, 579135.3349826941 2341862.188697275, 579295.4165744875 2341752.6392634953, 579560.3970087385 2341572.172842142, 579797.2511637365 2341481.1404895773) | line | [10 empty] | 3 | 1 |  |  | 2356 | 2357 | 1 | FALSE | FALSE | 1 | TRUE | FALSE | 2356 |  | 573067.2556 | 2346695.3805 |  |  | 2356 | 573067.2556 | 2346695.3805 | 2357 | 579797.2512 | 2341481.1405
VN | 1050010342 | LINEVN2313a | 110 | 0.24237 | [5 empty] | 50 | 6 cables - 2 systems | LINESTRING (573067.2555794398 2346695.3804580737, 573257.3523590707 2346763.611584285) | line | [10 empty] | 6 | 2 |  |  | 2356 | 2358 | 1 | FALSE | FALSE | 2 | TRUE | TRUE | 2356 | 2358 | 573067.2556 | 2346695.3805 | 573257.3524 | 2346763.6116 | 2356 | 573067.2556 | 2346695.3805 | 2358 | 573257.3524 | 2346763.6116
VN | 1050010342 | LINEVN2313b | 110 | 0.24237 | [5 empty] | 50 | 6 cables - 2 systems | LINESTRING (573067.2555794398 2346695.3804580737, 573257.3523590707 2346763.611584285) | line | [10 empty] | 6 | 2 |  |  | 2356 | 2358 | 1 | FALSE | FALSE | 2 | TRUE | TRUE | 2356 | 2358 | 573067.2556 | 2346695.3805 | 573257.3524 | 2346763.6116 | 2356 | 573067.2556 | 2346695.3805 | 2358 | 573257.3524 | 2346763.6116
VN | 1050010343 | LINEVN2314 | 110 | 7.0184 | [5 empty] | 50 |  | LINESTRING (569137.1435680389 2350655.698615963, 569341.4639428627 2350527.836355681, 569505.4731392121 2350425.3957052655, 569669.129568699 2350323.4421494417, 569785.3611261656 2350216.1636399203, 570025.6047026844 2350119.7196040372, 570118.6260133557 2350039.738503701, 570234.6444663783 2349966.4309859616, 570381.7813209762 2349874.0209182883, 570573.7123230393 2349753.1708870763, 570782.4598477192 2349621.8142015757, 570960.5796897688 2349509.553360409, 571208.6813085076 2349354.353782926, 571361.4091448134 2349257.825818542, 571610.7541326038 2349057.2681589164, 571797.7848916946 2348908.075449822, 571948.9304441947 2348786.0442266357, 572115.3960071113 2348654.2971795066, 572209.8476511348 2348458.6578462566, 572291.8601053983 2348291.055839476, 572387.9221542589 2348093.5539981993, 572436.7987191404 2347992.692940836, 572510.1840797114 2347843.305686801, 572510.8255982002 2347651.050389886, 572524.4642523814 2347556.5422179806, 572614.0365035143 2347410.680243987, 572693.2944842892 2347349.24709832, 572864.5188669454 2347216.133603536, 572968.6329553251 2347010.1479962086, 573024.1929844875 2346941.1399268336, 573059.0963627284 2346793.797601445, 573067.2555794398 2346695.3804580737) | line | [10 empty] | 3 | 1 |  |  | 2359 | 2356 | 1 | FALSE | FALSE | 1 | TRUE | TRUE | 2359 | 2356 | 569137.1436 | 2350655.6986 | 573067.2556 | 2346695.3805 | 2359 | 569137.1436 | 2350655.6986 | 2356 | 573067.2556 | 2346695.3805
VN | 1050010344 | LINEVN2315 | 110 | 0.76086 | [5 empty] | 50 |  | LINESTRING (569137.1435680389 2350655.698615963, 568903.9227473949 2350805.0915596443, 568756.107983934 2350897.4341160445, 568600.8280943091 2350993.8862847644) | line | [14 empty] | 2359 | 2337 | 1 | FALSE | FALSE | 1 | TRUE | TRUE | 2359 | 2337 | 569137.1436 | 2350655.6986 | 568600.8281 | 2350993.8863 | 2359 | 569137.1436 | 2350655.6986 | 2337 | 568600.8281 | 2350993.8863
VN | 1050010345 | LINEVN2316a | 110 | 2.4719 | [5 empty] | 50 | 6 cables - 2 systems | LINESTRING (567699.43616036 2350742.385542605, 567669.9673564059 2350752.911622299, 567807.7697087447 2350807.29520097, 567905.3837879911 2350689.489386815, 568002.3856274429 2350569.53432811, 568186.9897616418 2350515.0367552075, 568376.8092604462 2350459.245838465, 568505.9601142742 2350304.6288459958, 568653.2274524247 2350128.306145289, 568787.1836850032 2350239.3406269276, 568910.3130317954 2350343.6786936037, 569026.6553926424 2350440.529103352, 569133.3563933519 2350530.20064818, 569137.1435680389 2350655.698615963) | line | [10 empty] | 6 | 2 |  |  | 2360 | 2359 | 1 | FALSE | FALSE | 2 | FALSE | TRUE |  | 2359 |  |  | 569137.1436 | 2350655.6986 | 2360 | 567699.4362 | 2350742.3855 | 2359 | 569137.1436 | 2350655.6986
VN | 1050010345 | LINEVN2316b | 110 | 2.4719 | [5 empty] | 50 | 6 cables - 2 systems | LINESTRING (567699.43616036 2350742.385542605, 567669.9673564059 2350752.911622299, 567807.7697087447 2350807.29520097, 567905.3837879911 2350689.489386815, 568002.3856274429 2350569.53432811, 568186.9897616418 2350515.0367552075, 568376.8092604462 2350459.245838465, 568505.9601142742 2350304.6288459958, 568653.2274524247 2350128.306145289, 568787.1836850032 2350239.3406269276, 568910.3130317954 2350343.6786936037, 569026.6553926424 2350440.529103352, 569133.3563933519 2350530.20064818, 569137.1435680389 2350655.698615963) | line | [10 empty] | 6 | 2 |  |  | 2360 | 2359 | 1 | FALSE | FALSE | 2 | FALSE | TRUE |  | 2359 |  |  | 569137.1436 | 2350655.6986 | 2360 | 567699.4362 | 2350742.3855 | 2359 | 569137.1436 | 2350655.6986
VN | 1050010346 | LINEVN2317a | 110 | 1.126 | [5 empty] | 50 | 6 cables - 2 systems | LINESTRING (565420.2524280599 2353255.254994826, 565474.8113475669 2353457.1377524263, 565511.2810227715 2353660.608637444, 565569.9148164225 2353802.7503032708, 565570.0572314134 2353974.3984442297, 565609.9790824454 2354167.423992227) | line | [10 empty] | 6 | 2 |  |  | 2361 | 2362 | 1 | FALSE | FALSE | 2 | FALSE | FALSE | [6 empty] | 2361 | 565420.2524 | 2353255.255 | 2362 | 565609.9791 | 2354167.424
VN | 1050010346 | LINEVN2317b | 110 | 1.126 | [5 empty] | 50 | 6 cables - 2 systems | LINESTRING (565420.2524280599 2353255.254994826, 565474.8113475669 2353457.1377524263, 565511.2810227715 2353660.608637444, 565569.9148164225 2353802.7503032708, 565570.0572314134 2353974.3984442297, 565609.9790824454 2354167.423992227) | line | [10 empty] | 6 | 2 |  |  | 2361 | 2362 | 1 | FALSE | FALSE | 2 | FALSE | FALSE | [6 empty] | 2361 | 565420.2524 | 2353255.255 | 2362 | 565609.9791 | 2354167.424
VN | 1050010347 | LINEVN2318a | 110 | 3.538 | [5 empty] | 50 | 6 cables - 2 systems | LINESTRING (567740.7509141903 2351536.0452500107, 567580.4648010683 2351636.780591772, 567356.2847574983 2351948.6156768906, 567228.79639066 2352126.059913494, 567143.30656258 2352192.307544071, 566967.8517860732 2352379.507647442, 566787.8543789652 2352574.9812034094, 566631.1947863811 2352744.5520489234, 566422.9814136042 2352969.6552833617, 566146.2408745483 2353023.1021445533, 565953.7265509672 2353064.507142573, 565710.903247061 2353112.5637327502, 565453.5182964966 2353162.7129296632) | line | [10 empty] | 6 | 2 |  |  | 2353 | 2363 | 1 | FALSE | FALSE | 2 | TRUE | FALSE | 2353 |  | 567740.7509 | 2351536.0453 |  |  | 2353 | 567740.7509 | 2351536.0453 | 2363 | 565453.5183 | 2353162.7129
VN | 1050010347 | LINEVN2318b | 110 | 3.538 | [5 empty] | 50 | 6 cables - 2 systems | LINESTRING (567740.7509141903 2351536.0452500107, 567580.4648010683 2351636.780591772, 567356.2847574983 2351948.6156768906, 567228.79639066 2352126.059913494, 567143.30656258 2352192.307544071, 566967.8517860732 2352379.507647442, 566787.8543789652 2352574.9812034094, 566631.1947863811 2352744.5520489234, 566422.9814136042 2352969.6552833617, 566146.2408745483 2353023.1021445533, 565953.7265509672 2353064.507142573, 565710.903247061 2353112.5637327502, 565453.5182964966 2353162.7129296632) | line | [10 empty] | 6 | 2 |  |  | 2353 | 2363 | 1 | FALSE | FALSE | 2 | TRUE | FALSE | 2353 |  | 567740.7509 | 2351536.0453 |  |  | 2353 | 567740.7509 | 2351536.0453 | 2363 | 565453.5183 | 2353162.7129
VN | 1050010348 | LINEVN2319a | 110 | 1.0535 | [5 empty] | 50 | 6 cables - 2 systems | LINESTRING (567740.7509141903 2351536.0452500107, 567659.6311253983 2351183.3053651233, 567599.341194015 2350923.81413696, 567576.0252935032 2350823.6271043373, 567669.9673564059 2350752.911622299, 567685.8599425239 2350728.483008367) | line | [10 empty] | 6 | 2 |  |  | 2353 | 2364 | 1 | FALSE | FALSE | 2 | TRUE | FALSE | 2353 |  | 567740.7509 | 2351536.0453 |  |  | 2353 | 567740.7509 | 2351536.0453 | 2364 | 567685.8599 | 2350728.483
VN | 1050010348 | LINEVN2319b | 110 | 1.0535 | [5 empty] | 50 | 6 cables - 2 systems | LINESTRING (567740.7509141903 2351536.0452500107, 567659.6311253983 2351183.3053651233, 567599.341194015 2350923.81413696, 567576.0252935032 2350823.6271043373, 567669.9673564059 2350752.911622299, 567685.8599425239 2350728.483008367) | line | [10 empty] | 6 | 2 |  |  | 2353 | 2364 | 1 | FALSE | FALSE | 2 | TRUE | FALSE | 2353 |  | 567740.7509 | 2351536.0453 |  |  | 2353 | 567740.7509 | 2351536.0453 | 2364 | 567685.8599 | 2350728.483
VN | 1050072998 | LINEVN2320a | 110 | 18.0052 | [5 empty] | 50 | 6 cables - 2 systems | LINESTRING (608464.7891697197 2338923.5341066434, 608172.2887134734 2338718.634581026, 607916.1764019518 2338537.9326945157, 607615.8622068167 2338322.122647465, 607289.2675381646 2338087.041984478, 606981.6445144676 2337868.4184904797, 607139.6399288093 2337635.09668044, 607298.8984714212 2337399.847312306, 607460.0646148112 2337161.003156693, 607631.8344699772 2336908.5147383353, 607828.2260490169 2336620.6785406126, 607995.5998108456 2336371.895115546, 608381.85833558 2336337.665609007, 608771.113666042 2336302.900268133, 609101.3476548772 2336272.82358023, 609459.1974730099 2336144.3974569906, 609816.714365511 2336013.829155316, 609880.7143162189 2335657.9554566448, 609719.7150782024 2335643.8009581123, 609723.0622778095 2335391.7083989745, 609724.4620509404 2335191.9608239788, 609662.3723454013 2334955.428974449, 609593.106381743 2334698.072816739, 609639.3183512302 2334430.402663122, 609694.6523762201 2334110.9888645527, 609759.061838053 2333736.0344335525, 609823.1877089153 2333363.4804090033, 609883.9971151187 2333007.320355526, 609566.1205332867 2332958.941109008, 609223.0862979862 2332902.1109742103, 608900.7140212172 2332796.0995365833, 608560.7160972694 2332677.9466077345, 608219.9314055168 2332563.448625792, 607844.7397370689 2332435.64968842, 607563.169806928 2332340.3917945228, 607101.2609619423 2332221.46639918, 606710.7645282511 2332131.9607144874, 606564.368207799 2332322.4249728536, 606529.9505234665 2332366.1146456287, 606402.8644171108 2332328.1815852295, 606347.9153054086 2332401.6484199446, 606201.2139280007 2332596.96195179, 606061.5691567964 2332691.913553109, 605859.5024863331 2332830.9202331123, 605708.0323591984 2332553.366327917, 605507.3956373138 2332665.510488322, 605278.4185447817 2332788.158207361, 605091.2036077754 2332892.987378756, 604928.9032223272 2332981.1515953518, 604767.6484907689 2333070.154138348, 604724.1478037474 2332887.536913119, 604702.2946521224 2332775.4897327796, 604590.7896134243 2332762.3202097486, 604582.6948551829 2332741.3594546514) | line | [10 empty] | 6 | 2 |  |  | 2365 | 2366 | 1 | FALSE | FALSE | 2 | TRUE | FALSE | 2365 |  | 608464.7892 | 2338923.5341 |  |  | 2365 | 608464.7892 | 2338923.5341 | 2366 | 604582.6949 | 2332741.3595
VN | 1050072998 | LINEVN2320b | 110 | 18.0052 | [5 empty] | 50 | 6 cables - 2 systems | LINESTRING (608464.7891697197 2338923.5341066434, 608172.2887134734 2338718.634581026, 607916.1764019518 2338537.9326945157, 607615.8622068167 2338322.122647465, 607289.2675381646 2338087.041984478, 606981.6445144676 2337868.4184904797, 607139.6399288093 2337635.09668044, 607298.8984714212 2337399.847312306, 607460.0646148112 2337161.003156693, 607631.8344699772 2336908.5147383353, 607828.2260490169 2336620.6785406126, 607995.5998108456 2336371.895115546, 608381.85833558 2336337.665609007, 608771.113666042 2336302.900268133, 609101.3476548772 2336272.82358023, 609459.1974730099 2336144.3974569906, 609816.714365511 2336013.829155316, 609880.7143162189 2335657.9554566448, 609719.7150782024 2335643.8009581123, 609723.0622778095 2335391.7083989745, 609724.4620509404 2335191.9608239788, 609662.3723454013 2334955.428974449, 609593.106381743 2334698.072816739, 609639.3183512302 2334430.402663122, 609694.6523762201 2334110.9888645527, 609759.061838053 2333736.0344335525, 609823.1877089153 2333363.4804090033, 609883.9971151187 2333007.320355526, 609566.1205332867 2332958.941109008, 609223.0862979862 2332902.1109742103, 608900.7140212172 2332796.0995365833, 608560.7160972694 2332677.9466077345, 608219.9314055168 2332563.448625792, 607844.7397370689 2332435.64968842, 607563.169806928 2332340.3917945228, 607101.2609619423 2332221.46639918, 606710.7645282511 2332131.9607144874, 606564.368207799 2332322.4249728536, 606529.9505234665 2332366.1146456287, 606402.8644171108 2332328.1815852295, 606347.9153054086 2332401.6484199446, 606201.2139280007 2332596.96195179, 606061.5691567964 2332691.913553109, 605859.5024863331 2332830.9202331123, 605708.0323591984 2332553.366327917, 605507.3956373138 2332665.510488322, 605278.4185447817 2332788.158207361, 605091.2036077754 2332892.987378756, 604928.9032223272 2332981.1515953518, 604767.6484907689 2333070.154138348, 604724.1478037474 2332887.536913119, 604702.2946521224 2332775.4897327796, 604590.7896134243 2332762.3202097486, 604582.6948551829 2332741.3594546514) | line | [10 empty] | 6 | 2 |  |  | 2365 | 2366 | 1 | FALSE | FALSE | 2 | TRUE | FALSE | 2365 |  | 608464.7892 | 2338923.5341 |  |  | 2365 | 608464.7892 | 2338923.5341 | 2366 | 604582.6949 | 2332741.3595
VN | 1050072999 | LINEVN2321a | 110 | 11.8756 | [5 empty] | 50 | 6 cables - 2 systems | LINESTRING (604557.6786973149 2332754.771979654, 604570.0641824525 2332778.9477611072, 604691.9611708615 2332801.326035048, 604738.3581530083 2332997.4658052092, 604794.5360746459 2333235.0663286694, 604923.6442848153 2333480.7455259794, 605005.1065597432 2333431.2746136147, 605024.4651865156 2333420.450226043, 605162.157874952 2333336.4917674093, 605304.1825548289 2333249.451559415, 605458.5640243661 2333156.879269264, 605613.0338999322 2333063.7554512434, 605795.4756964752 2332953.4998072297, 605975.4651306876 2332845.377766616, 606162.7372773183 2332731.0613279724, 606357.2804651228 2332614.037436024, 606515.7368153379 2332345.5229873722, 606659.5375880054 2332104.754336393, 606924.6721521992 2332167.6898509986, 607181.8828566173 2332228.353458549, 607457.393589268 2332303.828886628, 607610.8122637275 2332341.808646244, 607870.3717135106 2332425.5003486406, 608263.4922769198 2332559.8595269094, 608458.2555749266 2332624.296858701, 608654.314087255 2332692.187611693, 608843.024892698 2332754.0328701274, 609023.5923083514 2332815.5388595774, 609205.0226807737 2332873.598980263, 609408.6476352924 2332908.6621557865, 609614.4311952663 2332942.3696030728, 609816.1476024984 2332975.2224427843, 610024.5785987518 2333005.8311226205, 610230.5095086996 2333043.6208494613, 610454.564737863 2333080.1616742606, 610665.8688151874 2333115.778957961, 610883.5751558617 2333152.3496145345, 611147.5673487916 2333196.993923091, 611378.2195241711 2333234.4884507204, 611619.0915225409 2333276.75972936, 611933.4127484044 2333468.2819517665, 612074.8683767631 2333748.0448596017, 612276.0350304102 2333829.3201248436, 612494.8979951761 2333950.6125023374, 612743.0998644456 2333958.1153620114, 612991.5414219515 2333970.062433128) | line | [10 empty] | 6 | 2 |  |  | 2367 | 2368 | 1 | FALSE | FALSE | 2 | FALSE | TRUE |  | 2368 |  |  | 612991.5414 | 2333970.0624 | 2367 | 604557.6787 | 2332754.772 | 2368 | 612991.5414 | 2333970.0624
VN | 1050072999 | LINEVN2321b | 110 | 11.8756 | [5 empty] | 50 | 6 cables - 2 systems | LINESTRING (604557.6786973149 2332754.771979654, 604570.0641824525 2332778.9477611072, 604691.9611708615 2332801.326035048, 604738.3581530083 2332997.4658052092, 604794.5360746459 2333235.0663286694, 604923.6442848153 2333480.7455259794, 605005.1065597432 2333431.2746136147, 605024.4651865156 2333420.450226043, 605162.157874952 2333336.4917674093, 605304.1825548289 2333249.451559415, 605458.5640243661 2333156.879269264, 605613.0338999322 2333063.7554512434, 605795.4756964752 2332953.4998072297, 605975.4651306876 2332845.377766616, 606162.7372773183 2332731.0613279724, 606357.2804651228 2332614.037436024, 606515.7368153379 2332345.5229873722, 606659.5375880054 2332104.754336393, 606924.6721521992 2332167.6898509986, 607181.8828566173 2332228.353458549, 607457.393589268 2332303.828886628, 607610.8122637275 2332341.808646244, 607870.3717135106 2332425.5003486406, 608263.4922769198 2332559.8595269094, 608458.2555749266 2332624.296858701, 608654.314087255 2332692.187611693, 608843.024892698 2332754.0328701274, 609023.5923083514 2332815.5388595774, 609205.0226807737 2332873.598980263, 609408.6476352924 2332908.6621557865, 609614.4311952663 2332942.3696030728, 609816.1476024984 2332975.2224427843, 610024.5785987518 2333005.8311226205, 610230.5095086996 2333043.6208494613, 610454.564737863 2333080.1616742606, 610665.8688151874 2333115.778957961, 610883.5751558617 2333152.3496145345, 611147.5673487916 2333196.993923091, 611378.2195241711 2333234.4884507204, 611619.0915225409 2333276.75972936, 611933.4127484044 2333468.2819517665, 612074.8683767631 2333748.0448596017, 612276.0350304102 2333829.3201248436, 612494.8979951761 2333950.6125023374, 612743.0998644456 2333958.1153620114, 612991.5414219515 2333970.062433128) | line | [10 empty] | 6 | 2 |  |  | 2367 | 2368 | 1 | FALSE | FALSE | 2 | FALSE | TRUE |  | 2368 |  |  | 612991.5414 | 2333970.0624 | 2367 | 604557.6787 | 2332754.772 | 2368 | 612991.5414 | 2333970.0624
VN | 1050073001 | LINEVN2322a | 110 | 5.8926 | [5 empty] | 50 | 6 cables - 2 systems | LINESTRING (612991.5414219515 2333970.062433128, 613033.3582332653 2333782.2679794226, 613082.2637150388 2333598.5403125607, 613119.3422286437 2333432.4539589942, 613131.5722132579 2333371.246321611, 613175.6479279248 2333190.751316394, 613215.0768111551 2333021.482182585, 613256.3426876517 2332834.370755668, 613299.1561900324 2332650.4469443248, 613341.895914401 2332466.7994595403, 613387.6730642205 2332272.092418012, 613431.9221810374 2332077.651743134, 613481.3571938402 2331857.3332679095, 613531.5900895494 2331643.540278157, 613581.620681545 2331429.1150765927, 613627.4732641471 2331234.7412149487, 613676.2994357791 2331022.0348197916, 613755.8555253809 2330678.345181423, 613875.8367111823 2330149.587868697, 613957.5056472339 2329803.4119266346, 614013.9874209231 2329573.977883486, 614142.5288705075 2329403.3540797997, 614225.5947144702 2329240.044290804) | line | [10 empty] | 6 | 2 |  |  | 2368 | 2369 | 1 | FALSE | FALSE | 2 | TRUE | TRUE | 2368 | 2369 | 612991.5414 | 2333970.0624 | 614225.5947 | 2329240.0443 | 2368 | 612991.5414 | 2333970.0624 | 2369 | 614225.5947 | 2329240.0443
VN | 1050073001 | LINEVN2322b | 110 | 5.8926 | [5 empty] | 50 | 6 cables - 2 systems | LINESTRING (612991.5414219515 2333970.062433128, 613033.3582332653 2333782.2679794226, 613082.2637150388 2333598.5403125607, 613119.3422286437 2333432.4539589942, 613131.5722132579 2333371.246321611, 613175.6479279248 2333190.751316394, 613215.0768111551 2333021.482182585, 613256.3426876517 2332834.370755668, 613299.1561900324 2332650.4469443248, 613341.895914401 2332466.7994595403, 613387.6730642205 2332272.092418012, 613431.9221810374 2332077.651743134, 613481.3571938402 2331857.3332679095, 613531.5900895494 2331643.540278157, 613581.620681545 2331429.1150765927, 613627.4732641471 2331234.7412149487, 613676.2994357791 2331022.0348197916, 613755.8555253809 2330678.345181423, 613875.8367111823 2330149.587868697, 613957.5056472339 2329803.4119266346, 614013.9874209231 2329573.977883486, 614142.5288705075 2329403.3540797997, 614225.5947144702 2329240.044290804) | line | [10 empty] | 6 | 2 |  |  | 2368 | 2369 | 1 | FALSE | FALSE | 2 | TRUE | TRUE | 2368 | 2369 | 612991.5414 | 2333970.0624 | 614225.5947 | 2329240.0443 | 2368 | 612991.5414 | 2333970.0624 | 2369 | 614225.5947 | 2329240.0443
VN | 1050073004 | LINEVN2323 | 110 | 0.037843 | [5 empty] | 50 |  | LINESTRING (614312.7858434673 2337344.1385504357, 614283.1844762173 2337355.014063539) | line | [10 empty] | 3 | 1 |  |  | 2370 | 2371 | 1 | FALSE | FALSE | 1 | TRUE | FALSE | 2370 |  | 614312.7858 | 2337344.1386 |  |  | 2370 | 614312.7858 | 2337344.1386 | 2371 | 614283.1845 | 2337355.0141
VN | 1050073005 | LINEVN2324 | 110 | 0.036699 | [5 empty] | 50 |  | LINESTRING (614312.7858434673 2337344.1385504357, 614282.8889840795 2337337.6993177035) | line | [10 empty] | 3 | 1 |  |  | 2370 | 2372 | 1 | FALSE | FALSE | 1 | TRUE | FALSE | 2370 |  | 614312.7858 | 2337344.1386 |  |  | 2370 | 614312.7858 | 2337344.1386 | 2372 | 614282.889 | 2337337.6993
VN | 1050073006 | LINEVN2325a | 110 | 3.0333 | [5 empty] | 50 | 6 cables - 2 systems | LINESTRING (615229.9491519552 2334691.420644607, 614977.8095881318 2334630.253904355, 614737.2739593788 2334574.6400231207, 614553.1350556387 2334530.2244750597, 614358.3603397147 2334484.0659225387, 614176.8561645988 2334442.927337088, 613944.0602530336 2334384.954574949, 613743.0919449421 2334337.2442364795, 613548.3825665042 2334290.066470773, 613312.7087914733 2334234.6401024666, 613127.5262674169 2334191.473474364, 612949.9182734934 2334149.401271479, 612991.5414219515 2333970.062433128) | line | [10 empty] | 6 | 2 |  |  | 2373 | 2368 | 1 | FALSE | FALSE | 2 | TRUE | TRUE | 2373 | 2368 | 615229.9492 | 2334691.4206 | 612991.5414 | 2333970.0624 | 2373 | 615229.9492 | 2334691.4206 | 2368 | 612991.5414 | 2333970.0624
VN | 1050073006 | LINEVN2325b | 110 | 3.0333 | [5 empty] | 50 | 6 cables - 2 systems | LINESTRING (615229.9491519552 2334691.420644607, 614977.8095881318 2334630.253904355, 614737.2739593788 2334574.6400231207, 614553.1350556387 2334530.2244750597, 614358.3603397147 2334484.0659225387, 614176.8561645988 2334442.927337088, 613944.0602530336 2334384.954574949, 613743.0919449421 2334337.2442364795, 613548.3825665042 2334290.066470773, 613312.7087914733 2334234.6401024666, 613127.5262674169 2334191.473474364, 612949.9182734934 2334149.401271479, 612991.5414219515 2333970.062433128) | line | [10 empty] | 6 | 2 |  |  | 2373 | 2368 | 1 | FALSE | FALSE | 2 | TRUE | TRUE | 2373 | 2368 | 615229.9492 | 2334691.4206 | 612991.5414 | 2333970.0624 | 2373 | 615229.9492 | 2334691.4206 | 2368 | 612991.5414 | 2333970.0624
VN | 1050073007 | LINEVN2326a | 110 | 3.6648 | [5 empty] | 50 | 6 cables - 2 systems | LINESTRING (615229.9491519552 2334691.420644607, 615232.8270419226 2334716.645976909, 615287.4363835218 2334876.8485160205, 615228.9518207504 2335112.8408257565, 615171.3337222214 2335345.4410162233, 615108.8044875495 2335592.8956343816, 615051.8043492266 2335826.673857912, 614991.535631679 2336060.208094114, 614932.9419144541 2336293.5549284616, 614874.3612186199 2336525.241604684, 614820.7405246412 2336744.343720322, 614765.8882471061 2336961.511325563, 614411.5270909938 2337004.7456639907, 614312.7858434673 2337344.1385504357) | line | [10 empty] | 6 | 2 |  |  | 2373 | 2370 | 1 | FALSE | FALSE | 2 | TRUE | TRUE | 2373 | 2370 | 615229.9492 | 2334691.4206 | 614312.7858 | 2337344.1386 | 2373 | 615229.9492 | 2334691.4206 | 2370 | 614312.7858 | 2337344.1386
VN | 1050073007 | LINEVN2326b | 110 | 3.6648 | [5 empty] | 50 | 6 cables - 2 systems | LINESTRING (615229.9491519552 2334691.420644607, 615232.8270419226 2334716.645976909, 615287.4363835218 2334876.8485160205, 615228.9518207504 2335112.8408257565, 615171.3337222214 2335345.4410162233, 615108.8044875495 2335592.8956343816, 615051.8043492266 2335826.673857912, 614991.535631679 2336060.208094114, 614932.9419144541 2336293.5549284616, 614874.3612186199 2336525.241604684, 614820.7405246412 2336744.343720322, 614765.8882471061 2336961.511325563, 614411.5270909938 2337004.7456639907, 614312.7858434673 2337344.1385504357) | line | [10 empty] | 6 | 2 |  |  | 2373 | 2370 | 1 | FALSE | FALSE | 2 | TRUE | TRUE | 2373 | 2370 | 615229.9492 | 2334691.4206 | 614312.7858 | 2337344.1386 | 2373 | 615229.9492 | 2334691.4206 | 2370 | 614312.7858 | 2337344.1386
VN | 1050073009 | LINEVN2327 | 110 | 0.054574 | [5 empty] | 50 |  | LINESTRING (627637.7661750416 2336290.380712164, 627678.1331613628 2336311.3273421354) | line | [10 empty] | 3 | 1 |  |  | 2374 | 2375 | 1 | FALSE | FALSE | 1 | TRUE | FALSE | 2374 |  | 627637.7662 | 2336290.3807 |  |  | 2374 | 627637.7662 | 2336290.3807 | 2375 | 627678.1332 | 2336311.3273
VN | 1050073010 | LINEVN2328 | 110 | 0.038918 | [5 empty] | 50 |  | LINESTRING (627637.7661750416 2336290.380712164, 627655.5253571917 2336317.517750106) | line | [10 empty] | 3 | 1 |  |  | 2374 | 2376 | 1 | FALSE | FALSE | 1 | TRUE | FALSE | 2374 |  | 627637.7662 | 2336290.3807 |  |  | 2374 | 627637.7662 | 2336290.3807 | 2376 | 627655.5254 | 2336317.5178
VN | 1050073011 | LINEVN2329a | 110 | 9.4619 | [5 empty] | 50 | 6 cables - 2 systems | LINESTRING (627715.6101271494 2335716.2618786176, 627996.4656361535 2335713.7206914905, 628276.1996915281 2335711.186630796, 628557.4514119144 2335711.2262914055, 628855.5763520583 2335709.398721956, 629124.504230201 2335708.798366483, 629429.5808632737 2335700.1056501074, 629721.5061482313 2335777.5953678368, 629944.1039616483 2335884.3231976475, 630092.9400214012 2335859.3255076185, 630359.5467727447 2335817.1035365346, 630631.4533209051 2335774.7948709647, 630895.5573283222 2335731.6095550675, 631137.9966485933 2335700.012790888, 631420.1007757395 2335575.114977526, 631659.617822001 2335481.8859659336, 631848.0255521699 2335411.510561716, 632140.9952629342 2335298.345946189, 632431.398434049 2335183.228429976, 632717.7528446878 2335073.518709855, 633001.2557982022 2334964.9642091645, 633243.1623888813 2334871.488519167, 633438.4005870856 2334794.532333251, 633567.2463612228 2334745.159793212, 633905.7306078912 2334716.593280171, 634900.2051406611 2334607.2392472755, 635360.766363773 2334558.5108743906) | line | [10 empty] | 6 | 2 |  |  | 2377 | 2378 | 1 | FALSE | FALSE | 2 | TRUE | FALSE | 2377 |  | 627715.6101 | 2335716.2619 |  |  | 2377 | 627715.6101 | 2335716.2619 | 2378 | 635360.7664 | 2334558.5109
VN | 1050073011 | LINEVN2329b | 110 | 9.4619 | [5 empty] | 50 | 6 cables - 2 systems | LINESTRING (627715.6101271494 2335716.2618786176, 627996.4656361535 2335713.7206914905, 628276.1996915281 2335711.186630796, 628557.4514119144 2335711.2262914055, 628855.5763520583 2335709.398721956, 629124.504230201 2335708.798366483, 629429.5808632737 2335700.1056501074, 629721.5061482313 2335777.5953678368, 629944.1039616483 2335884.3231976475, 630092.9400214012 2335859.3255076185, 630359.5467727447 2335817.1035365346, 630631.4533209051 2335774.7948709647, 630895.5573283222 2335731.6095550675, 631137.9966485933 2335700.012790888, 631420.1007757395 2335575.114977526, 631659.617822001 2335481.8859659336, 631848.0255521699 2335411.510561716, 632140.9952629342 2335298.345946189, 632431.398434049 2335183.228429976, 632717.7528446878 2335073.518709855, 633001.2557982022 2334964.9642091645, 633243.1623888813 2334871.488519167, 633438.4005870856 2334794.532333251, 633567.2463612228 2334745.159793212, 633905.7306078912 2334716.593280171, 634900.2051406611 2334607.2392472755, 635360.766363773 2334558.5108743906) | line | [10 empty] | 6 | 2 |  |  | 2377 | 2378 | 1 | FALSE | FALSE | 2 | TRUE | FALSE | 2377 |  | 627715.6101 | 2335716.2619 |  |  | 2377 | 627715.6101 | 2335716.2619 | 2378 | 635360.7664 | 2334558.5109
VN | 1050073012 | LINEVN2330 | 110 | 0.35758 | [5 empty] | 50 |  | LINESTRING (627417.6320843555 2335718.1111327023, 627715.6101271494 2335716.2618786176) | line | [10 empty] | 3 | 1 |  |  | 2379 | 2377 | 1 | FALSE | FALSE | 1 | TRUE | TRUE | 2379 | 2377 | 627417.6321 | 2335718.1111 | 627715.6101 | 2335716.2619 | 2379 | 627417.6321 | 2335718.1111 | 2377 | 627715.6101 | 2335716.2619
VN | 1050073013 | LINEVN2331 | 110 | 0.1749 | [5 empty] | 50 |  | LINESTRING (627417.6320843555 2335718.1111327023, 627558.610778836 2335681.1188300997) | line | [10 empty] | 3 | 1 |  |  | 2379 | 2380 | 1 | FALSE | FALSE | 1 | TRUE | TRUE | 2379 | 2380 | 627417.6321 | 2335718.1111 | 627558.6108 | 2335681.1188 | 2379 | 627417.6321 | 2335718.1111 | 2380 | 627558.6108 | 2335681.1188
VN | 1050073014 | LINEVN2332 | 110 | 0.19306 | [5 empty] | 50 |  | LINESTRING (627558.610778836 2335681.1188300997, 627715.6101271494 2335716.2618786176) | line | [10 empty] | 3 | 1 |  |  | 2380 | 2377 | 1 | FALSE | FALSE | 1 | TRUE | TRUE | 2380 | 2377 | 627558.6108 | 2335681.1188 | 627715.6101 | 2335716.2619 | 2380 | 627558.6108 | 2335681.1188 | 2377 | 627715.6101 | 2335716.2619
VN | 1050073015 | LINEVN2333a | 110 | 0.74104 | [5 empty] | 50 | 6 cables - 2 systems | LINESTRING (627558.610778836 2335681.1188300997, 627569.4544088473 2335846.554970243, 627586.0576711909 2336113.414633256, 627637.7661750416 2336290.380712164) | line | [10 empty] | 6 | 2 |  |  | 2380 | 2374 | 1 | FALSE | FALSE | 2 | TRUE | TRUE | 2380 | 2374 | 627558.6108 | 2335681.1188 | 627637.7662 | 2336290.3807 | 2380 | 627558.6108 | 2335681.1188 | 2374 | 627637.7662 | 2336290.3807
VN | 1050073015 | LINEVN2333b | 110 | 0.74104 | [5 empty] | 50 | 6 cables - 2 systems | LINESTRING (627558.610778836 2335681.1188300997, 627569.4544088473 2335846.554970243, 627586.0576711909 2336113.414633256, 627637.7661750416 2336290.380712164) | line | [10 empty] | 6 | 2 |  |  | 2380 | 2374 | 1 | FALSE | FALSE | 2 | TRUE | TRUE | 2380 | 2374 | 627558.6108 | 2335681.1188 | 627637.7662 | 2336290.3807 | 2380 | 627558.6108 | 2335681.1188 | 2374 | 627637.7662 | 2336290.3807
VN | 1050073016 | LINEVN2334a | 110 | 9.7899 | [5 empty] | 50 | 6 cables - 2 systems | LINESTRING (621352.6452120817 2338542.3048942597, 621319.3636744225 2338503.8471501344, 621306.1735058108 2338232.9170648432, 621295.6927105755 2337973.353529161, 621182.1907177438 2337744.327220246, 621077.4495549832 2337525.395414658, 620972.8046810147 2337312.7638752023, 620882.9374268868 2337126.897383947, 620790.264714335 2336935.2325976402, 620618.4349536696 2336783.6267751297, 620473.3301833861 2336655.608307134, 620321.9192937268 2336521.811177625, 620159.0526160258 2336478.947321504, 619951.6718875677 2336427.1715018987, 619730.5281942684 2336372.520039105, 619520.3203483737 2336317.8290303377, 619280.906445332 2336255.71229655, 619069.5482969198 2336204.616526165, 618838.6065967048 2336145.4124038266, 618626.5616370733 2336092.7124199145, 618402.7229997186 2336034.750062547, 618175.3226088525 2335976.4775243076, 617955.1315082215 2335981.8325248864, 617740.888428293 2335983.3474356984, 617545.1735859247 2335983.613323947, 617397.321447145 2335776.2240790906, 617251.1264619272 2335571.8923107525, 617095.4695699757 2335353.779781803, 616960.4363696078 2335165.1051110923, 616666.5151504892 2334750.463923064, 616409.3520209796 2334741.03393579, 616150.1869445543 2334729.7231380893, 615900.7792935376 2334717.8539130245, 615669.0342705729 2334709.798279478, 615432.5655379219 2334699.8975005248, 615229.9491519552 2334691.420644607) | line | [10 empty] | 6 | 2 |  |  | 2381 | 2373 | 1 | FALSE | FALSE | 2 | FALSE | TRUE |  | 2373 |  |  | 615229.9492 | 2334691.4206 | 2381 | 621352.6452 | 2338542.3049 | 2373 | 615229.9492 | 2334691.4206
VN | 1050073016 | LINEVN2334b | 110 | 9.7899 | [5 empty] | 50 | 6 cables - 2 systems | LINESTRING (621352.6452120817 2338542.3048942597, 621319.3636744225 2338503.8471501344, 621306.1735058108 2338232.9170648432, 621295.6927105755 2337973.353529161, 621182.1907177438 2337744.327220246, 621077.4495549832 2337525.395414658, 620972.8046810147 2337312.7638752023, 620882.9374268868 2337126.897383947, 620790.264714335 2336935.2325976402, 620618.4349536696 2336783.6267751297, 620473.3301833861 2336655.608307134, 620321.9192937268 2336521.811177625, 620159.0526160258 2336478.947321504, 619951.6718875677 2336427.1715018987, 619730.5281942684 2336372.520039105, 619520.3203483737 2336317.8290303377, 619280.906445332 2336255.71229655, 619069.5482969198 2336204.616526165, 618838.6065967048 2336145.4124038266, 618626.5616370733 2336092.7124199145, 618402.7229997186 2336034.750062547, 618175.3226088525 2335976.4775243076, 617955.1315082215 2335981.8325248864, 617740.888428293 2335983.3474356984, 617545.1735859247 2335983.613323947, 617397.321447145 2335776.2240790906, 617251.1264619272 2335571.8923107525, 617095.4695699757 2335353.779781803, 616960.4363696078 2335165.1051110923, 616666.5151504892 2334750.463923064, 616409.3520209796 2334741.03393579, 616150.1869445543 2334729.7231380893, 615900.7792935376 2334717.8539130245, 615669.0342705729 2334709.798279478, 615432.5655379219 2334699.8975005248, 615229.9491519552 2334691.420644607) | line | [10 empty] | 6 | 2 |  |  | 2381 | 2373 | 1 | FALSE | FALSE | 2 | FALSE | TRUE |  | 2373 |  |  | 615229.9492 | 2334691.4206 | 2381 | 621352.6452 | 2338542.3049 | 2373 | 615229.9492 | 2334691.4206
VN | 1050073017 | LINEVN2335a | 110 | 5.984 | [5 empty] | 50 | 6 cables - 2 systems | LINESTRING (621323.3296794712 2338570.3392577074, 621301.5388986944 2338541.098655136, 621280.3535082989 2338334.9122305317, 621259.0283536823 2338129.278370407, 621236.2317665387 2337914.6230112254, 621164.886721135 2337767.1809388204, 621081.7329865586 2337596.948532074, 620978.0800650045 2337382.2541503347, 620866.4536459735 2337152.602345176, 620815.0623494396 2337047.882647236, 620771.9123047253 2336957.9794239025, 620732.7621137045 2336940.247059719, 620534.7298143485 2337014.461062273, 620288.0538912358 2337106.908749694, 619938.7698485592 2337234.9446189958, 619808.7275269706 2337285.230474787, 619616.0041897387 2337356.1173508395, 619446.6144525511 2337417.622154282, 619267.8495550731 2337483.200916797, 619111.5797075403 2337540.3759994064, 618894.4133669662 2337621.6107172985, 618684.6568730803 2337699.580587658, 618485.6574422983 2337772.3721908485, 618271.8455028277 2337853.0853906986, 618108.7513565124 2337853.4444578886, 617866.2516685305 2337855.1636929763, 617682.6760202844 2337855.7902129455) | line | [10 empty] | 6 | 2 |  |  | 2382 | 2383 | 1 | FALSE | FALSE | 2 | FALSE | FALSE | [6 empty] | 2382 | 621323.3297 | 2338570.3393 | 2383 | 617682.676 | 2337855.7902
VN | 1050073017 | LINEVN2335b | 110 | 5.984 | [5 empty] | 50 | 6 cables - 2 systems | LINESTRING (621323.3296794712 2338570.3392577074, 621301.5388986944 2338541.098655136, 621280.3535082989 2338334.9122305317, 621259.0283536823 2338129.278370407, 621236.2317665387 2337914.6230112254, 621164.886721135 2337767.1809388204, 621081.7329865586 2337596.948532074, 620978.0800650045 2337382.2541503347, 620866.4536459735 2337152.602345176, 620815.0623494396 2337047.882647236, 620771.9123047253 2336957.9794239025, 620732.7621137045 2336940.247059719, 620534.7298143485 2337014.461062273, 620288.0538912358 2337106.908749694, 619938.7698485592 2337234.9446189958, 619808.7275269706 2337285.230474787, 619616.0041897387 2337356.1173508395, 619446.6144525511 2337417.622154282, 619267.8495550731 2337483.200916797, 619111.5797075403 2337540.3759994064, 618894.4133669662 2337621.6107172985, 618684.6568730803 2337699.580587658, 618485.6574422983 2337772.3721908485, 618271.8455028277 2337853.0853906986, 618108.7513565124 2337853.4444578886, 617866.2516685305 2337855.1636929763, 617682.6760202844 2337855.7902129455) | line | [10 empty] | 6 | 2 |  |  | 2382 | 2383 | 1 | FALSE | FALSE | 2 | FALSE | FALSE | [6 empty] | 2382 | 621323.3297 | 2338570.3393 | 2383 | 617682.676 | 2337855.7902
VN | 1050073018 | LINEVN2336a | 110 | 10.2352 | [5 empty] | 50 | 6 cables - 2 systems | LINESTRING (621365.6934794246 2338528.9732808154, 621342.2439998221 2338497.9271138776, 621340.4287226113 2338271.8025531466, 621338.6787572942 2338111.5879437, 621337.3392499596 2337988.736853627, 621245.3152942511 2337799.265345232, 621140.6028024664 2337583.6652661157, 620939.2645700295 2337167.4047192587, 620871.761769409 2337026.28013757, 620829.6355273364 2336939.849077571, 620879.6678474838 2336888.4201661735, 621172.5712700915 2336777.29140497, 621487.4521134326 2336661.0712451027, 621752.8167566832 2336564.428185452, 622023.9064191568 2336462.3298639767, 622349.2682095333 2336339.30649095, 622604.658354951 2336246.0010736375, 622871.932438111 2336147.308338557, 623149.9588574123 2336044.6151923165, 623409.7701608728 2335948.930415006, 623691.2394408014 2335843.7810345283, 623969.0768212333 2335741.442866095, 624178.2088512764 2335735.674968074, 624459.746381879 2335734.3297443567, 624739.1024516822 2335734.4340587147, 625055.2082157808 2335730.38235056, 625355.9102745852 2335727.7473810185, 625655.1425417651 2335725.859447089, 625926.4386479156 2335724.74908342, 626208.0246673108 2335725.5151445614, 626503.5007278293 2335723.270688159, 626801.3420584721 2335721.4703315995, 627129.1262691506 2335720.1161687546, 627417.6320843555 2335718.1111327023) | line | [10 empty] | 6 | 2 |  |  | 2384 | 2379 | 1 | FALSE | FALSE | 2 | FALSE | TRUE |  | 2379 |  |  | 627417.6321 | 2335718.1111 | 2384 | 621365.6935 | 2338528.9733 | 2379 | 627417.6321 | 2335718.1111
VN | 1050073018 | LINEVN2336b | 110 | 10.2352 | [5 empty] | 50 | 6 cables - 2 systems | LINESTRING (621365.6934794246 2338528.9732808154, 621342.2439998221 2338497.9271138776, 621340.4287226113 2338271.8025531466, 621338.6787572942 2338111.5879437, 621337.3392499596 2337988.736853627, 621245.3152942511 2337799.265345232, 621140.6028024664 2337583.6652661157, 620939.2645700295 2337167.4047192587, 620871.761769409 2337026.28013757, 620829.6355273364 2336939.849077571, 620879.6678474838 2336888.4201661735, 621172.5712700915 2336777.29140497, 621487.4521134326 2336661.0712451027, 621752.8167566832 2336564.428185452, 622023.9064191568 2336462.3298639767, 622349.2682095333 2336339.30649095, 622604.658354951 2336246.0010736375, 622871.932438111 2336147.308338557, 623149.9588574123 2336044.6151923165, 623409.7701608728 2335948.930415006, 623691.2394408014 2335843.7810345283, 623969.0768212333 2335741.442866095, 624178.2088512764 2335735.674968074, 624459.746381879 2335734.3297443567, 624739.1024516822 2335734.4340587147, 625055.2082157808 2335730.38235056, 625355.9102745852 2335727.7473810185, 625655.1425417651 2335725.859447089, 625926.4386479156 2335724.74908342, 626208.0246673108 2335725.5151445614, 626503.5007278293 2335723.270688159, 626801.3420584721 2335721.4703315995, 627129.1262691506 2335720.1161687546, 627417.6320843555 2335718.1111327023) | line | [10 empty] | 6 | 2 |  |  | 2384 | 2379 | 1 | FALSE | FALSE | 2 | FALSE | TRUE |  | 2379 |  |  | 627417.6321 | 2335718.1111 | 2384 | 621365.6935 | 2338528.9733 | 2379 | 627417.6321 | 2335718.1111
VN | 1050073019 | LINEVN2337a | 110 | 0.7577 | [5 empty] | 50 | 6 cables - 2 systems | LINESTRING (616091.213042049 2349064.0692481664, 615959.3415681157 2349201.508133984, 615796.4365304017 2349447.068091835, 615688.0211696917 2349545.2442260874) | line | [10 empty] | 6 | 2 |  |  | 2385 | 2386 | 1 | FALSE | FALSE | 2 | TRUE | FALSE | 2385 |  | 616091.213 | 2349064.0692 |  |  | 2385 | 616091.213 | 2349064.0692 | 2386 | 615688.0212 | 2349545.2442
VN | 1050073019 | LINEVN2337b | 110 | 0.7577 | [5 empty] | 50 | 6 cables - 2 systems | LINESTRING (616091.213042049 2349064.0692481664, 615959.3415681157 2349201.508133984, 615796.4365304017 2349447.068091835, 615688.0211696917 2349545.2442260874) | line | [10 empty] | 6 | 2 |  |  | 2385 | 2386 | 1 | FALSE | FALSE | 2 | TRUE | FALSE | 2385 |  | 616091.213 | 2349064.0692 |  |  | 2385 | 616091.213 | 2349064.0692 | 2386 | 615688.0212 | 2349545.2442
VN | 1050073020 | LINEVN2338a | 220 | 9.8238 | [5 empty] | 50 | 6 cables - 2 systems | LINESTRING (623937.7933510677 2343863.585621575, 623534.1869717394 2344045.196025176, 622818.9862771633 2344360.5461998372, 622410.1198088835 2344542.420319735, 621998.6178318294 2344724.007817506, 621584.3147139715 2344908.064060473, 621165.8342544667 2345095.4314840627, 620801.4477013557 2345254.546670553, 620408.109175085 2345431.722666233, 620056.3544730886 2345674.1579122893, 619665.7987733702 2345945.043718939, 619081.0221716975 2346346.4370230148, 618710.8787710409 2346769.0481935735, 618556.851490435 2346951.992936895, 618090.4570157158 2347253.228701227, 617864.0972599415 2347449.219870782, 617584.2575983792 2347690.3607193506, 617282.1408150637 2347952.0914866137, 617065.0891227251 2348140.864304996) | line | [10 empty] | 6 | 2 |  |  | 1028 | 1535 | 1 | FALSE | FALSE | 2 | TRUE | TRUE | 1028 | 1535 | 623937.7934 | 2343863.5856 | 617065.0891 | 2348140.8643 | 1028 | 623937.7934 | 2343863.5856 | 1535 | 617065.0891 | 2348140.8643
VN | 1050073020 | LINEVN2338b | 220 | 9.8238 | [5 empty] | 50 | 6 cables - 2 systems | LINESTRING (623937.7933510677 2343863.585621575, 623534.1869717394 2344045.196025176, 622818.9862771633 2344360.5461998372, 622410.1198088835 2344542.420319735, 621998.6178318294 2344724.007817506, 621584.3147139715 2344908.064060473, 621165.8342544667 2345095.4314840627, 620801.4477013557 2345254.546670553, 620408.109175085 2345431.722666233, 620056.3544730886 2345674.1579122893, 619665.7987733702 2345945.043718939, 619081.0221716975 2346346.4370230148, 618710.8787710409 2346769.0481935735, 618556.851490435 2346951.992936895, 618090.4570157158 2347253.228701227, 617864.0972599415 2347449.219870782, 617584.2575983792 2347690.3607193506, 617282.1408150637 2347952.0914866137, 617065.0891227251 2348140.864304996) | line | [10 empty] | 6 | 2 |  |  | 1028 | 1535 | 1 | FALSE | FALSE | 2 | TRUE | TRUE | 1028 | 1535 | 623937.7934 | 2343863.5856 | 617065.0891 | 2348140.8643 | 1028 | 623937.7934 | 2343863.5856 | 1535 | 617065.0891 | 2348140.8643
VN | 1050073021 | LINEVN2339a | 220 | 7.3247 | [5 empty] | 50 | 6 cables - 2 systems | LINESTRING (621393.7855874939 2338648.8111484246, 621416.3146017422 2338672.2456946373, 621411.1310967619 2338902.3261473738, 621652.3957756794 2339142.3928829464, 621925.1873617376 2339411.068687143, 622197.069187297 2339679.3996784952, 622488.7669691914 2339968.506114956, 622755.7929467798 2340231.0661819912, 622835.2801378026 2340535.06113723, 622909.2946544206 2340823.374193522, 623002.98368629 2341182.5047946055, 623083.5905445556 2341492.3107678816, 623302.3776709582 2341758.3628218863, 623561.1284568008 2342070.53647474, 623720.2415986325 2342261.868207458, 623776.5505713907 2342532.098560606, 623898.1900844199 2343113.1664079647, 623962.4283612373 2343421.4386459333, 624017.3030742418 2343676.8925152915, 623947.4758673031 2343835.14240927, 623937.7933510677 2343863.585621575) | line | [10 empty] | 6 | 2 |  |  | 2387 | 1028 | 1 | FALSE | FALSE | 2 | FALSE | TRUE |  | 1028 |  |  | 623937.7934 | 2343863.5856 | 2387 | 621393.7856 | 2338648.8111 | 1028 | 623937.7934 | 2343863.5856
VN | 1050073021 | LINEVN2339b | 220 | 7.3247 | [5 empty] | 50 | 6 cables - 2 systems | LINESTRING (621393.7855874939 2338648.8111484246, 621416.3146017422 2338672.2456946373, 621411.1310967619 2338902.3261473738, 621652.3957756794 2339142.3928829464, 621925.1873617376 2339411.068687143, 622197.069187297 2339679.3996784952, 622488.7669691914 2339968.506114956, 622755.7929467798 2340231.0661819912, 622835.2801378026 2340535.06113723, 622909.2946544206 2340823.374193522, 623002.98368629 2341182.5047946055, 623083.5905445556 2341492.3107678816, 623302.3776709582 2341758.3628218863, 623561.1284568008 2342070.53647474, 623720.2415986325 2342261.868207458, 623776.5505713907 2342532.098560606, 623898.1900844199 2343113.1664079647, 623962.4283612373 2343421.4386459333, 624017.3030742418 2343676.8925152915, 623947.4758673031 2343835.14240927, 623937.7933510677 2343863.585621575) | line | [10 empty] | 6 | 2 |  |  | 2387 | 1028 | 1 | FALSE | FALSE | 2 | FALSE | TRUE |  | 1028 |  |  | 623937.7934 | 2343863.5856 | 2387 | 621393.7856 | 2338648.8111 | 1028 | 623937.7934 | 2343863.5856
VN | 1050073022 | LINEVN2340 | 110 | 0.042045 | [5 empty] | 50 |  | LINESTRING (621408.0605263097 2339925.484135543, 621442.3263269822 2339932.7991378456) | line | [10 empty] | 3 | 1 |  |  | 2388 | 2389 | 1 | FALSE | FALSE | 1 | TRUE | FALSE | 2388 |  | 621408.0605 | 2339925.4841 |  |  | 2388 | 621408.0605 | 2339925.4841 | 2389 | 621442.3263 | 2339932.7991
VN | 1050073023 | LINEVN2341 | 110 | 0.047192 | [5 empty] | 50 |  | LINESTRING (621408.0605263097 2339925.484135543, 621436.0499969001 2339953.1102437675) | line | [10 empty] | 3 | 1 |  |  | 2388 | 2390 | 1 | FALSE | FALSE | 1 | TRUE | FALSE | 2388 |  | 621408.0605 | 2339925.4841 |  |  | 2388 | 621408.0605 | 2339925.4841 | 2390 | 621436.05 | 2339953.1102
VN | 1050073024 | LINEVN2342a | 110 | 1.8213 | [5 empty] | 50 | 6 cables - 2 systems | LINESTRING (621408.0605263097 2339925.484135543, 621451.4936195235 2339794.9702451117, 621527.7119107142 2339667.1113690217, 621513.9344362875 2339523.091380408, 621501.9692648589 2339379.7047060346, 621468.3293921374 2339229.5054116556, 621368.2014141332 2338945.9017673107, 621392.9987116114 2338868.540499047, 621390.6014524951 2338721.615787573, 621256.817816805 2338581.063730985, 621280.3484018733 2338562.960576131, 621306.0722398838 2338588.3556616115) | line | [10 empty] | 6 | 2 |  |  | 2388 | 2391 | 1 | FALSE | FALSE | 2 | TRUE | FALSE | 2388 |  | 621408.0605 | 2339925.4841 |  |  | 2388 | 621408.0605 | 2339925.4841 | 2391 | 621306.0722 | 2338588.3557
VN | 1050073024 | LINEVN2342b | 110 | 1.8213 | [5 empty] | 50 | 6 cables - 2 systems | LINESTRING (621408.0605263097 2339925.484135543, 621451.4936195235 2339794.9702451117, 621527.7119107142 2339667.1113690217, 621513.9344362875 2339523.091380408, 621501.9692648589 2339379.7047060346, 621468.3293921374 2339229.5054116556, 621368.2014141332 2338945.9017673107, 621392.9987116114 2338868.540499047, 621390.6014524951 2338721.615787573, 621256.817816805 2338581.063730985, 621280.3484018733 2338562.960576131, 621306.0722398838 2338588.3556616115) | line | [10 empty] | 6 | 2 |  |  | 2388 | 2391 | 1 | FALSE | FALSE | 2 | TRUE | FALSE | 2388 |  | 621408.0605 | 2339925.4841 |  |  | 2388 | 621408.0605 | 2339925.4841 | 2391 | 621306.0722 | 2338588.3557
VN | 1050073026 | LINEVN2343a | 110 | 14.4213 | [5 empty] | 50 | 6 cables - 2 systems | LINESTRING (616938.7569936413 2348069.6268881615, 616961.4732562355 2348045.2914040866, 616936.272588611 2347968.1662245905, 617025.6103968086 2347874.079109878, 617134.7562632565 2347715.4422306223, 617267.4493732913 2347505.21206136, 617394.3093084766 2347312.8630286637, 617518.7350578425 2347121.67082831, 617643.7048284262 2346931.7231583926, 617845.4701019565 2346806.409798393, 618122.2247646267 2346628.757581373, 618385.4155579929 2346500.560236377, 618594.9025377163 2346398.5244728425, 618736.1763763331 2345965.8312212317, 618729.1001247154 2345731.200685784, 618708.7413471225 2345524.6246947106, 618692.689815862 2345259.11130397, 618674.338108727 2345024.521392777, 618658.5844201039 2344775.061525603, 618643.6693968184 2344538.7586779213, 618627.2081909679 2344296.5224630013, 618611.5736419811 2344056.163102728, 618593.6747042247 2343815.8760785814, 618694.7765264236 2343581.9932306265, 618794.7739253085 2343346.154656295, 618885.6927209294 2343134.3276799214, 619080.1900377545 2342943.5300560948, 619334.2979408633 2342693.854910335, 619526.4124303962 2342506.6424649744, 619710.8374463401 2342325.1877579265, 619881.8269302425 2342157.1643339335, 620082.0716759891 2341960.2091670507, 620295.4278337607 2342088.2278130185, 620533.2374286499 2342228.273125987, 620724.8116635984 2342341.105497906, 620919.5269825275 2342454.251149006, 621069.4972430029 2342352.005755197, 621233.1768556512 2342238.172862188, 621449.6265009479 2342087.425383841, 621656.9696742729 2341945.7458677473, 621855.1801775184 2341809.580387171, 622067.8949528456 2341662.7868938926, 622259.920891062 2341531.2405001163, 622166.0828489221 2341261.7793966285, 622104.9593959689 2341086.245578239, 622029.6792605077 2340871.796387642, 621876.108031011 2340708.6857904224, 621718.3079351526 2340541.305843702, 621522.8609131632 2340333.377961846, 621343.0961385794 2340142.792798171, 621408.0605263097 2339925.484135543) | line | [10 empty] | 6 | 2 |  |  | 2392 | 2388 | 1 | FALSE | FALSE | 2 | FALSE | TRUE |  | 2388 |  |  | 621408.0605 | 2339925.4841 | 2392 | 616938.757 | 2348069.6269 | 2388 | 621408.0605 | 2339925.4841
VN | 1050073026 | LINEVN2343b | 110 | 14.4213 | [5 empty] | 50 | 6 cables - 2 systems | LINESTRING (616938.7569936413 2348069.6268881615, 616961.4732562355 2348045.2914040866, 616936.272588611 2347968.1662245905, 617025.6103968086 2347874.079109878, 617134.7562632565 2347715.4422306223, 617267.4493732913 2347505.21206136, 617394.3093084766 2347312.8630286637, 617518.7350578425 2347121.67082831, 617643.7048284262 2346931.7231583926, 617845.4701019565 2346806.409798393, 618122.2247646267 2346628.757581373, 618385.4155579929 2346500.560236377, 618594.9025377163 2346398.5244728425, 618736.1763763331 2345965.8312212317, 618729.1001247154 2345731.200685784, 618708.7413471225 2345524.6246947106, 618692.689815862 2345259.11130397, 618674.338108727 2345024.521392777, 618658.5844201039 2344775.061525603, 618643.6693968184 2344538.7586779213, 618627.2081909679 2344296.5224630013, 618611.5736419811 2344056.163102728, 618593.6747042247 2343815.8760785814, 618694.7765264236 2343581.9932306265, 618794.7739253085 2343346.154656295, 618885.6927209294 2343134.3276799214, 619080.1900377545 2342943.5300560948, 619334.2979408633 2342693.854910335, 619526.4124303962 2342506.6424649744, 619710.8374463401 2342325.1877579265, 619881.8269302425 2342157.1643339335, 620082.0716759891 2341960.2091670507, 620295.4278337607 2342088.2278130185, 620533.2374286499 2342228.273125987, 620724.8116635984 2342341.105497906, 620919.5269825275 2342454.251149006, 621069.4972430029 2342352.005755197, 621233.1768556512 2342238.172862188, 621449.6265009479 2342087.425383841, 621656.9696742729 2341945.7458677473, 621855.1801775184 2341809.580387171, 622067.8949528456 2341662.7868938926, 622259.920891062 2341531.2405001163, 622166.0828489221 2341261.7793966285, 622104.9593959689 2341086.245578239, 622029.6792605077 2340871.796387642, 621876.108031011 2340708.6857904224, 621718.3079351526 2340541.305843702, 621522.8609131632 2340333.377961846, 621343.0961385794 2340142.792798171, 621408.0605263097 2339925.484135543) | line | [10 empty] | 6 | 2 |  |  | 2392 | 2388 | 1 | FALSE | FALSE | 2 | FALSE | TRUE |  | 2388 |  |  | 621408.0605 | 2339925.4841 | 2392 | 616938.757 | 2348069.6269 | 2388 | 621408.0605 | 2339925.4841
VN | 1050073027 | LINEVN2344a | 110 | 6.0042 | [5 empty] | 50 | 6 cables - 2 systems | LINESTRING (616986.4392352233 2348165.5094249602, 616971.0328548026 2348189.4098860878, 616832.1020006618 2348338.216067886, 616688.2964967072 2348488.372372345, 616565.9910774282 2348620.483880728, 616501.8478821642 2348656.148944904, 616352.6878530118 2348807.0226558656, 616194.9145509481 2348974.30833754, 616034.2479745689 2349138.7964357375, 616004.7715153273 2349233.1011717045, 616036.6601395855 2349251.171020884, 616246.7070691951 2349364.738673084, 616479.3523257553 2349491.753280482, 616530.1760159746 2349665.21155596, 616809.7795252824 2349801.697423702, 617209.4891181291 2349997.8486870006, 617326.2882875402 2350080.7328280453, 617514.4911158611 2350143.7830812503, 617721.0738276518 2350215.1480602, 617937.5631804047 2350262.2887921273, 618152.3777175022 2350309.8410369796, 618371.8425104195 2350331.2053563865, 618591.8576036538 2350343.8646776103, 618793.9123969572 2350337.4453232004, 618992.5495283696 2350331.5460718544, 619208.754954757 2350302.9619725645) | line | [10 empty] | 6 | 2 |  |  | 2393 | 441 | 1 | FALSE | FALSE | 2 | FALSE | TRUE |  | 441 |  |  | 619208.755 | 2350302.962 | 2393 | 616986.4392 | 2348165.5094 | 441 | 619208.755 | 2350302.962
VN | 1050073027 | LINEVN2344b | 110 | 6.0042 | [5 empty] | 50 | 6 cables - 2 systems | LINESTRING (616986.4392352233 2348165.5094249602, 616971.0328548026 2348189.4098860878, 616832.1020006618 2348338.216067886, 616688.2964967072 2348488.372372345, 616565.9910774282 2348620.483880728, 616501.8478821642 2348656.148944904, 616352.6878530118 2348807.0226558656, 616194.9145509481 2348974.30833754, 616034.2479745689 2349138.7964357375, 616004.7715153273 2349233.1011717045, 616036.6601395855 2349251.171020884, 616246.7070691951 2349364.738673084, 616479.3523257553 2349491.753280482, 616530.1760159746 2349665.21155596, 616809.7795252824 2349801.697423702, 617209.4891181291 2349997.8486870006, 617326.2882875402 2350080.7328280453, 617514.4911158611 2350143.7830812503, 617721.0738276518 2350215.1480602, 617937.5631804047 2350262.2887921273, 618152.3777175022 2350309.8410369796, 618371.8425104195 2350331.2053563865, 618591.8576036538 2350343.8646776103, 618793.9123969572 2350337.4453232004, 618992.5495283696 2350331.5460718544, 619208.754954757 2350302.9619725645) | line | [10 empty] | 6 | 2 |  |  | 2393 | 441 | 1 | FALSE | FALSE | 2 | FALSE | TRUE |  | 441 |  |  | 619208.755 | 2350302.962 | 2393 | 616986.4392 | 2348165.5094 | 441 | 619208.755 | 2350302.962
VN | 1050073028 | LINEVN2345a | 110 | 1.5278 | [5 empty] | 50 | 6 cables - 2 systems | LINESTRING (616974.2266985078 2348150.4782669726, 616966.8594322295 2348169.17789449, 616833.8462724125 2348308.960127645, 616711.7738890166 2348435.6813645717, 616557.2316457684 2348598.55897784, 616495.2469768646 2348644.478888022, 616306.1128752069 2348838.7946861098, 616143.7196393461 2349010.8191246022, 616091.213042049 2349064.0692481664) | line | [10 empty] | 6 | 2 |  |  | 2394 | 2385 | 1 | FALSE | FALSE | 2 | FALSE | TRUE |  | 2385 |  |  | 616091.213 | 2349064.0692 | 2394 | 616974.2267 | 2348150.4783 | 2385 | 616091.213 | 2349064.0692
VN | 1050073028 | LINEVN2345b | 110 | 1.5278 | [5 empty] | 50 | 6 cables - 2 systems | LINESTRING (616974.2266985078 2348150.4782669726, 616966.8594322295 2348169.17789449, 616833.8462724125 2348308.960127645, 616711.7738890166 2348435.6813645717, 616557.2316457684 2348598.55897784, 616495.2469768646 2348644.478888022, 616306.1128752069 2348838.7946861098, 616143.7196393461 2349010.8191246022, 616091.213042049 2349064.0692481664) | line | [10 empty] | 6 | 2 |  |  | 2394 | 2385 | 1 | FALSE | FALSE | 2 | FALSE | TRUE |  | 2385 |  |  | 616091.213 | 2349064.0692 | 2394 | 616974.2267 | 2348150.4783 | 2385 | 616091.213 | 2349064.0692
VN | 1050073031 | LINEVN2346 | 110 | 0.034906 | [5 empty] | 50 |  | LINESTRING (619208.754954757 2350302.9619725645, 619193.9100811656 2350277.9469423043) | line | [10 empty] | 3 | 1 |  |  | 441 | 2395 | 1 | FALSE | FALSE | 1 | TRUE | FALSE | 441 |  | 619208.755 | 2350302.962 |  |  | 441 | 619208.755 | 2350302.962 | 2395 | 619193.9101 | 2350277.9469
VN | 1050073032 | LINEVN2347 | 110 | 0.033297 | [5 empty] | 50 |  | LINESTRING (619208.754954757 2350302.9619725645, 619214.1104992211 2350275.735891064) | line | [10 empty] | 3 | 1 |  |  | 441 | 2396 | 1 | FALSE | FALSE | 1 | TRUE | FALSE | 441 |  | 619208.755 | 2350302.962 |  |  | 441 | 619208.755 | 2350302.962 | 2396 | 619214.1105 | 2350275.7359
VN | 1050073033 | LINEVN2348 |  | 0.82646 | [6 empty] | multiple vlevels | LINESTRING (625099.353233983 2352163.204210286, 625262.886000361 2352288.416417708, 625409.1127573001 2352418.4794910387, 625638.5205199358 2352591.026729343) | line | [14 empty] | 2397 | 2398 | 0 | FALSE | FALSE | 1 | FALSE | FALSE | [6 empty] | 2397 | 625099.3532 | 2352163.2042 | 2398 | 625638.5205 | 2352591.0267
VN | 1050315538 | LINEVN2349 | 110 | 0.038194 | [5 empty] | 50 |  | LINESTRING (704578.3514501301 2400672.100843274, 704610.1793433512 2400671.9755737297) | line | [10 empty] | 3 | 1 |  |  | 2399 | 2400 | 1 | FALSE | FALSE | 1 | FALSE | TRUE |  | 2400 |  |  | 704610.1793 | 2400671.9756 | 2399 | 704578.3515 | 2400672.1008 | 2400 | 704610.1793 | 2400671.9756
VN | 1050315539 | LINEVN2350a | 110 | 45.3938 | [5 empty] | 50 | 6 cables - 2 systems | LINESTRING (704610.1793433512 2400671.9755737297, 704676.7404033967 2400809.7325412184, 704429.453067361 2400903.58034989, 704203.6449878605 2400989.288570296, 703791.8060289964 2401145.6043319036, 703386.8037913603 2401300.5216354267, 703205.1578484685 2401369.1836876883, 703008.0364429235 2401644.848695418, 702818.2689179855 2401908.2936084047, 702634.0546524379 2402165.1767755817, 702521.4288597775 2402321.3674176694, 702374.7801892792 2402577.3325651023, 702233.2490537416 2402829.1217275173, 702214.1831921487 2403126.0150809805, 702199.0299186846 2403450.6889790073, 701966.6087773185 2403773.26183025, 701823.2571989298 2403970.421132489, 701683.5379392526 2404059.4608244025, 701391.7451855375 2404245.273111016, 701177.9147551225 2404383.49687909, 701032.9818533963 2404691.222434545, 700906.7577765194 2404967.931254272, 700890.1867807278 2405142.181938961, 700864.910001457 2405416.449146198, 700843.8500024655 2405640.8670127112, 700700.8206462781 2405995.176091625, 700618.0359428849 2406189.227837034, 700536.7172897356 2406384.494323728, 700323.4972149208 2406609.7253738064, 700080.464702558 2406860.7326532197, 699849.8489332745 2407099.7716031526, 699691.8892551084 2407404.70697363, 699626.4762018841 2407526.3744998043, 699512.0142593797 2407743.5680643, 699439.0083069166 2407881.155168021, 699304.5205253288 2408135.886258036, 699185.4925141032 2408362.349324614, 699099.8206055926 2408523.922145364, 698893.4087138557 2408724.612355618, 698482.3178563218 2409126.8073340817, 698225.4163985114 2409375.4389826194, 698000.7727641051 2409598.39376975, 697726.5324366909 2409673.1578205526, 697686.1558669733 2409865.6197368037, 697589.3134045972 2410345.5408971943, 697168.8269578584 2410582.482512831, 696776.0271708296 2410803.8395063654, 696553.7654660583 2410929.097703631, 696332.0605695524 2411053.1141412086, 696107.5004832281 2411146.355668427, 695778.5622332856 2411287.9096342535, 695587.6255208064 2411567.2550415727, 695228.9703629293 2411677.302508997, 694967.0504767902 2411756.125540205, 694417.7934269183 2411739.4962322507, 694184.3778707864 2411925.7124599265, 693636.7802334782 2412359.7422119942, 693379.8187100734 2412563.53441137, 693099.0072528197 2412863.686253308, 692630.0167346076 2413167.369092887, 692105.5572446397 2413245.3453895594, 691169.7753853747 2413263.5920577175, 691017.9814429351 2413316.10126389, 690061.0684102272 2413688.5186400516, 688933.0726424534 2414705.0068537956, 688659.6353275967 2414949.2356985025, 688042.8315441505 2415231.8665919574, 687890.6279514496 2415369.036709626, 687632.2512504872 2415608.06579017, 687431.8779803801 2415821.314739793, 687006.2895177884 2416261.302970228, 686685.6726661681 2416596.2448217547, 686542.782325601 2416745.3732261276, 686175.9825811315 2417142.216911088, 685993.3167097312 2417338.568100956, 685606.7777532355 2417754.0618410297, 685532.7960518965 2417832.454085918, 685355.890743897 2417999.787602444, 685041.483793398 2418295.639393782, 684926.2481755805 2418405.4022454247, 684688.3708777165 2418630.1926910398, 684376.0631350137 2418926.345914849, 684125.9571747938 2419167.6788541456, 682770.1939446393 2420541.7913388493, 682642.2984133557 2420585.9325757925, 682034.4529522767 2420673.766119003, 681462.7558060051 2420824.335868207, 681191.0903833357 2420893.8877156368, 680966.5895182478 2421014.078677382, 680402.8139433945 2420348.6613361263, 680290.998665905 2420088.5684990827, 680086.1627064398 2419461.252137129, 679918.9476984028 2418877.4643261475, 679871.3837449317 2418707.1240849514, 679870.3814491609 2418342.626926281, 679841.831145566 2418010.8949461915, 679908.5422588047 2417787.5323060094, 680561.3571436184 2417484.3849237193, 680767.1490094443 2417455.152110122, 680832.3908733762 2417337.7718975246, 680842.874404795 2417343.1289130207, 680833.2031527717 2417364.5238475134) | line | [10 empty] | 6 | 2 |  |  | 2400 | 2401 | 1 | FALSE | FALSE | 2 | TRUE | FALSE | 2400 |  | 704610.1793 | 2400671.9756 |  |  | 2400 | 704610.1793 | 2400671.9756 | 2401 | 680833.2032 | 2417364.5238
VN | 1050315539 | LINEVN2350b | 110 | 45.3938 | [5 empty] | 50 | 6 cables - 2 systems | LINESTRING (704610.1793433512 2400671.9755737297, 704676.7404033967 2400809.7325412184, 704429.453067361 2400903.58034989, 704203.6449878605 2400989.288570296, 703791.8060289964 2401145.6043319036, 703386.8037913603 2401300.5216354267, 703205.1578484685 2401369.1836876883, 703008.0364429235 2401644.848695418, 702818.2689179855 2401908.2936084047, 702634.0546524379 2402165.1767755817, 702521.4288597775 2402321.3674176694, 702374.7801892792 2402577.3325651023, 702233.2490537416 2402829.1217275173, 702214.1831921487 2403126.0150809805, 702199.0299186846 2403450.6889790073, 701966.6087773185 2403773.26183025, 701823.2571989298 2403970.421132489, 701683.5379392526 2404059.4608244025, 701391.7451855375 2404245.273111016, 701177.9147551225 2404383.49687909, 701032.9818533963 2404691.222434545, 700906.7577765194 2404967.931254272, 700890.1867807278 2405142.181938961, 700864.910001457 2405416.449146198, 700843.8500024655 2405640.8670127112, 700700.8206462781 2405995.176091625, 700618.0359428849 2406189.227837034, 700536.7172897356 2406384.494323728, 700323.4972149208 2406609.7253738064, 700080.464702558 2406860.7326532197, 699849.8489332745 2407099.7716031526, 699691.8892551084 2407404.70697363, 699626.4762018841 2407526.3744998043, 699512.0142593797 2407743.5680643, 699439.0083069166 2407881.155168021, 699304.5205253288 2408135.886258036, 699185.4925141032 2408362.349324614, 699099.8206055926 2408523.922145364, 698893.4087138557 2408724.612355618, 698482.3178563218 2409126.8073340817, 698225.4163985114 2409375.4389826194, 698000.7727641051 2409598.39376975, 697726.5324366909 2409673.1578205526, 697686.1558669733 2409865.6197368037, 697589.3134045972 2410345.5408971943, 697168.8269578584 2410582.482512831, 696776.0271708296 2410803.8395063654, 696553.7654660583 2410929.097703631, 696332.0605695524 2411053.1141412086, 696107.5004832281 2411146.355668427, 695778.5622332856 2411287.9096342535, 695587.6255208064 2411567.2550415727, 695228.9703629293 2411677.302508997, 694967.0504767902 2411756.125540205, 694417.7934269183 2411739.4962322507, 694184.3778707864 2411925.7124599265, 693636.7802334782 2412359.7422119942, 693379.8187100734 2412563.53441137, 693099.0072528197 2412863.686253308, 692630.0167346076 2413167.369092887, 692105.5572446397 2413245.3453895594, 691169.7753853747 2413263.5920577175, 691017.9814429351 2413316.10126389, 690061.0684102272 2413688.5186400516, 688933.0726424534 2414705.0068537956, 688659.6353275967 2414949.2356985025, 688042.8315441505 2415231.8665919574, 687890.6279514496 2415369.036709626, 687632.2512504872 2415608.06579017, 687431.8779803801 2415821.314739793, 687006.2895177884 2416261.302970228, 686685.6726661681 2416596.2448217547, 686542.782325601 2416745.3732261276, 686175.9825811315 2417142.216911088, 685993.3167097312 2417338.568100956, 685606.7777532355 2417754.0618410297, 685532.7960518965 2417832.454085918, 685355.890743897 2417999.787602444, 685041.483793398 2418295.639393782, 684926.2481755805 2418405.4022454247, 684688.3708777165 2418630.1926910398, 684376.0631350137 2418926.345914849, 684125.9571747938 2419167.6788541456, 682770.1939446393 2420541.7913388493, 682642.2984133557 2420585.9325757925, 682034.4529522767 2420673.766119003, 681462.7558060051 2420824.335868207, 681191.0903833357 2420893.8877156368, 680966.5895182478 2421014.078677382, 680402.8139433945 2420348.6613361263, 680290.998665905 2420088.5684990827, 680086.1627064398 2419461.252137129, 679918.9476984028 2418877.4643261475, 679871.3837449317 2418707.1240849514, 679870.3814491609 2418342.626926281, 679841.831145566 2418010.8949461915, 679908.5422588047 2417787.5323060094, 680561.3571436184 2417484.3849237193, 680767.1490094443 2417455.152110122, 680832.3908733762 2417337.7718975246, 680842.874404795 2417343.1289130207, 680833.2031527717 2417364.5238475134) | line | [10 empty] | 6 | 2 |  |  | 2400 | 2401 | 1 | FALSE | FALSE | 2 | TRUE | FALSE | 2400 |  | 704610.1793 | 2400671.9756 |  |  | 2400 | 704610.1793 | 2400671.9756 | 2401 | 680833.2032 | 2417364.5238
VN | 1050315540 | LINEVN2351 | 110 | 73.6579 | [5 empty] | 50 |  | LINESTRING (704563.492165872 2400636.161648853, 704589.6099696314 2400624.4456344754, 704799.6334680807 2400228.323382901, 705005.3383688311 2399836.3784539322, 705163.0007799818 2399484.321346991, 705295.4805243805 2399206.2219087924, 705359.2532146309 2399057.472534974, 705453.1411186743 2398480.999561452, 705502.0999047932 2398162.8813639167, 705559.1539031587 2397774.5527364207, 705612.1314517749 2397455.677741459, 705645.9683775149 2397246.7412583935, 705710.205943866 2396813.5964670046, 705719.8311415932 2396742.707891533, 706075.9678290123 2396405.061774661, 706346.8113792175 2396148.690022731, 706490.5066193682 2396012.200572853, 706769.018578164 2395745.86629085, 706862.3925787228 2395659.255609807, 707124.9040554729 2395410.2630824107, 707296.877812616 2395246.5123437243, 707513.8468154401 2395039.930430442, 707599.2187071224 2394958.646706876, 707826.212578269 2394696.457587211, 708048.9354205569 2394439.221640302, 708133.7455326588 2394343.4026114135, 708451.3855105503 2393971.3347642208, 708597.8132938425 2393801.8928624336, 708851.4296564674 2393503.900934542, 708973.7463649164 2393370.507869333, 709184.2215202629 2393117.4446222805, 709432.9819265103 2392830.5715695047, 709664.9898387134 2392562.4215795463, 709982.5655465431 2392191.063737262, 710244.5158857804 2391886.0104180397, 710450.0735237466 2391594.5873695766, 710601.5892827316 2391380.6271541766, 710929.7830803669 2390926.27111102, 711151.9715565593 2390618.6705768565, 711262.9684245182 2390459.1053081113, 711438.5847302916 2390214.4237416205, 711762.1598946843 2389935.9931512997, 711996.5314003587 2389729.545277593, 712335.9699659866 2389598.334206183, 712480.3751806132 2389582.750623448, 712776.3749826214 2389411.2263067174, 712875.9002285837 2389252.3380452064, 713010.8690707601 2389043.5707926187, 713158.4441062857 2388808.4127153954, 713398.2296923911 2388404.5820796294, 713587.9304258013 2388079.7878562654, 713710.610461203 2387874.9599096924, 713900.2685221441 2387554.265608969, 714007.0203101938 2387374.656802086, 714080.8278840277 2387246.831054515, 714398.6342081947 2386715.1308228914, 714473.7388429905 2386587.578336617, 714677.0425792906 2386395.800329801, 714781.1133099052 2386298.116898586, 715097.8348678589 2385998.4405593043, 715356.684311053 2385756.2421823945, 715623.9142648998 2385505.409680675, 715852.3654695435 2385244.2494284636, 716158.0383724906 2384891.4135175007, 716393.1694593737 2384745.388986085, 716563.2787698891 2384641.035858332, 716719.0768698355 2384440.534777006, 716625.7134567886 2383966.88248497, 716681.3650865031 2383753.751802508, 716781.3515877327 2383347.1638546027, 717035.9279852702 2382936.6047486877, 717282.128643848 2382900.9391197516, 717545.9756383944 2382863.1334683965, 717962.6713852894 2382801.4099032087, 718168.5505415957 2382770.850958169, 718557.3095658561 2382714.9230750203, 718894.2609980551 2382497.4412174933, 719180.966399027 2382307.9143967754, 719322.2060867378 2382216.706926505, 719479.5739847217 2382052.864358418, 719588.8856622062 2381937.4904119824, 720026.4569454056 2381476.1268274346, 720214.771391988 2381282.8181035826, 720356.9704346831 2381137.5268884078, 720693.3004723175 2380779.2528298786, 720919.9353052741 2380515.456561036, 721224.3957966744 2380163.5011482374, 721444.5654500535 2379910.620410675, 721589.4439645628 2379741.6282643354, 721906.3661048199 2379377.171931435, 722003.0855638306 2379265.769637048, 722115.4878895564 2379136.2969710547, 722218.8557571919 2379017.233915081, 722300.9514396919 2378869.7911943346, 722370.3433114629 2378746.297223324, 722434.7022348754 2378634.607506239, 722518.9075829361 2378485.522098392, 722753.483891179 2378060.9796021646, 722827.266838959 2377932.973098137, 722988.1268452851 2377641.4576834864, 723034.1883537978 2377270.6659963033, 723561.8946976434 2376919.3493577545, 723701.1893606023 2376776.7879337184, 724053.4780521189 2376426.885206333, 724126.6054273068 2376354.253111414, 724437.0510025385 2376043.1752917403, 724608.4411435339 2375871.1597847836, 724842.8233376909 2375639.655714241, 724954.4331365102 2375528.0748727852, 725110.7138711931 2375311.5504820533, 725249.2345145309 2375115.459219931, 725494.1790291483 2374769.2411264884, 725576.826551317 2374654.204031826, 726000.1438588831 2374274.399159373, 726118.92576763 2374166.4910464413, 726200.3653390773 2373980.2101723715, 726264.2623659729 2373846.7387301126, 726561.4543153921 2373545.077999541, 727034.0781426798 2373235.6514060986, 727147.5629124307 2373163.495127532, 727353.7797879673 2373129.233258732, 727533.9880744042 2372999.045340432, 727728.6502523131 2372856.590261607, 728759.5050760825 2372008.1659817905, 729086.4424483356 2371726.0024130205, 729179.7923277452 2371645.433446464, 729268.7809967387 2371542.5514144897, 729586.2922897101 2371188.976963827, 729819.7630589418 2370927.612801303, 730049.6367266991 2370667.3854975495, 730327.4620307232 2370498.0447654095, 730566.5722707536 2370349.524955745, 730807.9409919288 2370202.236518116, 730982.912089351 2370059.578948285, 731392.7645677179 2369730.2622427554, 731802.1984472034 2369402.399222708, 731852.1654072813 2369361.320749173, 732312.1463249852 2368992.4759489633, 732384.7547567715 2368934.2549108732, 732682.4082796144 2368698.807351495, 733299.9969283092 2368201.507050559, 733597.5101670916 2368096.950313027, 733935.990284332 2367978.0232882528, 734378.2578879439 2367823.956419651, 734683.8714712614 2367673.8331564944, 734918.4424015485 2367558.9870905927, 735130.7267065989 2367453.303556051, 735601.7605383592 2367223.110618271, 735772.907144673 2367152.1401335844, 736121.2559800552 2367007.157241824, 736584.8596453939 2366812.7149372073, 737140.295127959 2366582.847411175, 737379.4860022655 2366483.0761948926, 737690.7973567785 2366353.8444815096, 737882.4725808462 2366272.3719108077, 738129.1544090084 2366081.027078895, 738332.5098846037 2365922.0821325355, 738506.3627600921 2365787.264416815, 738655.2219280512 2365671.7986645116, 738865.7455725207 2365507.9797777934, 739158.0793759058 2365282.1376503278, 739412.719212133 2365214.3325620135, 739881.2863406279 2365088.369161937, 740084.3258739369 2365035.3551268284, 740244.098749769 2364991.652510617, 740770.0425037086 2364850.6306499983, 741198.8158869832 2364736.388114725, 741351.9990710074 2364678.5304439515, 741676.477062922 2364548.687571476, 741961.2701357873 2364439.2855111207, 742107.2069143328 2364381.415368414, 742416.5459368459 2364258.771568369, 742662.9695617732 2364144.4346542647, 742833.0537318249 2364064.543207791, 743132.1386223186 2363991.616849888, 743473.0608608071 2363906.437782763, 743692.113635317 2363819.975050994, 744196.620406883 2363622.574562481, 744816.1843191914 2363384.035513333, 745209.6900177029 2363231.3222832005, 745452.9922119906 2362981.5685614375, 745504.530840051 2362919.1597129945, 745914.835834248 2362495.23280131, 746037.4992070172 2362409.8598946063, 746337.8983767813 2362209.2858980377, 746730.0355594143 2361928.419370898, 747391.8151662069 2361626.8216419257, 747997.1881308218 2361357.0470642922) | line | [10 empty] | 3 | 1 |  |  | 2402 | 2403 | 1 | FALSE | FALSE | 1 | FALSE | FALSE | [6 empty] | 2402 | 704563.4922 | 2400636.1616 | 2403 | 747997.1881 | 2361357.0471
VN | 1050315541 | LINEVN2352 | 110 | 0.040677 | [5 empty] | 50 |  | LINESTRING (704587.880339233 2400697.506303257, 704610.1793433512 2400671.9755737297) | line | [10 empty] | 3 | 1 |  |  | 2404 | 2400 | 1 | FALSE | FALSE | 1 | FALSE | TRUE |  | 2400 |  |  | 704610.1793 | 2400671.9756 | 2404 | 704587.8803 | 2400697.5063 | 2400 | 704610.1793 | 2400671.9756
VN | 1050315542 | LINEVN2353 | 110 | 22.8767 | [5 empty] | 50 |  | LINESTRING (790946.3906765182 2383433.7279585744, 790560.0273227189 2383419.373871045, 790337.6208845675 2383411.165465813, 790067.0869346011 2383400.566955353, 789790.1481927927 2383390.412208272, 789505.4269398579 2383380.05632073, 789138.3521474507 2383437.4891502787, 788919.3776324156 2383459.5689136595, 788638.3321363004 2383488.543271231, 788132.3397821113 2383539.9269739427, 787948.317822328 2383430.068800598, 787791.27483241 2383336.306716721, 787672.1780839395 2383262.3034013603, 787427.5041988177 2383114.727564033, 787212.9415626787 2382982.561795853, 786955.9601704793 2382760.4000324407, 786812.3528339323 2382636.2931026393, 786547.2425830275 2382406.5044373157, 786286.257687456 2382181.647644328, 786200.8997336573 2382129.131092914, 785907.7224104786 2381947.603272178, 785445.4444379187 2381663.279859586, 785118.8566741105 2381462.729474193, 784951.5096027327 2381363.4107269566, 784773.5943672128 2381253.5030907216, 784661.9409835571 2381184.5324672265, 784402.0262845075 2380758.283681423, 784286.016820159 2380563.972381477, 784209.7637387405 2380436.2352802106, 784122.4587046138 2380289.999367724, 783997.3880997282 2380090.434934636, 783817.9207652428 2379816.5640178304, 783680.1361715337 2379616.5696663694, 783577.9015901056 2379462.4751070268, 783270.3432684913 2379486.3321490474, 783000.1620276483 2379500.0003955606, 782859.0820371117 2379471.883153834, 782742.2476418966 2379305.373496164, 782544.5582442549 2379013.8394369152, 782423.9857741205 2378834.1262963405, 782082.3987212481 2378627.404978693, 781816.1242327659 2378451.73117142, 781506.1113433233 2378259.9448126694, 781197.4493047593 2378062.238640105, 781015.8356727072 2377948.116989272, 780772.3768852677 2377791.5849416917, 780582.2424231216 2377671.5151931187, 780453.3407476841 2377589.5050295913, 780350.0361317857 2377522.930603364, 780199.2614090098 2377426.428039618, 780049.485278924 2377336.8584733983, 779922.4777020132 2377255.982924582, 779788.5443516884 2377168.9058997408, 779562.9185329338 2377024.6586068245, 779413.5465203944 2376931.1139640673, 779292.0858137507 2376853.010154813, 779181.0986927486 2376783.963052243, 778889.3477632196 2376763.1178672113, 778602.0818486272 2376742.609946816, 778473.5298631528 2376734.1072975933, 778132.0680815114 2376711.5133797335, 778047.984181547 2376626.4714045264, 777741.3295634581 2376307.7256265106, 777554.7566179466 2376115.637584538, 777479.8372300728 2375738.3429390904, 777430.0380207438 2375486.350865033, 777379.083909637 2375228.987816983, 777322.1024742415 2374941.2183346283, 777277.4849101619 2374722.489710718, 777245.7285552479 2374566.8491092375, 777213.3790484497 2374392.4511884213, 777159.2583821578 2374123.778687979, 777113.6718079362 2373828.4056011457, 777052.713178549 2373512.161838063, 777081.6420870335 2373382.2332568564) | line | [10 empty] | 3 | 1 |  |  | 2405 | 2406 | 1 | FALSE | FALSE | 1 | FALSE | TRUE |  | 2406 |  |  | 777081.6421 | 2373382.2333 | 2405 | 790946.3907 | 2383433.728 | 2406 | 777081.6421 | 2373382.2333
VN | 1050315543 | LINEVN2354a | 110 | 4.3543 | [5 empty] | 50 | 9 cables - 3 systems | LINESTRING (779992.9774929886 2371777.178933461, 780079.3040108685 2371838.0126043055, 780008.9936057962 2372058.393671083, 779638.911310433 2372300.314161965, 779410.2102062077 2372371.4906045995, 779163.1779066174 2372448.847860813, 778901.6227712644 2372610.888270044, 778686.2117232649 2372645.6492002322, 778467.3450662422 2372687.810499319, 778294.0855108595 2372714.7232796405, 778167.0985632145 2372761.3662402537, 778003.8696562042 2372828.4194982173, 777635.709502832 2372960.9862849284, 777454.8691078296 2373025.1174183567, 777355.1610586091 2373063.8004213003, 777195.9474892598 2373197.464846389, 777081.6420870335 2373382.2332568564) | line | [10 empty] | 9 | 3 |  |  | 2407 | 2406 | 1 | FALSE | FALSE | 3 | TRUE | TRUE | 2407 | 2406 | 779992.9775 | 2371777.1789 | 777081.6421 | 2373382.2333 | 2407 | 779992.9775 | 2371777.1789 | 2406 | 777081.6421 | 2373382.2333
VN | 1050315543 | LINEVN2354b | 110 | 4.3543 | [5 empty] | 50 | 9 cables - 3 systems | LINESTRING (779992.9774929886 2371777.178933461, 780079.3040108685 2371838.0126043055, 780008.9936057962 2372058.393671083, 779638.911310433 2372300.314161965, 779410.2102062077 2372371.4906045995, 779163.1779066174 2372448.847860813, 778901.6227712644 2372610.888270044, 778686.2117232649 2372645.6492002322, 778467.3450662422 2372687.810499319, 778294.0855108595 2372714.7232796405, 778167.0985632145 2372761.3662402537, 778003.8696562042 2372828.4194982173, 777635.709502832 2372960.9862849284, 777454.8691078296 2373025.1174183567, 777355.1610586091 2373063.8004213003, 777195.9474892598 2373197.464846389, 777081.6420870335 2373382.2332568564) | line | [10 empty] | 9 | 3 |  |  | 2407 | 2406 | 1 | FALSE | FALSE | 3 | TRUE | TRUE | 2407 | 2406 | 779992.9775 | 2371777.1789 | 777081.6421 | 2373382.2333 | 2407 | 779992.9775 | 2371777.1789 | 2406 | 777081.6421 | 2373382.2333
VN | 1050315543 | LINEVN2354c | 110 | 4.3543 | [5 empty] | 50 | 9 cables - 3 systems | LINESTRING (779992.9774929886 2371777.178933461, 780079.3040108685 2371838.0126043055, 780008.9936057962 2372058.393671083, 779638.911310433 2372300.314161965, 779410.2102062077 2372371.4906045995, 779163.1779066174 2372448.847860813, 778901.6227712644 2372610.888270044, 778686.2117232649 2372645.6492002322, 778467.3450662422 2372687.810499319, 778294.0855108595 2372714.7232796405, 778167.0985632145 2372761.3662402537, 778003.8696562042 2372828.4194982173, 777635.709502832 2372960.9862849284, 777454.8691078296 2373025.1174183567, 777355.1610586091 2373063.8004213003, 777195.9474892598 2373197.464846389, 777081.6420870335 2373382.2332568564) | line | [10 empty] | 9 | 3 |  |  | 2407 | 2406 | 1 | FALSE | FALSE | 3 | TRUE | TRUE | 2407 | 2406 | 779992.9775 | 2371777.1789 | 777081.6421 | 2373382.2333 | 2407 | 779992.9775 | 2371777.1789 | 2406 | 777081.6421 | 2373382.2333
VN | 1050315545 | LINEVN2355a | 110 | 39.4238 | [5 empty] | 50 | 6 cables - 2 systems | LINESTRING (744182.9730992689 2332438.998673285, 744185.3395567017 2332476.594824702, 744188.9114965186 2332565.638079842, 744044.0209494396 2332822.695518629, 744042.8278498518 2332865.5116439164, 744050.467887477 2332999.4534820444, 744062.013037721 2333573.166392313, 744050.2642924469 2333745.834503795, 744210.5648268173 2334139.1224588016, 744364.1304542237 2334464.2577056573, 744364.5431339655 2334749.2029160173, 744364.9286973634 2335013.4453081866, 744224.6567175523 2335704.312680488, 744197.0039123168 2335830.4339536945, 744153.1323889205 2336053.868711398, 744063.049076907 2336480.6215471807, 743988.2821439768 2336833.2978570913, 743849.4001085521 2337440.70117971, 744014.109170356 2338065.7177522494, 744139.9884640174 2338487.7121538045, 744184.9800087844 2338621.6653951867, 744291.8609371533 2339177.7650806718, 744304.3455191451 2339492.4768126644, 744384.0778383457 2340020.7280086125, 744439.5399197941 2340382.1795862294, 744475.7819485781 2340628.280136741, 744546.5100107088 2341083.7582976227, 744606.3007072608 2341467.917112427, 744746.3982877978 2341886.8548981375, 744783.7870696535 2342080.2484089676, 744820.4401808876 2342283.910588631, 744867.5900456212 2342545.2958556768, 744758.6186368268 2342808.125951874, 744626.0919845658 2343132.803250665, 744546.1087456512 2343315.569019374, 744450.4515780193 2343545.7550418596, 744355.1573247458 2343948.956861228, 744239.7770164722 2344419.1639153883, 744415.4134936861 2344879.736335714, 744535.597632625 2345194.9222604064, 744724.1663789501 2345920.1770247677, 744859.0886472346 2346453.393136358, 744907.3026373027 2346625.228632986, 745031.2766266116 2347112.2155252798, 745113.9325007736 2347425.8863013806, 745104.6896179307 2347653.425158479, 745086.8112147811 2347936.9180866554, 745083.5552406315 2348024.256025481, 745058.3798715102 2348619.214350706, 745044.4708061134 2348828.1075873836, 745119.53548473 2348964.1684567444, 745340.9905399296 2349355.83772023, 745530.1517028821 2349690.1695672045, 745477.0404841382 2350075.4218000467, 745448.5758985165 2350320.3640612205, 745368.4956855914 2350925.7684487314, 745328.14508708 2351221.188416998, 745277.9623524869 2351642.8728735903, 745252.0844446496 2351799.769097446, 745212.9161291535 2352155.8316748077, 745164.4645497623 2352490.432064622, 745142.0355437165 2352667.4515946945, 745112.7660942732 2352901.9474521014, 745069.7719345726 2353253.643966159, 745032.3070451301 2353542.560818738, 744921.4939808203 2353754.646817373, 744872.8057403278 2353863.149849338, 744777.1065421177 2354043.073070231, 744647.142190584 2354297.6425543274, 744521.3344829344 2354550.125809479, 744335.4465539247 2354909.1380524114, 744137.8825127478 2355300.422094459, 744129.6172747357 2355434.8404434468, 744107.9960981837 2355773.519479347, 744074.9071034833 2356096.641499766, 744014.2007951394 2356376.8600952947, 743968.9717146109 2356618.9609031044, 743850.9882922741 2357192.8417197084, 743822.4219354363 2357343.827750737, 743768.698690972 2357604.477975856, 743860.4642122826 2357920.290356787, 743953.3557580069 2358234.093474057, 744223.9622753905 2359148.316096744, 744371.4106222254 2359657.852051447, 744462.6132037252 2359720.9383770265, 744570.9578506757 2359791.891939871, 745268.5435666976 2360259.7065300564, 745625.2451640305 2360503.360756644, 745743.1734498759 2360584.436976865, 746021.8373250104 2361137.8544497835, 746207.7788542826 2361507.902612768, 746680.0963951305 2361798.004405403, 747357.47381492 2361537.7929873234, 747826.1707959002 2361363.300400577, 747974.955319147 2361308.6887200032) | line | [10 empty] | 6 | 2 |  |  | 2408 | 2409 | 1 | FALSE | FALSE | 2 | FALSE | FALSE | [6 empty] | 2408 | 744182.9731 | 2332438.9987 | 2409 | 747974.9553 | 2361308.6887
VN | 1050315545 | LINEVN2355b | 110 | 39.4238 | [5 empty] | 50 | 6 cables - 2 systems | LINESTRING (744182.9730992689 2332438.998673285, 744185.3395567017 2332476.594824702, 744188.9114965186 2332565.638079842, 744044.0209494396 2332822.695518629, 744042.8278498518 2332865.5116439164, 744050.467887477 2332999.4534820444, 744062.013037721 2333573.166392313, 744050.2642924469 2333745.834503795, 744210.5648268173 2334139.1224588016, 744364.1304542237 2334464.2577056573, 744364.5431339655 2334749.2029160173, 744364.9286973634 2335013.4453081866, 744224.6567175523 2335704.312680488, 744197.0039123168 2335830.4339536945, 744153.1323889205 2336053.868711398, 744063.049076907 2336480.6215471807, 743988.2821439768 2336833.2978570913, 743849.4001085521 2337440.70117971, 744014.109170356 2338065.7177522494, 744139.9884640174 2338487.7121538045, 744184.9800087844 2338621.6653951867, 744291.8609371533 2339177.7650806718, 744304.3455191451 2339492.4768126644, 744384.0778383457 2340020.7280086125, 744439.5399197941 2340382.1795862294, 744475.7819485781 2340628.280136741, 744546.5100107088 2341083.7582976227, 744606.3007072608 2341467.917112427, 744746.3982877978 2341886.8548981375, 744783.7870696535 2342080.2484089676, 744820.4401808876 2342283.910588631, 744867.5900456212 2342545.2958556768, 744758.6186368268 2342808.125951874, 744626.0919845658 2343132.803250665, 744546.1087456512 2343315.569019374, 744450.4515780193 2343545.7550418596, 744355.1573247458 2343948.956861228, 744239.7770164722 2344419.1639153883, 744415.4134936861 2344879.736335714, 744535.597632625 2345194.9222604064, 744724.1663789501 2345920.1770247677, 744859.0886472346 2346453.393136358, 744907.3026373027 2346625.228632986, 745031.2766266116 2347112.2155252798, 745113.9325007736 2347425.8863013806, 745104.6896179307 2347653.425158479, 745086.8112147811 2347936.9180866554, 745083.5552406315 2348024.256025481, 745058.3798715102 2348619.214350706, 745044.4708061134 2348828.1075873836, 745119.53548473 2348964.1684567444, 745340.9905399296 2349355.83772023, 745530.1517028821 2349690.1695672045, 745477.0404841382 2350075.4218000467, 745448.5758985165 2350320.3640612205, 745368.4956855914 2350925.7684487314, 745328.14508708 2351221.188416998, 745277.9623524869 2351642.8728735903, 745252.0844446496 2351799.769097446, 745212.9161291535 2352155.8316748077, 745164.4645497623 2352490.432064622, 745142.0355437165 2352667.4515946945, 745112.7660942732 2352901.9474521014, 745069.7719345726 2353253.643966159, 745032.3070451301 2353542.560818738, 744921.4939808203 2353754.646817373, 744872.8057403278 2353863.149849338, 744777.1065421177 2354043.073070231, 744647.142190584 2354297.6425543274, 744521.3344829344 2354550.125809479, 744335.4465539247 2354909.1380524114, 744137.8825127478 2355300.422094459, 744129.6172747357 2355434.8404434468, 744107.9960981837 2355773.519479347, 744074.9071034833 2356096.641499766, 744014.2007951394 2356376.8600952947, 743968.9717146109 2356618.9609031044, 743850.9882922741 2357192.8417197084, 743822.4219354363 2357343.827750737, 743768.698690972 2357604.477975856, 743860.4642122826 2357920.290356787, 743953.3557580069 2358234.093474057, 744223.9622753905 2359148.316096744, 744371.4106222254 2359657.852051447, 744462.6132037252 2359720.9383770265, 744570.9578506757 2359791.891939871, 745268.5435666976 2360259.7065300564, 745625.2451640305 2360503.360756644, 745743.1734498759 2360584.436976865, 746021.8373250104 2361137.8544497835, 746207.7788542826 2361507.902612768, 746680.0963951305 2361798.004405403, 747357.47381492 2361537.7929873234, 747826.1707959002 2361363.300400577, 747974.955319147 2361308.6887200032) | line | [10 empty] | 6 | 2 |  |  | 2408 | 2409 | 1 | FALSE | FALSE | 2 | FALSE | FALSE | [6 empty] | 2408 | 744182.9731 | 2332438.9987 | 2409 | 747974.9553 | 2361308.6887
VN | 1050618307 | LINEVN2356a | 500 | 0.62481 | [5 empty] | 50 | 6 cables - 2 systems | LINESTRING (646030.4289641711 2000831.589387342, 646547.3544868532 2000893.9854742913) | line | [10 empty] | 6 |  |  |  | 2410 | 1632 | 1 | FALSE | FALSE | 2 | TRUE | TRUE | 2410 | 1632 | 646030.429 | 2000831.5894 | 646547.3545 | 2000893.9855 | 2410 | 646030.429 | 2000831.5894 | 1632 | 646547.3545 | 2000893.9855
VN | 1050618307 | LINEVN2356b | 500 | 0.62481 | [5 empty] | 50 | 6 cables - 2 systems | LINESTRING (646030.4289641711 2000831.589387342, 646547.3544868532 2000893.9854742913) | line | [10 empty] | 6 |  |  |  | 2410 | 1632 | 1 | FALSE | FALSE | 2 | TRUE | TRUE | 2410 | 1632 | 646030.429 | 2000831.5894 | 646547.3545 | 2000893.9855 | 2410 | 646030.429 | 2000831.5894 | 1632 | 646547.3545 | 2000893.9855
VN | 1050618308 | LINEVN2357 | 500 | 0.13129 | [5 empty] | 50 |  | LINESTRING (646547.3544868532 2000893.9854742913, 646612.5793410519 2000981.8268721993) | line | [10 empty] | 3 |  |  |  | 1632 | 2411 | 1 | FALSE | FALSE | 1 | TRUE | FALSE | 1632 |  | 646547.3545 | 2000893.9855 |  |  | 1632 | 646547.3545 | 2000893.9855 | 2411 | 646612.5793 | 2000981.8269
VN | 1050618309 | LINEVN2358a | 220 | 0.66496 | [5 empty] | 50 | 6 cables - 2 systems | LINESTRING (645608.8041821433 2000937.3051146911, 645965.1226545707 2001284.9562823628, 645988.7970296263 2001336.0523914688) | line | [10 empty] | 6 | 2 |  |  | 1634 | 2412 | 1 | FALSE | FALSE | 2 | TRUE | FALSE | 1634 |  | 645608.8042 | 2000937.3051 |  |  | 1634 | 645608.8042 | 2000937.3051 | 2412 | 645988.797 | 2001336.0524
VN | 1050618309 | LINEVN2358b | 220 | 0.66496 | [5 empty] | 50 | 6 cables - 2 systems | LINESTRING (645608.8041821433 2000937.3051146911, 645965.1226545707 2001284.9562823628, 645988.7970296263 2001336.0523914688) | line | [10 empty] | 6 | 2 |  |  | 1634 | 2412 | 1 | FALSE | FALSE | 2 | TRUE | FALSE | 1634 |  | 645608.8042 | 2000937.3051 |  |  | 1634 | 645608.8042 | 2000937.3051 | 2412 | 645988.797 | 2001336.0524
VN | 1050618310 | LINEVN2359a | 220 | 0.69387 | [5 empty] | 50 | 6 cables - 2 systems | LINESTRING (645608.8041821433 2000937.3051146911, 646014.5717081842 2001269.0909851668, 646037.4785713993 2001318.0786980998) | line | [10 empty] | 6 | 2 |  |  | 1634 | 2413 | 1 | FALSE | FALSE | 2 | TRUE | FALSE | 1634 |  | 645608.8042 | 2000937.3051 |  |  | 1634 | 645608.8042 | 2000937.3051 | 2413 | 646037.4786 | 2001318.0787
VN | 1050618310 | LINEVN2359b | 220 | 0.69387 | [5 empty] | 50 | 6 cables - 2 systems | LINESTRING (645608.8041821433 2000937.3051146911, 646014.5717081842 2001269.0909851668, 646037.4785713993 2001318.0786980998) | line | [10 empty] | 6 | 2 |  |  | 1634 | 2413 | 1 | FALSE | FALSE | 2 | TRUE | FALSE | 1634 |  | 645608.8042 | 2000937.3051 |  |  | 1634 | 645608.8042 | 2000937.3051 | 2413 | 646037.4786 | 2001318.0787
VN | 1050618311 | LINEVN2360 | 500 | 0.90406 | [5 empty] | 50 |  | LINESTRING (645387.193329817 2000574.4623033972, 645537.5823471523 2000784.448823415, 646030.4289641711 2000831.589387342) | line | [10 empty] | 3 |  |  |  | 2414 | 2410 | 1 | FALSE | FALSE | 1 | TRUE | TRUE | 2414 | 2410 | 645387.1933 | 2000574.4623 | 646030.429 | 2000831.5894 | 2414 | 645387.1933 | 2000574.4623 | 2410 | 646030.429 | 2000831.5894
VN | 1050618312 | LINEVN2361 | 500 | 0.87656 | [5 empty] | 50 |  | LINESTRING (645387.193329817 2000574.4623033972, 645546.6526831167 2000754.6468283343, 646030.4289641711 2000831.589387342) | line | [10 empty] | 3 |  |  |  | 2414 | 2410 | 1 | FALSE | FALSE | 1 | TRUE | TRUE | 2414 | 2410 | 645387.1933 | 2000574.4623 | 646030.429 | 2000831.5894 | 2414 | 645387.1933 | 2000574.4623 | 2410 | 646030.429 | 2000831.5894
VN | 1050618313 | LINEVN2362a | 500 | 0.94879 | [5 empty] | 50 | 6 cables - 2 systems | LINESTRING (644880.2767999804 1999967.7477149048, 645206.3497750624 2000351.7672558152, 645387.193329817 2000574.4623033972) | line | [10 empty] | 6 |  |  |  | 2415 | 2414 | 1 | FALSE | FALSE | 2 | TRUE | TRUE | 2415 | 2414 | 644880.2768 | 1999967.7477 | 645387.1933 | 2000574.4623 | 2415 | 644880.2768 | 1999967.7477 | 2414 | 645387.1933 | 2000574.4623
VN | 1050618313 | LINEVN2362b | 500 | 0.94879 | [5 empty] | 50 | 6 cables - 2 systems | LINESTRING (644880.2767999804 1999967.7477149048, 645206.3497750624 2000351.7672558152, 645387.193329817 2000574.4623033972) | line | [10 empty] | 6 |  |  |  | 2415 | 2414 | 1 | FALSE | FALSE | 2 | TRUE | TRUE | 2415 | 2414 | 644880.2768 | 1999967.7477 | 645387.1933 | 2000574.4623 | 2415 | 644880.2768 | 1999967.7477 | 2414 | 645387.1933 | 2000574.4623
VN | 1050618314 | LINEVN2363 | 500 | 1.118 | [5 empty] | 50 |  | LINESTRING (644162.6582044279 1999470.6816476854, 644572.8510524426 1999558.0205537635, 644880.2767999804 1999967.7477149048) | line | [10 empty] | 3 |  |  |  | 2416 | 2415 | 1 | FALSE | FALSE | 1 | TRUE | TRUE | 2416 | 2415 | 644162.6582 | 1999470.6816 | 644880.2768 | 1999967.7477 | 2416 | 644162.6582 | 1999470.6816 | 2415 | 644880.2768 | 1999967.7477
VN | 1050618315 | LINEVN2364 | 500 | 1.0872 | [5 empty] | 50 |  | LINESTRING (644162.6582044279 1999470.6816476854, 644518.8999873155 1999572.572652297, 644880.2767999804 1999967.7477149048) | line | [10 empty] | 3 |  |  |  | 2416 | 2415 | 1 | FALSE | FALSE | 1 | TRUE | TRUE | 2416 | 2415 | 644162.6582 | 1999470.6816 | 644880.2768 | 1999967.7477 | 2416 | 644162.6582 | 1999470.6816 | 2415 | 644880.2768 | 1999967.7477
VN | 1050618316 | LINEVN2365a | 500 | 1.5439 | [5 empty] | 50 | 6 cables - 2 systems | LINESTRING (642956.3181020241 1999050.0429153922, 643214.506054208 1999208.130530634, 643635.5363712467 1999324.0919219838, 644162.6582044279 1999470.6816476854) | line | [10 empty] | 6 |  |  |  | 582 | 2416 | 1 | FALSE | FALSE | 2 | TRUE | TRUE | 582 | 2416 | 642956.3181 | 1999050.0429 | 644162.6582 | 1999470.6816 | 582 | 642956.3181 | 1999050.0429 | 2416 | 644162.6582 | 1999470.6816
VN | 1050618316 | LINEVN2365b | 500 | 1.5439 | [5 empty] | 50 | 6 cables - 2 systems | LINESTRING (642956.3181020241 1999050.0429153922, 643214.506054208 1999208.130530634, 643635.5363712467 1999324.0919219838, 644162.6582044279 1999470.6816476854) | line | [10 empty] | 6 |  |  |  | 582 | 2416 | 1 | FALSE | FALSE | 2 | TRUE | TRUE | 582 | 2416 | 642956.3181 | 1999050.0429 | 644162.6582 | 1999470.6816 | 582 | 642956.3181 | 1999050.0429 | 2416 | 644162.6582 | 1999470.6816
VN | 1050618317 | LINEVN2366 | 220 | 13.2558 | [5 empty] | 50 |  | LINESTRING (650945.0394044715 1991279.442402804, 650604.4080212237 1991369.9207970272, 650223.5380753933 1991480.2054926674, 649833.1258778753 1991594.0986067948, 649418.9610213982 1991714.4362523137, 649030.9937039418 1991827.090515192, 648617.1193990048 1991946.893175442, 648303.3146538024 1992037.247852231, 647906.6688951027 1992152.6687261574, 647496.3729248389 1992271.8126693612, 647194.6680886226 1992359.8737769965, 646809.9916113985 1992472.4508149016, 646396.5725317255 1992593.5632521359, 646016.4632881078 1992704.1972211122, 645653.4267308279 1992810.6047325516, 645216.4093015422 1992937.8405196706, 644814.521185106 1993057.5872865417, 644390.055341911 1993178.6585311717, 643991.5489403714 1993295.048826543, 643602.9992454658 1993408.7088650835, 643206.5636106615 1993522.8055730243, 642784.1631566505 1993646.87999263, 642326.1830258137 1993781.2954781568, 641951.5461133777 1993889.0786679864, 641584.4440904604 1993996.5026317218, 641175.5029200909 1994116.0484146024, 640763.7426708109 1994235.3054397493, 640486.331084059 1994309.8839954033, 640338.6417992736 1994364.3355296191) | line | [14 empty] | 1581 | 589 | 1 | FALSE | FALSE | 1 | TRUE | TRUE | 1581 | 589 | 650945.0394 | 1991279.4424 | 640338.6418 | 1994364.3355 | 1581 | 650945.0394 | 1991279.4424 | 589 | 640338.6418 | 1994364.3355
VN | 1050623123 | LINEVN2367 | 500 | 1.0549 | [5 empty] | 50 |  | LINESTRING (669677.3900248227 1923331.6142538222, 669936.8723554354 1923242.5287430165, 670235.3625710106 1922716.6261526519) | line | [10 empty] | 3 | 1 |  |  | 2417 | 2418 | 1 | FALSE | FALSE | 1 | TRUE | TRUE | 2417 | 2418 | 669677.39 | 1923331.6143 | 670235.3626 | 1922716.6262 | 2417 | 669677.39 | 1923331.6143 | 2418 | 670235.3626 | 1922716.6262
VN | 1050623124 | LINEVN2368 | 500 | 1.0779 | [5 empty] | 50 |  | LINESTRING (669677.3900248227 1923331.6142538222, 669953.5905864993 1923261.261279953, 670235.3625710106 1922716.6261526519) | line | [10 empty] | 3 | 1 |  |  | 2417 | 2418 | 1 | FALSE | FALSE | 1 | TRUE | TRUE | 2417 | 2418 | 669677.39 | 1923331.6143 | 670235.3626 | 1922716.6262 | 2417 | 669677.39 | 1923331.6143 | 2418 | 670235.3626 | 1922716.6262
VN | 1050623125 | LINEVN2369a | 500 | 5.1178 | [5 empty] | 50 | 6 cables - 2 systems | LINESTRING (665941.4231858589 1925348.9065769105, 666238.7766573549 1925140.6838212658, 666734.9995390701 1924784.5771744112, 669147.7968631041 1923489.2540298086, 669677.3900248227 1923331.6142538222) | line |  | Đường dây 500kV mạch 3, 4 | [8 empty] | 6 | 2 |  |  | 2419 | 2417 | 1 | FALSE | FALSE | 2 | TRUE | TRUE | 2419 | 2417 | 665941.4232 | 1925348.9066 | 669677.39 | 1923331.6143 | 2419 | 665941.4232 | 1925348.9066 | 2417 | 669677.39 | 1923331.6143
VN | 1050623125 | LINEVN2369b | 500 | 5.1178 | [5 empty] | 50 | 6 cables - 2 systems | LINESTRING (665941.4231858589 1925348.9065769105, 666238.7766573549 1925140.6838212658, 666734.9995390701 1924784.5771744112, 669147.7968631041 1923489.2540298086, 669677.3900248227 1923331.6142538222) | line |  | Đường dây 500kV mạch 3, 4 | [8 empty] | 6 | 2 |  |  | 2419 | 2417 | 1 | FALSE | FALSE | 2 | TRUE | TRUE | 2419 | 2417 | 665941.4232 | 1925348.9066 | 669677.39 | 1923331.6143 | 2419 | 665941.4232 | 1925348.9066 | 2417 | 669677.39 | 1923331.6143
VN | 1050623126 | LINEVN2370a | 500 | 0.64036 | [5 empty] | 50 | 6 cables - 2 systems | LINESTRING (665610.859775877 1925717.9438628536, 665637.6927065523 1925551.636217127, 665941.4231858589 1925348.9065769105) | line |  | Đường dây 500kV mạch 3 | [8 empty] | 6 | 2 |  |  | 2420 | 2419 | 1 | FALSE | FALSE | 2 | TRUE | TRUE | 2420 | 2419 | 665610.8598 | 1925717.9439 | 665941.4232 | 1925348.9066 | 2420 | 665610.8598 | 1925717.9439 | 2419 | 665941.4232 | 1925348.9066
VN | 1050623126 | LINEVN2370b | 500 | 0.64036 | [5 empty] | 50 | 6 cables - 2 systems | LINESTRING (665610.859775877 1925717.9438628536, 665637.6927065523 1925551.636217127, 665941.4231858589 1925348.9065769105) | line |  | Đường dây 500kV mạch 3 | [8 empty] | 6 | 2 |  |  | 2420 | 2419 | 1 | FALSE | FALSE | 2 | TRUE | TRUE | 2420 | 2419 | 665610.8598 | 1925717.9439 | 665941.4232 | 1925348.9066 | 2420 | 665610.8598 | 1925717.9439 | 2419 | 665941.4232 | 1925348.9066
VN | 1050623127 | LINEVN2371 | 500 | 0.61871 | [5 empty] | 50 |  | LINESTRING (665610.859775877 1925717.9438628536, 665657.8016813928 1925567.7698022595, 665941.4231858589 1925348.9065769105) | line | [10 empty] | 3 | 1 |  |  | 2420 | 2419 | 1 | FALSE | FALSE | 1 | TRUE | TRUE | 2420 | 2419 | 665610.8598 | 1925717.9439 | 665941.4232 | 1925348.9066 | 2420 | 665610.8598 | 1925717.9439 | 2419 | 665941.4232 | 1925348.9066
VN | 1050623128 | LINEVN2372a | 500 | 1.603 | [5 empty] | 50 | 6 cables - 2 systems | LINESTRING (665321.1933322458 1927021.9648656074, 665405.4012250084 1926652.423438869, 665512.8818278355 1926163.8129420863, 665610.859775877 1925717.9438628536) | line |  | Đường dây 500kV mạch 3, 4 | [8 empty] | 6 | 2 |  |  | 2421 | 2420 | 1 | FALSE | FALSE | 2 | TRUE | TRUE | 2421 | 2420 | 665321.1933 | 1927021.9649 | 665610.8598 | 1925717.9439 | 2421 | 665321.1933 | 1927021.9649 | 2420 | 665610.8598 | 1925717.9439
VN | 1050623128 | LINEVN2372b | 500 | 1.603 | [5 empty] | 50 | 6 cables - 2 systems | LINESTRING (665321.1933322458 1927021.9648656074, 665405.4012250084 1926652.423438869, 665512.8818278355 1926163.8129420863, 665610.859775877 1925717.9438628536) | line |  | Đường dây 500kV mạch 3, 4 | [8 empty] | 6 | 2 |  |  | 2421 | 2420 | 1 | FALSE | FALSE | 2 | TRUE | TRUE | 2421 | 2420 | 665321.1933 | 1927021.9649 | 665610.8598 | 1925717.9439 | 2421 | 665321.1933 | 1927021.9649 | 2420 | 665610.8598 | 1925717.9439
VN | 1050623129 | LINEVN2373a | 500 | 7.4995 | [5 empty] | 50 | 6 cables - 2 systems | LINESTRING (670235.3625710106 1922716.6261526519, 670523.8614632746 1922185.0762729796, 670656.3982869815 1921936.6187069837, 670945.5783659751 1921409.92628517, 671048.3282018586 1921201.6495578536, 671123.3602238394 1920786.0824384452, 671189.3532211448 1920277.7177907277, 671289.5310848225 1919625.9978705414, 671356.7390023523 1919140.6194660666, 671411.7833561632 1918767.3724500763, 671466.1100045771 1918396.2112127335, 671533.4933895912 1917890.5704382628, 671597.6893583247 1917444.4782362059, 671650.4360559719 1917094.8963002772, 671705.065451935 1916723.804394288, 671705.640171042 1916719.924606396) | line |  | Đường dây 500kV mạch 3, 4 | [8 empty] | 6 | 2 |  |  | 2418 | 2422 | 1 | FALSE | FALSE | 2 | TRUE | TRUE | 2418 | 2422 | 670235.3626 | 1922716.6262 | 671705.6402 | 1916719.9246 | 2418 | 670235.3626 | 1922716.6262 | 2422 | 671705.6402 | 1916719.9246
VN | 1050623129 | LINEVN2373b | 500 | 7.4995 | [5 empty] | 50 | 6 cables - 2 systems | LINESTRING (670235.3625710106 1922716.6261526519, 670523.8614632746 1922185.0762729796, 670656.3982869815 1921936.6187069837, 670945.5783659751 1921409.92628517, 671048.3282018586 1921201.6495578536, 671123.3602238394 1920786.0824384452, 671189.3532211448 1920277.7177907277, 671289.5310848225 1919625.9978705414, 671356.7390023523 1919140.6194660666, 671411.7833561632 1918767.3724500763, 671466.1100045771 1918396.2112127335, 671533.4933895912 1917890.5704382628, 671597.6893583247 1917444.4782362059, 671650.4360559719 1917094.8963002772, 671705.065451935 1916723.804394288, 671705.640171042 1916719.924606396) | line |  | Đường dây 500kV mạch 3, 4 | [8 empty] | 6 | 2 |  |  | 2418 | 2422 | 1 | FALSE | FALSE | 2 | TRUE | TRUE | 2418 | 2422 | 670235.3626 | 1922716.6262 | 671705.6402 | 1916719.9246 | 2418 | 670235.3626 | 1922716.6262 | 2422 | 671705.6402 | 1916719.9246
VN | 1050623130 | LINEVN2374 | 500 | 0.85242 | [5 empty] | 50 |  | LINESTRING (664941.2284301147 1927573.480156693, 665234.2857327657 1927356.6896684908, 665321.1933322458 1927021.9648656074) | line |  | Đường dây 500kV mạch 3 | [8 empty] | 3 | 1 |  |  | 1595 | 2421 | 1 | FALSE | FALSE | 1 | TRUE | TRUE | 1595 | 2421 | 664941.2284 | 1927573.4802 | 665321.1933 | 1927021.9649 | 1595 | 664941.2284 | 1927573.4802 | 2421 | 665321.1933 | 1927021.9649
VN | 1050623131 | LINEVN2375 | 500 | 0.87431 | [5 empty] | 50 |  | LINESTRING (664941.2284301147 1927573.480156693, 665253.8324641997 1927372.51963152, 665321.1933322458 1927021.9648656074) | line |  | Đường dây 500kV mạch 3 | [8 empty] | 3 | 1 |  |  | 1595 | 2421 | 1 | FALSE | FALSE | 1 | TRUE | TRUE | 1595 | 2421 | 664941.2284 | 1927573.4802 | 665321.1933 | 1927021.9649 | 1595 | 664941.2284 | 1927573.4802 | 2421 | 665321.1933 | 1927021.9649
VN | 1050630891 | LINEVN2376 | 220 | 0.086382 | [5 empty] | 50 |  | LINESTRING (650784.6643949158 1966923.547045424, 650837.4745103555 1966972.464520539) | line |  | Đường Dây 220KV Vũng Áng - Ba Đồn - Đồng Hới | [8 empty] | 3 | 1 |  |  | 2423 | 463 | 1 | FALSE | FALSE | 1 | FALSE | TRUE |  | 463 |  |  | 650837.4745 | 1966972.4645 | 2423 | 650784.6644 | 1966923.547 | 463 | 650837.4745 | 1966972.4645
VN | 1050633305 | LINEVN2377 | 500 | 0.67287 | [5 empty] | 50 |  | LINESTRING (655547.5872766287 1986057.253129994, 655825.629390335 1986013.9225773113, 656034.1834615418 1985828.1073316582) | line |  | Đường dây 500kV mạch 4 | [8 empty] | 3 | 1 |  |  | 2424 | 1586 | 1 | FALSE | FALSE | 1 | TRUE | TRUE | 2424 | 1586 | 655547.5873 | 1986057.2531 | 656034.1835 | 1985828.1073 | 2424 | 655547.5873 | 1986057.2531 | 1586 | 656034.1835 | 1985828.1073
VN | 1050633306 | LINEVN2378 | 500 | 0.65343 | [5 empty] | 50 |  | LINESTRING (655547.5872766287 1986057.253129994, 655813.9275506957 1985978.8021210434, 656034.1834615418 1985828.1073316582) | line |  | Đường dây 500kV mạch 3 | [8 empty] | 3 | 1 |  |  | 2424 | 1586 | 1 | FALSE | FALSE | 1 | TRUE | TRUE | 2424 | 1586 | 655547.5873 | 1986057.2531 | 656034.1835 | 1985828.1073 | 2424 | 655547.5873 | 1986057.2531 | 1586 | 656034.1835 | 1985828.1073
VN | 1050633307 | LINEVN2379a | 500 | 2.676 | [5 empty] | 50 | 6 cables - 2 systems | LINESTRING (653373.2183344004 1986551.7503083665, 653863.4391698248 1986441.5650128468, 654340.9576565484 1986323.0689161972, 654888.1254737474 1986203.3724554186, 655282.0921195496 1986117.5086823825, 655547.5872766287 1986057.253129994) | line |  | Đường dây 500kV mạch 3, 4 | [8 empty] | 6 | 2 |  |  | 2425 | 2424 | 1 | FALSE | FALSE | 2 | TRUE | TRUE | 2425 | 2424 | 653373.2183 | 1986551.7503 | 655547.5873 | 1986057.2531 | 2425 | 653373.2183 | 1986551.7503 | 2424 | 655547.5873 | 1986057.2531
VN | 1050633307 | LINEVN2379b | 500 | 2.676 | [5 empty] | 50 | 6 cables - 2 systems | LINESTRING (653373.2183344004 1986551.7503083665, 653863.4391698248 1986441.5650128468, 654340.9576565484 1986323.0689161972, 654888.1254737474 1986203.3724554186, 655282.0921195496 1986117.5086823825, 655547.5872766287 1986057.253129994) | line |  | Đường dây 500kV mạch 3, 4 | [8 empty] | 6 | 2 |  |  | 2425 | 2424 | 1 | FALSE | FALSE | 2 | TRUE | TRUE | 2425 | 2424 | 653373.2183 | 1986551.7503 | 655547.5873 | 1986057.2531 | 2425 | 653373.2183 | 1986551.7503 | 2424 | 655547.5873 | 1986057.2531
VN | 1050633308 | LINEVN2380a | 500 | 7.4916 | [5 empty] | 50 | 6 cables - 2 systems | LINESTRING (648877.4629659725 1983022.6152687094, 649374.9573020827 1983161.5177531033, 649858.5217030785 1983296.7749369224, 650315.6678913465 1983421.3182971617, 651570.2087650038 1983771.870388152, 651895.0386736994 1983850.812264479, 652300.8378643352 1983969.9724026467, 652803.6114326965 1984116.7642379827, 653034.1151746719 1984180.120023628, 653244.3161332669 1984242.7562229207, 653643.9297614382 1984354.5929554668, 654045.2187620034 1984468.432297118, 654394.0156267938 1984483.5922719552, 654921.3474670226 1984485.476075182) | line |  | Đường dây 500kV mạch 3, 4 | [8 empty] | 6 | 2 |  |  | 2426 | 2427 | 1 | FALSE | FALSE | 2 | TRUE | FALSE | 2426 |  | 648877.463 | 1983022.6153 |  |  | 2426 | 648877.463 | 1983022.6153 | 2427 | 654921.3475 | 1984485.4761
VN | 1050633308 | LINEVN2380b | 500 | 7.4916 | [5 empty] | 50 | 6 cables - 2 systems | LINESTRING (648877.4629659725 1983022.6152687094, 649374.9573020827 1983161.5177531033, 649858.5217030785 1983296.7749369224, 650315.6678913465 1983421.3182971617, 651570.2087650038 1983771.870388152, 651895.0386736994 1983850.812264479, 652300.8378643352 1983969.9724026467, 652803.6114326965 1984116.7642379827, 653034.1151746719 1984180.120023628, 653244.3161332669 1984242.7562229207, 653643.9297614382 1984354.5929554668, 654045.2187620034 1984468.432297118, 654394.0156267938 1984483.5922719552, 654921.3474670226 1984485.476075182) | line |  | Đường dây 500kV mạch 3, 4 | [8 empty] | 6 | 2 |  |  | 2426 | 2427 | 1 | FALSE | FALSE | 2 | TRUE | FALSE | 2426 |  | 648877.463 | 1983022.6153 |  |  | 2426 | 648877.463 | 1983022.6153 | 2427 | 654921.3475 | 1984485.4761
VN | 1050633309 | LINEVN2381 | 500 | 2.2446 | [5 empty] | 50 |  | LINESTRING (641842.8093110096 1977826.6891222436, 641806.1536910105 1978497.4998063259, 642201.4424790598 1978910.500445475, 642495.5152783174 1979219.739013576, 642607.3151857355 1979385.869485572) | line |  | Đường dây 500kV mạch 4 | [8 empty] | 3 | 1 |  |  | 2428 | 2429 | 1 | FALSE | FALSE | 1 | TRUE | TRUE | 2428 | 2429 | 641842.8093 | 1977826.6891 | 642607.3152 | 1979385.8695 | 2428 | 641842.8093 | 1977826.6891 | 2429 | 642607.3152 | 1979385.8695
VN | 1050633310 | LINEVN2382 | 500 | 2.2636 | [5 empty] | 50 |  | LINESTRING (641842.8093110096 1977826.6891222436, 641785.9267751098 1978504.835594376, 642201.4424790598 1978910.500445475, 642476.3581993029 1979237.4511493242, 642607.3151857355 1979385.869485572) | line |  | Đường dây 500kV mạch 3 | [8 empty] | 3 | 1 |  |  | 2428 | 2429 | 1 | FALSE | FALSE | 1 | TRUE | TRUE | 2428 | 2429 | 641842.8093 | 1977826.6891 | 642607.3152 | 1979385.8695 | 2428 | 641842.8093 | 1977826.6891 | 2429 | 642607.3152 | 1979385.8695
VN | 1050633311 | LINEVN2383 | 500 | 0.79953 | [5 empty] | 50 |  | LINESTRING (638327.3187615395 1966994.0001896943, 638657.3375489146 1967231.435531801, 638694.2287525785 1967488.5190188999) | line |  | Đường dây 500kV mạch 3 | [8 empty] | 3 | 1 |  |  | 2430 | 2431 | 1 | FALSE | FALSE | 1 | TRUE | TRUE | 2430 | 2431 | 638327.3188 | 1966994.0002 | 638694.2288 | 1967488.519 | 2430 | 638327.3188 | 1966994.0002 | 2431 | 638694.2288 | 1967488.519
VN | 1050633312 | LINEVN2384 | 500 | 0.82386 | [5 empty] | 50 |  | LINESTRING (638327.3187615395 1966994.0001896943, 638680.4202592487 1967223.4075326074, 638694.2287525785 1967488.5190188999) | line |  | Đường dây 500kV mạch 4 | [8 empty] | 3 | 1 |  |  | 2430 | 2431 | 1 | FALSE | FALSE | 1 | TRUE | TRUE | 2430 | 2431 | 638327.3188 | 1966994.0002 | 638694.2288 | 1967488.519 | 2430 | 638327.3188 | 1966994.0002 | 2431 | 638694.2288 | 1967488.519
VN | 1050649066 | LINEVN2385 | 110 | 0.03402 | [5 empty] | 50 |  | LINESTRING (715385.9859788145 1888014.4814922707, 715364.8986205544 1887995.533191601) | line | [10 empty] | 3 | 1 |  |  | 1601 | 2432 | 1 | FALSE | FALSE | 1 | TRUE | FALSE | 1601 |  | 715385.986 | 1888014.4815 |  |  | 1601 | 715385.986 | 1888014.4815 | 2432 | 715364.8986 | 1887995.5332
VN | 1050649067 | LINEVN2386 | 110 | 0.036934 | [5 empty] | 50 |  | LINESTRING (715385.9859788145 1888014.4814922707, 715355.3046545214 1888012.037975891) | line | [10 empty] | 3 | 1 |  |  | 1601 | 2433 | 1 | FALSE | FALSE | 1 | TRUE | FALSE | 1601 |  | 715385.986 | 1888014.4815 |  |  | 1601 | 715385.986 | 1888014.4815 | 2433 | 715355.3047 | 1888012.038
VN | 1050649069 | LINEVN2387 | 110 | 0.048774 | [5 empty] | 50 |  | LINESTRING (722940.490075649 1868262.0894426878, 722979.9527322593 1868252.3573786123) | line | [10 empty] | 3 | 1 |  |  | 2434 | 2435 | 1 | FALSE | FALSE | 1 | FALSE | TRUE |  | 2435 |  |  | 722979.9527 | 1868252.3574 | 2434 | 722940.4901 | 1868262.0894 | 2435 | 722979.9527 | 1868252.3574
VN | 1050649070 | LINEVN2388 | 110 | 0.047635 | [5 empty] | 50 |  | LINESTRING (722953.8539242323 1868282.267653145, 722979.9527322593 1868252.3573786123) | line | [10 empty] | 3 | 1 |  |  | 2436 | 2435 | 1 | FALSE | FALSE | 1 | FALSE | TRUE |  | 2435 |  |  | 722979.9527 | 1868252.3574 | 2436 | 722953.8539 | 1868282.2677 | 2435 | 722979.9527 | 1868252.3574
VN | 1050649071 | LINEVN2389a | 110 | 0.10835 | [5 empty] | 50 | 6 cables - 2 systems | LINESTRING (722979.9527322593 1868252.3573786123, 723069.69216917 1868262.3433152558) | line | [10 empty] | 6 | 2 |  |  | 2435 | 1600 | 1 | FALSE | FALSE | 2 | TRUE | TRUE | 2435 | 1600 | 722979.9527 | 1868252.3574 | 723069.6922 | 1868262.3433 | 2435 | 722979.9527 | 1868252.3574 | 1600 | 723069.6922 | 1868262.3433
VN | 1050649071 | LINEVN2389b | 110 | 0.10835 | [5 empty] | 50 | 6 cables - 2 systems | LINESTRING (722979.9527322593 1868252.3573786123, 723069.69216917 1868262.3433152558) | line | [10 empty] | 6 | 2 |  |  | 2435 | 1600 | 1 | FALSE | FALSE | 2 | TRUE | TRUE | 2435 | 1600 | 722979.9527 | 1868252.3574 | 723069.6922 | 1868262.3433 | 2435 | 722979.9527 | 1868252.3574 | 1600 | 723069.6922 | 1868262.3433
VN | 1050649072 | LINEVN2390 | 110 | 0.02668 | [5 empty] | 50 |  | LINESTRING (677341.1954386391 1908456.7322238884, 677319.3384906416 1908460.8044147359) | line | [10 empty] | 3 | 1 |  |  | 1599 | 2437 | 1 | FALSE | FALSE | 1 | TRUE | FALSE | 1599 |  | 677341.1954 | 1908456.7322 |  |  | 1599 | 677341.1954 | 1908456.7322 | 2437 | 677319.3385 | 1908460.8044
VN | 1050649073 | LINEVN2391 | 110 | 0.021332 | [5 empty] | 50 |  | LINESTRING (677341.1954386391 1908456.7322238884, 677333.923383297 1908440.5108680106) | line | [10 empty] | 3 | 1 |  |  | 1599 | 2438 | 1 | FALSE | FALSE | 1 | TRUE | FALSE | 1599 |  | 677341.1954 | 1908456.7322 |  |  | 1599 | 677341.1954 | 1908456.7322 | 2438 | 677333.9234 | 1908440.5109
VN | 1050649075 | LINEVN2392 | 500 | 0.55578 | [5 empty] | 50 |  | LINESTRING (674219.1518428416 1909595.6788687038, 674326.4695369657 1909373.7937228766, 674420.8219511586 1909178.7366808965) | line |  | Đường dây 500kV mạch 3 | [8 empty] | 3 | 1 |  |  | 2439 | 1590 | 1 | FALSE | FALSE | 1 | TRUE | TRUE | 2439 | 1590 | 674219.1518 | 1909595.6789 | 674420.822 | 1909178.7367 | 2439 | 674219.1518 | 1909595.6789 | 1590 | 674420.822 | 1909178.7367
VN | 1050649076 | LINEVN2393 | 500 | 0.55739 | [5 empty] | 50 |  | LINESTRING (674219.1518428416 1909595.6788687038, 674442.5178101507 1909188.4168801717) | line |  | Đường dây 500kV mạch 3 | [8 empty] | 3 | 1 |  |  | 2439 | 2440 | 1 | FALSE | FALSE | 1 | TRUE | TRUE | 2439 | 2440 | 674219.1518 | 1909595.6789 | 674442.5178 | 1909188.4169 | 2439 | 674219.1518 | 1909595.6789 | 2440 | 674442.5178 | 1909188.4169
VN | 1050649077 | LINEVN2394 | 500 | 0.41148 | [5 empty] | 50 |  | LINESTRING (674442.5178101507 1909188.4168801717, 674230.6623700266 1908918.7875592206) | line |  | Đường dây 500kV mạch 3 | [8 empty] | 3 | 1 |  |  | 2440 | 1591 | 1 | FALSE | FALSE | 1 | TRUE | TRUE | 2440 | 1591 | 674442.5178 | 1909188.4169 | 674230.6624 | 1908918.7876 | 2440 | 674442.5178 | 1909188.4169 | 1591 | 674230.6624 | 1908918.7876
VN | 1050743857 | LINEVN2395a | 110 | 0.97576 | [5 empty] | 50 | 6 cables - 2 systems | LINESTRING (693338.572564844 1842215.1489163034, 693210.1621266182 1842143.1734120073, 693025.3080919611 1842743.005000203, 693019.2367972343 1842780.779349805) | line | [10 empty] | 6 | 2 |  |  | 2441 | 2442 | 1 | FALSE | FALSE | 2 | TRUE | TRUE | 2441 | 2442 | 693338.5726 | 1842215.1489 | 693019.2368 | 1842780.7793 | 2441 | 693338.5726 | 1842215.1489 | 2442 | 693019.2368 | 1842780.7793
VN | 1050743857 | LINEVN2395b | 110 | 0.97576 | [5 empty] | 50 | 6 cables - 2 systems | LINESTRING (693338.572564844 1842215.1489163034, 693210.1621266182 1842143.1734120073, 693025.3080919611 1842743.005000203, 693019.2367972343 1842780.779349805) | line | [10 empty] | 6 | 2 |  |  | 2441 | 2442 | 1 | FALSE | FALSE | 2 | TRUE | TRUE | 2441 | 2442 | 693338.5726 | 1842215.1489 | 693019.2368 | 1842780.7793 | 2441 | 693338.5726 | 1842215.1489 | 2442 | 693019.2368 | 1842780.7793
VN | 1050743858 | LINEVN2396 | 110 | 0.024655 | [5 empty] | 50 |  | LINESTRING (693348.7167435505 1842233.015660736, 693338.572564844 1842215.1489163034) | line | [10 empty] | 3 | 1 |  |  | 2443 | 2441 | 1 | FALSE | FALSE | 1 | FALSE | TRUE |  | 2441 |  |  | 693338.5726 | 1842215.1489 | 2443 | 693348.7167 | 1842233.0157 | 2441 | 693338.5726 | 1842215.1489
VN | 1050743859 | LINEVN2397 | 110 | 0.027447 | [5 empty] | 50 |  | LINESTRING (693327.6572352885 1842235.2484547577, 693338.572564844 1842215.1489163034) | line | [10 empty] | 3 | 1 |  |  | 2444 | 2441 | 1 | FALSE | FALSE | 1 | FALSE | TRUE |  | 2441 |  |  | 693338.5726 | 1842215.1489 | 2444 | 693327.6572 | 1842235.2485 | 2441 | 693338.5726 | 1842215.1489
VN | 1050743860 | LINEVN2398a | 110 | 50.4275 | [5 empty] | 50 | 6 cables - 2 systems | LINESTRING (693019.2367972343 1842780.779349805, 693114.8993881594 1842800.018533742, 694111.0794136096 1843000.443196966, 694266.6421148177 1843027.029229656, 694515.8889515025 1843184.1527480497, 694830.9992392343 1843380.9955439055, 694974.8124118465 1843472.890415574, 695479.6011219542 1843502.110116316, 695880.193230315 1843519.4483126868, 696365.066506008 1843706.9207547638, 696609.9618612312 1843805.0172658698, 697011.3200474742 1843955.8969483273, 697501.3387936524 1844142.305150639, 697885.6723092431 1844414.615574993, 698115.3283467259 1844573.729113937, 698196.3776936168 1844635.2027164109, 698457.4626028226 1844821.1986032457, 698938.3543884571 1845154.5755215175, 699355.5774454633 1845454.9389103171, 699299.7178509331 1845859.4962703148, 699199.1324399184 1846586.1696900926, 699148.8777574406 1846951.864325322, 699115.6913439868 1847193.4132299789, 699040.1710963399 1847742.203048844, 699001.000861031 1848037.4093947525, 699289.3036692834 1848190.9482316782, 699694.5430585991 1848405.1592743886, 699914.64931372 1848523.3790512295, 700157.1355255242 1848756.5449092763, 700422.4702383174 1849014.9439540755, 700721.3106815468 1849254.1838530959, 701066.959089485 1849776.9088415594, 701454.9904667821 1850081.1139450525, 701493.4606590902 1850112.6142339476, 701578.8995796994 1850182.5138525853, 701944.1713830259 1850472.8551742404, 702235.9002881481 1850703.5085795687, 702668.9550483755 1850858.6140157136, 702910.3879011936 1850944.0900300138, 702974.4064834869 1850984.70366216, 703409.7601406446 1851287.1898714947, 703620.6546758178 1851429.0189603544, 704032.9502671595 1851717.5628107085, 704324.9616894432 1851914.9807553804, 704374.9991140894 1852185.0463679535, 704426.7774717694 1852473.4584787325, 704465.7958613714 1852676.0336208853, 704509.7345529089 1852888.0314505144, 704559.0875934071 1853145.5068197525, 704712.4363326932 1853260.5509625163, 704947.8559331703 1853437.1675936817, 705100.991393154 1853551.792401447, 705256.7642006318 1853667.0085791526, 705483.4863463355 1853838.9877296924, 705658.6303552657 1853969.681062122, 705872.9979413963 1854128.4621251565, 705970.1429075686 1854201.0428526904, 706060.1152999161 1854273.13368043, 706374.0733379449 1854525.1360500695, 706531.9456520912 1854651.1093070735, 706680.9285396746 1854771.0311680783, 706831.762511459 1854892.322754152, 707040.833198106 1855061.0168286406, 707198.9626358845 1855189.3451255136, 707430.6941853939 1855372.5443302395, 707644.5666798612 1855546.472793179, 707860.5393162922 1855717.9340392207, 707968.7936741986 1855805.5555042718, 708100.0965471477 1855912.022003656, 708315.0035852493 1856088.0939959884, 708686.8632976359 1856387.5177502474, 708804.9127612973 1856481.3510038182, 709068.653745645 1856605.7473291447, 709652.48613245 1856882.9147188726, 709846.5016713557 1856973.379648529, 710003.1921326064 1857048.2006398167, 710229.0773632069 1857154.5489808975, 710426.464806531 1857249.6691072758, 710627.5636500167 1857345.6141793102, 710793.9390873705 1857423.8699907858, 710986.7468405481 1857447.544698441, 711189.8398627489 1857471.6007340094, 711383.2414825617 1857493.4255126268, 711595.3571407665 1857516.1589863992, 711830.003657114 1857546.2157206647, 712046.7990779388 1857573.262317668, 712277.2854103576 1857603.437379599, 712505.5599754745 1857626.6193063047, 712765.1595321619 1857662.6271893955, 713007.5631042842 1857688.812777843, 713251.616486904 1857720.5413303562, 713480.5668275335 1857747.4490183494, 713749.4916378853 1857780.5749353739, 713992.6571504574 1857809.325724122, 714264.3564799904 1857843.2059754967, 714497.1996691169 1857866.7440990652, 714698.4090945616 1857893.228727786, 714902.4875109452 1857919.6116872365, 715071.3134855016 1857937.8118289523, 715182.3315805842 1857898.0196109521, 715467.276297427 1857797.73685957, 715696.9495240515 1857710.973316751, 715990.0756831397 1857601.5598604688, 716267.5099470278 1857501.4979769534, 716478.5799873181 1857424.4919517061, 716724.6202759286 1857333.500676306, 717050.022759343 1857213.9047485853, 717378.3838738742 1857093.203669405, 717708.828652358 1856971.466036152, 717980.4230732145 1856871.8626008788, 718207.9915511667 1856784.6704444725, 718447.7108772387 1856697.1743572503, 718681.1063604718 1856613.0357736174, 718878.9120780199 1856542.0246668071, 719119.3829745837 1856451.5656163981, 719249.610713399 1856401.7416597113, 719326.5394688692 1856374.83270922, 719497.9422981585 1856312.5081837098, 719696.7080954093 1856348.8213871866, 719865.6337782637 1856380.287740416, 720159.4061703949 1856434.5188720634, 720391.0430124168 1856477.2915611926, 720680.1317177232 1856530.5626610918, 721050.7665048249 1856598.881533584, 721226.0416226637 1856631.6986359167, 721398.6242384454 1856661.9319870425, 721503.1643221296 1856852.7708598166, 721550.6192961978 1856936.9764376015, 721804.3252298993 1856950.0758274202, 722134.6492623319 1856967.138203961, 722370.6849570628 1856979.3281760563, 722572.7013310774 1856989.7677792457, 722863.3684532646 1857004.7858036617, 723077.8331508875 1857015.870751843, 723299.0611201213 1857022.6789553857, 723616.3893464869 1857044.5756122516, 723913.8188079186 1857062.502574755, 724204.6300070817 1857081.0831067765, 724462.2392010107 1857089.2194146342, 724679.5719360923 1857093.3772810365, 724906.7403698383 1857100.199176933, 725154.900426737 1857110.5127410172, 725322.0245079505 1857115.138717948, 725420.0024571759 1857168.0678743704, 725519.3787842987 1857007.950902094, 725681.6433649248 1856751.699564198, 725830.9418584754 1856508.6497257918, 725947.5675372529 1856317.6119373473, 726103.2961634207 1856058.1711090922, 726180.4170439261 1855934.7694555093, 726360.5343274875 1856036.6133944618, 726400.4082468874 1856066.4640310383) | line | [10 empty] | 6 | 2 |  |  | 2442 | 2445 | 1 | FALSE | FALSE | 2 | TRUE | FALSE | 2442 |  | 693019.2368 | 1842780.7793 |  |  | 2442 | 693019.2368 | 1842780.7793 | 2445 | 726400.4082 | 1856066.464
VN | 1050743860 | LINEVN2398b | 110 | 50.4275 | [5 empty] | 50 | 6 cables - 2 systems | LINESTRING (693019.2367972343 1842780.779349805, 693114.8993881594 1842800.018533742, 694111.0794136096 1843000.443196966, 694266.6421148177 1843027.029229656, 694515.8889515025 1843184.1527480497, 694830.9992392343 1843380.9955439055, 694974.8124118465 1843472.890415574, 695479.6011219542 1843502.110116316, 695880.193230315 1843519.4483126868, 696365.066506008 1843706.9207547638, 696609.9618612312 1843805.0172658698, 697011.3200474742 1843955.8969483273, 697501.3387936524 1844142.305150639, 697885.6723092431 1844414.615574993, 698115.3283467259 1844573.729113937, 698196.3776936168 1844635.2027164109, 698457.4626028226 1844821.1986032457, 698938.3543884571 1845154.5755215175, 699355.5774454633 1845454.9389103171, 699299.7178509331 1845859.4962703148, 699199.1324399184 1846586.1696900926, 699148.8777574406 1846951.864325322, 699115.6913439868 1847193.4132299789, 699040.1710963399 1847742.203048844, 699001.000861031 1848037.4093947525, 699289.3036692834 1848190.9482316782, 699694.5430585991 1848405.1592743886, 699914.64931372 1848523.3790512295, 700157.1355255242 1848756.5449092763, 700422.4702383174 1849014.9439540755, 700721.3106815468 1849254.1838530959, 701066.959089485 1849776.9088415594, 701454.9904667821 1850081.1139450525, 701493.4606590902 1850112.6142339476, 701578.8995796994 1850182.5138525853, 701944.1713830259 1850472.8551742404, 702235.9002881481 1850703.5085795687, 702668.9550483755 1850858.6140157136, 702910.3879011936 1850944.0900300138, 702974.4064834869 1850984.70366216, 703409.7601406446 1851287.1898714947, 703620.6546758178 1851429.0189603544, 704032.9502671595 1851717.5628107085, 704324.9616894432 1851914.9807553804, 704374.9991140894 1852185.0463679535, 704426.7774717694 1852473.4584787325, 704465.7958613714 1852676.0336208853, 704509.7345529089 1852888.0314505144, 704559.0875934071 1853145.5068197525, 704712.4363326932 1853260.5509625163, 704947.8559331703 1853437.1675936817, 705100.991393154 1853551.792401447, 705256.7642006318 1853667.0085791526, 705483.4863463355 1853838.9877296924, 705658.6303552657 1853969.681062122, 705872.9979413963 1854128.4621251565, 705970.1429075686 1854201.0428526904, 706060.1152999161 1854273.13368043, 706374.0733379449 1854525.1360500695, 706531.9456520912 1854651.1093070735, 706680.9285396746 1854771.0311680783, 706831.762511459 1854892.322754152, 707040.833198106 1855061.0168286406, 707198.9626358845 1855189.3451255136, 707430.6941853939 1855372.5443302395, 707644.5666798612 1855546.472793179, 707860.5393162922 1855717.9340392207, 707968.7936741986 1855805.5555042718, 708100.0965471477 1855912.022003656, 708315.0035852493 1856088.0939959884, 708686.8632976359 1856387.5177502474, 708804.9127612973 1856481.3510038182, 709068.653745645 1856605.7473291447, 709652.48613245 1856882.9147188726, 709846.5016713557 1856973.379648529, 710003.1921326064 1857048.2006398167, 710229.0773632069 1857154.5489808975, 710426.464806531 1857249.6691072758, 710627.5636500167 1857345.6141793102, 710793.9390873705 1857423.8699907858, 710986.7468405481 1857447.544698441, 711189.8398627489 1857471.6007340094, 711383.2414825617 1857493.4255126268, 711595.3571407665 1857516.1589863992, 711830.003657114 1857546.2157206647, 712046.7990779388 1857573.262317668, 712277.2854103576 1857603.437379599, 712505.5599754745 1857626.6193063047, 712765.1595321619 1857662.6271893955, 713007.5631042842 1857688.812777843, 713251.616486904 1857720.5413303562, 713480.5668275335 1857747.4490183494, 713749.4916378853 1857780.5749353739, 713992.6571504574 1857809.325724122, 714264.3564799904 1857843.2059754967, 714497.1996691169 1857866.7440990652, 714698.4090945616 1857893.228727786, 714902.4875109452 1857919.6116872365, 715071.3134855016 1857937.8118289523, 715182.3315805842 1857898.0196109521, 715467.276297427 1857797.73685957, 715696.9495240515 1857710.973316751, 715990.0756831397 1857601.5598604688, 716267.5099470278 1857501.4979769534, 716478.5799873181 1857424.4919517061, 716724.6202759286 1857333.500676306, 717050.022759343 1857213.9047485853, 717378.3838738742 1857093.203669405, 717708.828652358 1856971.466036152, 717980.4230732145 1856871.8626008788, 718207.9915511667 1856784.6704444725, 718447.7108772387 1856697.1743572503, 718681.1063604718 1856613.0357736174, 718878.9120780199 1856542.0246668071, 719119.3829745837 1856451.5656163981, 719249.610713399 1856401.7416597113, 719326.5394688692 1856374.83270922, 719497.9422981585 1856312.5081837098, 719696.7080954093 1856348.8213871866, 719865.6337782637 1856380.287740416, 720159.4061703949 1856434.5188720634, 720391.0430124168 1856477.2915611926, 720680.1317177232 1856530.5626610918, 721050.7665048249 1856598.881533584, 721226.0416226637 1856631.6986359167, 721398.6242384454 1856661.9319870425, 721503.1643221296 1856852.7708598166, 721550.6192961978 1856936.9764376015, 721804.3252298993 1856950.0758274202, 722134.6492623319 1856967.138203961, 722370.6849570628 1856979.3281760563, 722572.7013310774 1856989.7677792457, 722863.3684532646 1857004.7858036617, 723077.8331508875 1857015.870751843, 723299.0611201213 1857022.6789553857, 723616.3893464869 1857044.5756122516, 723913.8188079186 1857062.502574755, 724204.6300070817 1857081.0831067765, 724462.2392010107 1857089.2194146342, 724679.5719360923 1857093.3772810365, 724906.7403698383 1857100.199176933, 725154.900426737 1857110.5127410172, 725322.0245079505 1857115.138717948, 725420.0024571759 1857168.0678743704, 725519.3787842987 1857007.950902094, 725681.6433649248 1856751.699564198, 725830.9418584754 1856508.6497257918, 725947.5675372529 1856317.6119373473, 726103.2961634207 1856058.1711090922, 726180.4170439261 1855934.7694555093, 726360.5343274875 1856036.6133944618, 726400.4082468874 1856066.4640310383) | line | [10 empty] | 6 | 2 |  |  | 2442 | 2445 | 1 | FALSE | FALSE | 2 | TRUE | FALSE | 2442 |  | 693019.2368 | 1842780.7793 |  |  | 2442 | 693019.2368 | 1842780.7793 | 2445 | 726400.4082 | 1856066.464
VN | 1050743861 | LINEVN2399a | 110 | 3.6939 | [5 empty] | 50 | 6 cables - 2 systems | LINESTRING (726428.7572507432 1856063.1476790262, 726460.1348062353 1856084.7378844284, 726676.9080682667 1856201.9771975556, 726909.8393274224 1856332.7538602098, 727102.7164014806 1856444.417118436, 727028.1306612872 1856557.7473534835, 726900.4190933923 1856748.4620756565, 726764.8144585387 1856946.5094861998, 726668.6349783504 1857207.2818649304, 726519.71076343 1857571.96696858, 726443.9968777215 1857764.303509792, 726344.7237322273 1858080.5369368244, 726262.3318491317 1858356.0258847945, 726212.1553618963 1858514.9505919567, 726178.014931706 1858511.7399553247) | line | [10 empty] | 6 | 2 |  |  | 2446 | 2447 | 1 | FALSE | FALSE | 2 | FALSE | FALSE | [6 empty] | 2446 | 726428.7573 | 1856063.1477 | 2447 | 726178.0149 | 1858511.74
VN | 1050743861 | LINEVN2399b | 110 | 3.6939 | [5 empty] | 50 | 6 cables - 2 systems | LINESTRING (726428.7572507432 1856063.1476790262, 726460.1348062353 1856084.7378844284, 726676.9080682667 1856201.9771975556, 726909.8393274224 1856332.7538602098, 727102.7164014806 1856444.417118436, 727028.1306612872 1856557.7473534835, 726900.4190933923 1856748.4620756565, 726764.8144585387 1856946.5094861998, 726668.6349783504 1857207.2818649304, 726519.71076343 1857571.96696858, 726443.9968777215 1857764.303509792, 726344.7237322273 1858080.5369368244, 726262.3318491317 1858356.0258847945, 726212.1553618963 1858514.9505919567, 726178.014931706 1858511.7399553247) | line | [10 empty] | 6 | 2 |  |  | 2446 | 2447 | 1 | FALSE | FALSE | 2 | FALSE | FALSE | [6 empty] | 2446 | 726428.7573 | 1856063.1477 | 2447 | 726178.0149 | 1858511.74
VN | 1050743865 | LINEVN2400 | 110 | 10.2187 | [5 empty] | 50 |  | LINESTRING (723408.6360704472 1867142.5246717187, 723568.4196399492 1866876.7103777484, 723737.1856675439 1866598.4946043184, 723920.5983437339 1866302.5246619042, 724069.5782315084 1866058.4053227145, 724145.5494186128 1865930.9928110673, 724179.4330641478 1865944.1396791753, 724347.7869664975 1865927.7472517553, 724617.1534447377 1865902.7818522025, 724869.2872363975 1865879.6170577458, 725134.0912261977 1865853.8897797174, 725393.1644993771 1865829.8865889069, 725611.3804242101 1865809.0016278988, 725676.4715593182 1865964.4137636633, 725768.2507359611 1866177.5216368611, 725734.9489848223 1866376.3460434894, 725839.7969953148 1866556.3407391864, 725959.5493300676 1866759.6437749688, 726117.90235425 1867028.5764627932, 726249.1995814865 1867300.4852588344, 726385.8612968808 1867570.7483966216, 726522.231338975 1867842.9913327754, 726770.1292178816 1867997.3146216576, 727018.8359853704 1868150.44342467, 727259.8677527796 1868298.4446385957, 727511.6725073518 1868454.237369066, 727758.8019031577 1868606.4404617492, 727996.3431548541 1868753.063097734, 728272.2918753846 1868922.2689073726, 728543.3969881809 1869090.5738000267, 728816.77319584 1869259.394621406, 728775.9132443347 1869572.1143513608, 728733.684179464 1869912.7161001484) | line | [10 empty] | 3 | 1 |  |  | 2448 | 2449 | 1 | FALSE | FALSE | 1 | FALSE | TRUE |  | 2449 |  |  | 728733.6842 | 1869912.7161 | 2448 | 723408.6361 | 1867142.5247 | 2449 | 728733.6842 | 1869912.7161
VN | 1050743866 | LINEVN2401a | 110 | 12.6169 | [5 empty] | 50 | 6 cables - 2 systems | LINESTRING (726176.4311084246 1858539.1542485764, 726209.9912547106 1858542.7793296059, 726233.565474608 1858617.5767144663, 726307.2783028709 1858859.3367455755, 726405.5472624557 1859129.7439612113, 726462.1066147762 1859289.3482080344, 726512.801121398 1859429.0303112054, 726449.5487646813 1859607.1312583757, 726360.5918487182 1859874.5566804882, 726257.5313421696 1860171.753056286, 726154.9423699183 1860470.9362181027, 726094.0755067698 1860646.7827837234, 726023.3149307962 1860845.5488508136, 725931.6035104622 1861111.152172255, 725850.4336384333 1861347.3229480195, 725779.1517462315 1861554.3087349578, 725676.2367494185 1861852.1167137313, 725574.830969234 1862149.5868213715, 725499.6297706198 1862361.6010785357, 725368.9229557049 1862745.634724362, 725290.5451241069 1862975.891734528, 725229.0097054006 1863155.5513220485, 725144.6434660094 1863403.7331155168, 725054.924598251 1863665.141715801, 724962.1547955779 1863931.908914981, 724868.3120444337 1864205.4949488605, 724773.8662699732 1864480.8348313784, 724674.6015822819 1864767.414722484, 724584.3740680864 1865030.434945292, 724502.496405838 1865268.3272609771, 724423.0973104412 1865501.8403472502, 724321.0366691421 1865668.5376605885, 724147.4085047226 1865957.5802873073, 723972.914839989 1866249.2381519775, 723802.6596004862 1866517.6400323198, 723722.7760706656 1866650.4801793492, 723590.3549482033 1866870.700327333, 723405.2865067202 1867175.875645965, 723280.0164568652 1867395.7302545698, 723147.1552601453 1867611.0324904025, 723117.7119597367 1867843.3628845848, 723089.911390541 1868075.5889686437, 723069.69216917 1868262.3433152558) | line | [10 empty] | 6 | 2 |  |  | 2450 | 1600 | 1 | FALSE | FALSE | 2 | FALSE | TRUE |  | 1600 |  |  | 723069.6922 | 1868262.3433 | 2450 | 726176.4311 | 1858539.1542 | 1600 | 723069.6922 | 1868262.3433
VN | 1050743866 | LINEVN2401b | 110 | 12.6169 | [5 empty] | 50 | 6 cables - 2 systems | LINESTRING (726176.4311084246 1858539.1542485764, 726209.9912547106 1858542.7793296059, 726233.565474608 1858617.5767144663, 726307.2783028709 1858859.3367455755, 726405.5472624557 1859129.7439612113, 726462.1066147762 1859289.3482080344, 726512.801121398 1859429.0303112054, 726449.5487646813 1859607.1312583757, 726360.5918487182 1859874.5566804882, 726257.5313421696 1860171.753056286, 726154.9423699183 1860470.9362181027, 726094.0755067698 1860646.7827837234, 726023.3149307962 1860845.5488508136, 725931.6035104622 1861111.152172255, 725850.4336384333 1861347.3229480195, 725779.1517462315 1861554.3087349578, 725676.2367494185 1861852.1167137313, 725574.830969234 1862149.5868213715, 725499.6297706198 1862361.6010785357, 725368.9229557049 1862745.634724362, 725290.5451241069 1862975.891734528, 725229.0097054006 1863155.5513220485, 725144.6434660094 1863403.7331155168, 725054.924598251 1863665.141715801, 724962.1547955779 1863931.908914981, 724868.3120444337 1864205.4949488605, 724773.8662699732 1864480.8348313784, 724674.6015822819 1864767.414722484, 724584.3740680864 1865030.434945292, 724502.496405838 1865268.3272609771, 724423.0973104412 1865501.8403472502, 724321.0366691421 1865668.5376605885, 724147.4085047226 1865957.5802873073, 723972.914839989 1866249.2381519775, 723802.6596004862 1866517.6400323198, 723722.7760706656 1866650.4801793492, 723590.3549482033 1866870.700327333, 723405.2865067202 1867175.875645965, 723280.0164568652 1867395.7302545698, 723147.1552601453 1867611.0324904025, 723117.7119597367 1867843.3628845848, 723089.911390541 1868075.5889686437, 723069.69216917 1868262.3433152558) | line | [10 empty] | 6 | 2 |  |  | 2450 | 1600 | 1 | FALSE | FALSE | 2 | FALSE | TRUE |  | 1600 |  |  | 723069.6922 | 1868262.3433 | 2450 | 726176.4311 | 1858539.1542 | 1600 | 723069.6922 | 1868262.3433
VN | 1050747616 | LINEVN2402 | 110 | 0.032791 | [5 empty] | 50 |  | LINESTRING (689229.1121976376 1848202.7262166592, 689209.8303313197 1848183.3633607118) | line | [10 empty] | 3 | 1 |  |  | 2451 | 2452 | 1 | FALSE | FALSE | 1 | FALSE | TRUE |  | 2452 |  |  | 689209.8303 | 1848183.3634 | 2451 | 689229.1122 | 1848202.7262 | 2452 | 689209.8303 | 1848183.3634
VN | 1050747617 | LINEVN2403 | 110 | 0.040259 | [5 empty] | 50 |  | LINESTRING (689208.9662942359 1848216.9013287914, 689209.8303313197 1848183.3633607118) | line | [10 empty] | 3 | 1 |  |  | 2453 | 2452 | 1 | FALSE | FALSE | 1 | FALSE | TRUE |  | 2452 |  |  | 689209.8303 | 1848183.3634 | 2453 | 689208.9663 | 1848216.9013 | 2452 | 689209.8303 | 1848183.3634
VN | 1050747618 | LINEVN2404a | 110 | 7.77 | [5 empty] | 50 | 6 cables - 2 systems | LINESTRING (689209.8303313197 1848183.3633607118, 689104.266530533 1847990.999511564, 688981.4321095436 1847778.2956634809, 689152.854572475 1847369.8250885988, 689409.720332039 1847021.2392530008, 689610.9667010856 1846735.0010189374, 690000.2260834668 1846156.6332193397, 690287.2937115785 1845840.52060362, 690547.0176580226 1845624.6043056203, 691130.8996512778 1844565.8918562091, 691177.325790101 1844398.3801353863, 691089.5464253675 1843690.4948436567, 691003.8301132481 1843262.0082749722, 691166.3196789334 1842995.7078794322, 691418.1936813263 1842590.5823955657) | line | [10 empty] | 6 | 2 |  |  | 2452 | 2454 | 1 | FALSE | FALSE | 2 | TRUE | FALSE | 2452 |  | 689209.8303 | 1848183.3634 |  |  | 2452 | 689209.8303 | 1848183.3634 | 2454 | 691418.1937 | 1842590.5824
VN | 1050747618 | LINEVN2404b | 110 | 7.77 | [5 empty] | 50 | 6 cables - 2 systems | LINESTRING (689209.8303313197 1848183.3633607118, 689104.266530533 1847990.999511564, 688981.4321095436 1847778.2956634809, 689152.854572475 1847369.8250885988, 689409.720332039 1847021.2392530008, 689610.9667010856 1846735.0010189374, 690000.2260834668 1846156.6332193397, 690287.2937115785 1845840.52060362, 690547.0176580226 1845624.6043056203, 691130.8996512778 1844565.8918562091, 691177.325790101 1844398.3801353863, 691089.5464253675 1843690.4948436567, 691003.8301132481 1843262.0082749722, 691166.3196789334 1842995.7078794322, 691418.1936813263 1842590.5823955657) | line | [10 empty] | 6 | 2 |  |  | 2452 | 2454 | 1 | FALSE | FALSE | 2 | TRUE | FALSE | 2452 |  | 689209.8303 | 1848183.3634 |  |  | 2452 | 689209.8303 | 1848183.3634 | 2454 | 691418.1937 | 1842590.5824
VN | 1050747619 | LINEVN2405a | 110 | 0.90233 | [5 empty] | 50 | 6 cables - 2 systems | LINESTRING (692281.8547804651 1842633.6195601674, 692496.5375546883 1842674.2393036343, 692777.032084546 1842730.5197118898, 693019.2367972343 1842780.779349805) | line | [10 empty] | 6 | 2 |  |  | 2455 | 2442 | 1 | FALSE | FALSE | 2 | FALSE | TRUE |  | 2442 |  |  | 693019.2368 | 1842780.7793 | 2455 | 692281.8548 | 1842633.6196 | 2442 | 693019.2368 | 1842780.7793
VN | 1050747619 | LINEVN2405b | 110 | 0.90233 | [5 empty] | 50 | 6 cables - 2 systems | LINESTRING (692281.8547804651 1842633.6195601674, 692496.5375546883 1842674.2393036343, 692777.032084546 1842730.5197118898, 693019.2367972343 1842780.779349805) | line | [10 empty] | 6 | 2 |  |  | 2455 | 2442 | 1 | FALSE | FALSE | 2 | FALSE | TRUE |  | 2442 |  |  | 693019.2368 | 1842780.7793 | 2455 | 692281.8548 | 1842633.6196 | 2442 | 693019.2368 | 1842780.7793
VN | 1050762828 | LINEVN2406 | 110 | 0.028514 | [5 empty] | 50 |  | LINESTRING (684162.3237537699 1837824.6341135122, 684152.3511645722 1837803.0668484797) | line | [10 empty] | 3 | 1 |  |  | 2456 | 2457 | 1 | FALSE | FALSE | 1 | FALSE | TRUE |  | 2457 |  |  | 684152.3512 | 1837803.0668 | 2456 | 684162.3238 | 1837824.6341 | 2457 | 684152.3512 | 1837803.0668
VN | 1050762829 | LINEVN2407 | 110 | 0.031282 | [5 empty] | 50 |  | LINESTRING (684143.5498146836 1837827.6043106732, 684152.3511645722 1837803.0668484797) | line | [10 empty] | 3 | 1 |  |  | 2458 | 2457 | 1 | FALSE | FALSE | 1 | FALSE | TRUE |  | 2457 |  |  | 684152.3512 | 1837803.0668 | 2458 | 684143.5498 | 1837827.6043 | 2457 | 684152.3512 | 1837803.0668
VN | 1050762830 | LINEVN2408a | 110 | 3.8295 | [5 empty] | 50 | 6 cables - 2 systems | LINESTRING (684152.3511645722 1837803.0668484797, 684280.0942853848 1837808.727827939, 684511.6517479309 1837815.706335334, 684941.68011776 1837831.7971582294, 685128.4320964196 1837839.9550988679, 685349.4898791413 1838010.5467946227, 685663.138210991 1838343.7927758368, 685919.4841771653 1838617.3801013532, 686325.7303906542 1839062.094871434, 686667.6960283308 1839427.3030778791) | line | [10 empty] | 6 | 2 |  |  | 2457 | 2459 | 1 | FALSE | FALSE | 2 | TRUE | TRUE | 2457 | 2459 | 684152.3512 | 1837803.0668 | 686667.696 | 1839427.3031 | 2457 | 684152.3512 | 1837803.0668 | 2459 | 686667.696 | 1839427.3031
VN | 1050762830 | LINEVN2408b | 110 | 3.8295 | [5 empty] | 50 | 6 cables - 2 systems | LINESTRING (684152.3511645722 1837803.0668484797, 684280.0942853848 1837808.727827939, 684511.6517479309 1837815.706335334, 684941.68011776 1837831.7971582294, 685128.4320964196 1837839.9550988679, 685349.4898791413 1838010.5467946227, 685663.138210991 1838343.7927758368, 685919.4841771653 1838617.3801013532, 686325.7303906542 1839062.094871434, 686667.6960283308 1839427.3030778791) | line | [10 empty] | 6 | 2 |  |  | 2457 | 2459 | 1 | FALSE | FALSE | 2 | TRUE | TRUE | 2457 | 2459 | 684152.3512 | 1837803.0668 | 686667.696 | 1839427.3031 | 2457 | 684152.3512 | 1837803.0668 | 2459 | 686667.696 | 1839427.3031
VN | 1050762831 | LINEVN2409a | 110 | 7.1025 | [5 empty] | 50 | 6 cables - 2 systems | LINESTRING (686667.6960283308 1839427.3030778791, 687009.903658755 1839566.260073982, 687467.3235327371 1839752.307979942, 687600.2062661098 1839806.9418935936, 688015.5770989936 1840086.3516067655, 688184.7444483317 1840196.6351341028, 688605.4565165435 1840226.2362455674, 688893.2562944394 1840246.1246859801, 689195.6301239592 1840267.2972946658, 689419.8677658534 1840717.673717727, 689489.8202102929 1840865.060628768, 690117.9463715234 1841054.9348839025, 690320.463708238 1841119.3278834312, 690738.5949444809 1841244.7951826095, 690819.1655548366 1841402.652970988, 690963.364917353 1841694.0355513894, 691063.0661682375 1841889.463369324, 691289.6813776755 1842338.293838019) | line | [10 empty] | 6 | 2 |  |  | 2459 | 2460 | 1 | FALSE | FALSE | 2 | TRUE | FALSE | 2459 |  | 686667.696 | 1839427.3031 |  |  | 2459 | 686667.696 | 1839427.3031 | 2460 | 691289.6814 | 1842338.2938
VN | 1050762831 | LINEVN2409b | 110 | 7.1025 | [5 empty] | 50 | 6 cables - 2 systems | LINESTRING (686667.6960283308 1839427.3030778791, 687009.903658755 1839566.260073982, 687467.3235327371 1839752.307979942, 687600.2062661098 1839806.9418935936, 688015.5770989936 1840086.3516067655, 688184.7444483317 1840196.6351341028, 688605.4565165435 1840226.2362455674, 688893.2562944394 1840246.1246859801, 689195.6301239592 1840267.2972946658, 689419.8677658534 1840717.673717727, 689489.8202102929 1840865.060628768, 690117.9463715234 1841054.9348839025, 690320.463708238 1841119.3278834312, 690738.5949444809 1841244.7951826095, 690819.1655548366 1841402.652970988, 690963.364917353 1841694.0355513894, 691063.0661682375 1841889.463369324, 691289.6813776755 1842338.293838019) | line | [10 empty] | 6 | 2 |  |  | 2459 | 2460 | 1 | FALSE | FALSE | 2 | TRUE | FALSE | 2459 |  | 686667.696 | 1839427.3031 |  |  | 2459 | 686667.696 | 1839427.3031 | 2460 | 691289.6814 | 1842338.2938
VN | 1050762833 | LINEVN2410a | 110 | 0.89225 | [5 empty] | 50 | 6 cables - 2 systems | LINESTRING (685443.0254467044 1841737.7389129633, 685466.3233899322 1841740.498114276, 685627.7753219177 1841718.2968091427, 685714.5430353702 1841702.5622436777, 685899.1195586411 1841685.9652086988, 686070.0143563027 1841660.130887899, 686176.6034073214 1841629.9844512308) | line | [10 empty] | 6 | 2 |  |  | 2461 | 2462 | 1 | FALSE | FALSE | 2 | FALSE | FALSE | [6 empty] | 2461 | 685443.0254 | 1841737.7389 | 2462 | 686176.6034 | 1841629.9845
VN | 1050762833 | LINEVN2410b | 110 | 0.89225 | [5 empty] | 50 | 6 cables - 2 systems | LINESTRING (685443.0254467044 1841737.7389129633, 685466.3233899322 1841740.498114276, 685627.7753219177 1841718.2968091427, 685714.5430353702 1841702.5622436777, 685899.1195586411 1841685.9652086988, 686070.0143563027 1841660.130887899, 686176.6034073214 1841629.9844512308) | line | [10 empty] | 6 | 2 |  |  | 2461 | 2462 | 1 | FALSE | FALSE | 2 | FALSE | FALSE | [6 empty] | 2461 | 685443.0254 | 1841737.7389 | 2462 | 686176.6034 | 1841629.9845
VN | 1050769339 | LINEVN2411 | 110 | 0.038729 | [5 empty] | 50 |  | LINESTRING (670656.1999215012 1838732.0129478546, 670633.6370234296 1838708.936202094) | line | [10 empty] | 3 | 1 |  |  | 2463 | 2464 | 1 | FALSE | FALSE | 1 | TRUE | FALSE | 2463 |  | 670656.1999 | 1838732.0129 |  |  | 2463 | 670656.1999 | 1838732.0129 | 2464 | 670633.637 | 1838708.9362
VN | 1050769340 | LINEVN2412 | 110 | 0.036851 | [5 empty] | 50 |  | LINESTRING (670656.1999215012 1838732.0129478546, 670653.5850138661 1838701.4154932247) | line | [10 empty] | 3 | 1 |  |  | 2463 | 2465 | 1 | FALSE | FALSE | 1 | TRUE | FALSE | 2463 |  | 670656.1999 | 1838732.0129 |  |  | 2463 | 670656.1999 | 1838732.0129 | 2465 | 670653.585 | 1838701.4155
VN | 1050769341 | LINEVN2413 | 110 | 0.20669 | [5 empty] | 50 |  | LINESTRING (684004.4688263736 1837776.7700802144, 683999.939852264 1837812.002021298, 684123.7543606985 1837816.6211294269, 684125.6512029355 1837829.2982788065) | line | [10 empty] | 3 | 1 |  |  | 2466 | 2467 | 1 | FALSE | FALSE | 1 | FALSE | FALSE | [6 empty] | 2466 | 684004.4688 | 1837776.7701 | 2467 | 684125.6512 | 1837829.2983
VN | 1050769346 | LINEVN2414a | 110 | 17.7942 | [5 empty] | 50 | 6 cables - 2 systems | LINESTRING (684152.3511645722 1837803.0668484797, 684015.8775298856 1837797.6302629458, 683722.3836137163 1837787.4241527633, 683450.8549443888 1837703.316441063, 683041.0353048488 1837574.0026105375, 682748.1016624898 1837481.8192013658, 682301.7207237135 1837342.03726098, 681975.8015215078 1837240.6969871689, 681572.8881671883 1837114.393669223, 681304.5402126203 1836965.6113029676, 681080.130308301 1836848.5132451863, 680788.2104139565 1836677.493115568, 680528.4745494833 1836532.5019101957, 680133.6688544918 1836824.725207351, 679857.070669484 1837026.0716443951, 679730.0367626084 1837122.2811727822, 679290.9565783885 1836990.018948266, 678895.0958622609 1836873.4886970306, 678609.5846509682 1836806.1059731895, 678431.1880197797 1836765.3623352842, 678046.6945211753 1836674.5521367548, 677644.2155767847 1836578.8963730957, 677222.7287516972 1836479.3947118644, 676921.2777791641 1836409.4134914237, 676486.6431826578 1836306.8302376152, 676069.058599748 1836271.5271327042, 675776.2554437844 1836245.8563475756, 675426.6008283275 1836215.8277634943, 674947.7941025597 1836175.4964100511, 674650.331527147 1836326.9464804386, 674391.086377879 1836458.6703106468, 674154.8235988826 1836580.6242211876, 673897.7507739768 1836711.0874128179, 673585.960938934 1836865.422288925, 673307.611678546 1837008.5895531853, 673078.566347779 1837125.0572942346, 672800.6648951946 1837266.529890965, 672625.5169451772 1837354.4213880484, 672247.6412767599 1837649.603805129, 671736.1381528425 1838050.6638846751, 671490.0427561516 1838242.8039888917, 671167.8697699959 1838493.1438680582, 671004.7867992013 1838622.1671091747, 670815.432582462 1838771.8304387259, 670656.1999215012 1838732.0129478546) | line | [10 empty] | 6 | 2 |  |  | 2457 | 2463 | 1 | FALSE | FALSE | 2 | TRUE | TRUE | 2457 | 2463 | 684152.3512 | 1837803.0668 | 670656.1999 | 1838732.0129 | 2457 | 684152.3512 | 1837803.0668 | 2463 | 670656.1999 | 1838732.0129
VN | 1050769346 | LINEVN2414b | 110 | 17.7942 | [5 empty] | 50 | 6 cables - 2 systems | LINESTRING (684152.3511645722 1837803.0668484797, 684015.8775298856 1837797.6302629458, 683722.3836137163 1837787.4241527633, 683450.8549443888 1837703.316441063, 683041.0353048488 1837574.0026105375, 682748.1016624898 1837481.8192013658, 682301.7207237135 1837342.03726098, 681975.8015215078 1837240.6969871689, 681572.8881671883 1837114.393669223, 681304.5402126203 1836965.6113029676, 681080.130308301 1836848.5132451863, 680788.2104139565 1836677.493115568, 680528.4745494833 1836532.5019101957, 680133.6688544918 1836824.725207351, 679857.070669484 1837026.0716443951, 679730.0367626084 1837122.2811727822, 679290.9565783885 1836990.018948266, 678895.0958622609 1836873.4886970306, 678609.5846509682 1836806.1059731895, 678431.1880197797 1836765.3623352842, 678046.6945211753 1836674.5521367548, 677644.2155767847 1836578.8963730957, 677222.7287516972 1836479.3947118644, 676921.2777791641 1836409.4134914237, 676486.6431826578 1836306.8302376152, 676069.058599748 1836271.5271327042, 675776.2554437844 1836245.8563475756, 675426.6008283275 1836215.8277634943, 674947.7941025597 1836175.4964100511, 674650.331527147 1836326.9464804386, 674391.086377879 1836458.6703106468, 674154.8235988826 1836580.6242211876, 673897.7507739768 1836711.0874128179, 673585.960938934 1836865.422288925, 673307.611678546 1837008.5895531853, 673078.566347779 1837125.0572942346, 672800.6648951946 1837266.529890965, 672625.5169451772 1837354.4213880484, 672247.6412767599 1837649.603805129, 671736.1381528425 1838050.6638846751, 671490.0427561516 1838242.8039888917, 671167.8697699959 1838493.1438680582, 671004.7867992013 1838622.1671091747, 670815.432582462 1838771.8304387259, 670656.1999215012 1838732.0129478546) | line | [10 empty] | 6 | 2 |  |  | 2457 | 2463 | 1 | FALSE | FALSE | 2 | TRUE | TRUE | 2457 | 2463 | 684152.3512 | 1837803.0668 | 670656.1999 | 1838732.0129 | 2457 | 684152.3512 | 1837803.0668 | 2463 | 670656.1999 | 1838732.0129
VN | 1050775678 | LINEVN2415a | 220 | 9.2408 | [5 empty] | 50 | 6 cables - 2 systems | LINESTRING (483251.6540464134 2279225.298361252, 483254.60785489855 2279251.5459363023, 483631.0932143988 2279431.7666705623, 484011.8879249329 2279593.9416905567, 484735.0222140996 2279447.1268774658, 485040.98487537977 2279384.9021853, 485958.0488522736 2279193.802111108, 486528.55380662886 2278962.463720108, 486753.1801130305 2278867.5439317515, 486992.0512790322 2278770.6684572757, 487447.8954069598 2278586.0407718755, 487894.798903738 2278401.852346204, 488224.3474800211 2278258.947401544, 488506.68518251344 2278127.745213104, 488841.14070687356 2277983.321809247, 489161.3472855759 2277839.6002850654, 489500.00888667686 2277687.8168130415, 489907.1244410324 2277510.71173702, 490022.504001567 2277409.6481799805, 490320.98887565074 2277129.5193586852) | line | [10 empty] | 6 | 2 |  |  | 2468 | 2469 | 1 | FALSE | FALSE | 2 | FALSE | TRUE |  | 2469 |  |  | 490320.9889 | 2277129.5194 | 2468 | 483251.654 | 2279225.2984 | 2469 | 490320.9889 | 2277129.5194
VN | 1050775678 | LINEVN2415b | 220 | 9.2408 | [5 empty] | 50 | 6 cables - 2 systems | LINESTRING (483251.6540464134 2279225.298361252, 483254.60785489855 2279251.5459363023, 483631.0932143988 2279431.7666705623, 484011.8879249329 2279593.9416905567, 484735.0222140996 2279447.1268774658, 485040.98487537977 2279384.9021853, 485958.0488522736 2279193.802111108, 486528.55380662886 2278962.463720108, 486753.1801130305 2278867.5439317515, 486992.0512790322 2278770.6684572757, 487447.8954069598 2278586.0407718755, 487894.798903738 2278401.852346204, 488224.3474800211 2278258.947401544, 488506.68518251344 2278127.745213104, 488841.14070687356 2277983.321809247, 489161.3472855759 2277839.6002850654, 489500.00888667686 2277687.8168130415, 489907.1244410324 2277510.71173702, 490022.504001567 2277409.6481799805, 490320.98887565074 2277129.5193586852) | line | [10 empty] | 6 | 2 |  |  | 2468 | 2469 | 1 | FALSE | FALSE | 2 | FALSE | TRUE |  | 2469 |  |  | 490320.9889 | 2277129.5194 | 2468 | 483251.654 | 2279225.2984 | 2469 | 490320.9889 | 2277129.5194
VN | 1050835276 | LINEVN2416 |  | 6.6258 | [6 empty] | multiple vlevels | LINESTRING (444383.66526828246 2129140.30583899, 444552.642516015 2129136.2841106895, 445226.384473143 2129105.391524468, 445543.4725687711 2129095.336094809, 445943.9438266516 2129160.5613958403, 446547.426431614 2129056.229351935, 446567.9194150952 2129027.4432725557, 446758.3728205811 2128704.2385636964, 447028.57798072137 2128467.1045597624, 447469.4683232795 2128079.9771898435, 447777.856127316 2127979.758071475, 447965.7067696233 2127919.5348095116, 448289.6309017363 2127725.544554696, 448749.62871187984 2127228.9026652845, 449026.82691917964 2126927.080457382) | line | [14 empty] | 2470 | 2471 | 0 | FALSE | FALSE | 1 | FALSE | FALSE | [6 empty] | 2470 | 444383.6653 | 2129140.3058 | 2471 | 449026.8269 | 2126927.0805
VN | 1050835277 | LINEVN2417 |  | 14.2314 | [6 empty] | multiple vlevels | LINESTRING (464810.46847699396 2120645.422782664, 464485.48497178865 2120591.387313974, 464158.24190818006 2120528.111490857, 463706.2820677579 2120434.260247558, 462692.32876543957 2119399.0653526937, 463192.15332068916 2119017.358140711, 463808.6365573223 2118712.935156717, 464467.0162609641 2118405.64164945, 466415.5581389633 2117600.7135926536, 466893.18175744003 2117270.979722595, 467181.65224719007 2117071.6771419877, 467376.426237186 2116982.034705192, 467785.154569175 2116805.0240459107, 467899.23300982424 2116763.1199711678, 469390.07860534533 2116172.6098618517, 469528.7614960517 2116028.6881847996, 469927.930287325 2115620.7583415974, 470111.8289476624 2115435.4061180754, 470615.58158273535 2115230.0341625344, 470842.238925127 2115141.7724622553) | line | [14 empty] | 2472 | 2473 | 0 | FALSE | FALSE | 1 | FALSE | FALSE | [6 empty] | 2472 | 464810.4685 | 2120645.4228 | 2473 | 470842.2389 | 2115141.7725
VN | 1050846960 | LINEVN2418a | 500 | 1.1533 | [5 empty] | 50 | 6 cables - 2 systems | LINESTRING (829709.2798388326 1785035.7395313338, 829374.5913133448 1785012.4700841203, 828750.919684408 1784963.6261664485) | line |  | Đường dây 500kV mạch 3 | [8 empty] | 6 | 2 |  |  | 2474 | 2475 | 1 | FALSE | FALSE | 2 | TRUE | TRUE | 2474 | 2475 | 829709.2798 | 1785035.7395 | 828750.9197 | 1784963.6262 | 2474 | 829709.2798 | 1785035.7395 | 2475 | 828750.9197 | 1784963.6262
VN | 1050846960 | LINEVN2418b | 500 | 1.1533 | [5 empty] | 50 | 6 cables - 2 systems | LINESTRING (829709.2798388326 1785035.7395313338, 829374.5913133448 1785012.4700841203, 828750.919684408 1784963.6261664485) | line |  | Đường dây 500kV mạch 3 | [8 empty] | 6 | 2 |  |  | 2474 | 2475 | 1 | FALSE | FALSE | 2 | TRUE | TRUE | 2474 | 2475 | 829709.2798 | 1785035.7395 | 828750.9197 | 1784963.6262 | 2474 | 829709.2798 | 1785035.7395 | 2475 | 828750.9197 | 1784963.6262
VN | 1050846961 | LINEVN2419 | 500 | 1.5556 | [5 empty] | 50 |  | LINESTRING (830288.9349003755 1790917.0322211583, 830561.0172525402 1790572.2497592282, 830752.6163366162 1789736.8388182907) | line | [10 empty] | 3 | 1 |  |  | 2476 | 2477 | 1 | FALSE | FALSE | 1 | TRUE | TRUE | 2476 | 2477 | 830288.9349 | 1790917.0322 | 830752.6163 | 1789736.8388 | 2476 | 830288.9349 | 1790917.0322 | 2477 | 830752.6163 | 1789736.8388
VN | 1050846962 | LINEVN2420 | 500 | 1.5667 | [5 empty] | 50 |  | LINESTRING (830288.9349003755 1790917.0322211583, 830578.3901425396 1790581.6502936673, 830752.6163366162 1789736.8388182907) | line | [10 empty] | 3 | 1 |  |  | 2476 | 2477 | 1 | FALSE | FALSE | 1 | TRUE | TRUE | 2476 | 2477 | 830288.9349 | 1790917.0322 | 830752.6163 | 1789736.8388 | 2476 | 830288.9349 | 1790917.0322 | 2477 | 830752.6163 | 1789736.8388
VN | 1050846963 | LINEVN2421a | 500 | 5.4156 | [5 empty] | 50 | 6 cables - 2 systems | LINESTRING (830752.6163366162 1789736.8388182907, 830831.1257672138 1789385.8552485993, 830853.8376345359 1789021.1819567299, 830883.8666956506 1788580.7022728184, 830910.4902845218 1788175.8309425516, 830971.7370747261 1787263.3065218788, 830994.7004821952 1786939.414535354, 830939.0400764914 1786782.8792195423, 830864.756821078 1786575.1176101286, 830752.4561676956 1786259.8960549217, 830423.3834707858 1785336.800036786) | line | [10 empty] | 6 | 2 |  |  | 2477 | 2478 | 1 | FALSE | FALSE | 2 | TRUE | TRUE | 2477 | 2478 | 830752.6163 | 1789736.8388 | 830423.3835 | 1785336.8 | 2477 | 830752.6163 | 1789736.8388 | 2478 | 830423.3835 | 1785336.8
VN | 1050846963 | LINEVN2421b | 500 | 5.4156 | [5 empty] | 50 | 6 cables - 2 systems | LINESTRING (830752.6163366162 1789736.8388182907, 830831.1257672138 1789385.8552485993, 830853.8376345359 1789021.1819567299, 830883.8666956506 1788580.7022728184, 830910.4902845218 1788175.8309425516, 830971.7370747261 1787263.3065218788, 830994.7004821952 1786939.414535354, 830939.0400764914 1786782.8792195423, 830864.756821078 1786575.1176101286, 830752.4561676956 1786259.8960549217, 830423.3834707858 1785336.800036786) | line | [10 empty] | 6 | 2 |  |  | 2477 | 2478 | 1 | FALSE | FALSE | 2 | TRUE | TRUE | 2477 | 2478 | 830752.6163 | 1789736.8388 | 830423.3835 | 1785336.8 | 2477 | 830752.6163 | 1789736.8388 | 2478 | 830423.3835 | 1785336.8
VN | 1050846964 | LINEVN2422 | 500 | 1.0867 | [5 empty] | 50 |  | LINESTRING (830423.3834707858 1785336.800036786, 830345.2233643566 1785080.3750906268, 829709.2798388326 1785035.7395313338) | line |  | Đường dây 500kV mạch 3 | [8 empty] | 3 | 1 |  |  | 2478 | 2474 | 1 | FALSE | FALSE | 1 | TRUE | TRUE | 2478 | 2474 | 830423.3835 | 1785336.8 | 829709.2798 | 1785035.7395 | 2478 | 830423.3835 | 1785336.8 | 2474 | 829709.2798 | 1785035.7395
VN | 1050846965 | LINEVN2423 | 500 | 1.0526 | [5 empty] | 50 |  | LINESTRING (830423.3834707858 1785336.800036786, 830327.4138227983 1785099.7934122381, 829709.2798388326 1785035.7395313338) | line |  | Đường dây 500kV mạch 3 | [8 empty] | 3 | 1 |  |  | 2478 | 2474 | 1 | FALSE | FALSE | 1 | TRUE | TRUE | 2478 | 2474 | 830423.3835 | 1785336.8 | 829709.2798 | 1785035.7395 | 2478 | 830423.3835 | 1785336.8 | 2474 | 829709.2798 | 1785035.7395
VN | 1050846966 | LINEVN2424 | 500 | 0.60143 | [5 empty] | 50 |  | LINESTRING (824048.9271265944 1756149.2814225473, 823998.8829490899 1755960.5072107264, 823815.682409328 1755715.5346287657) | line | [10 empty] | 3 | 1 |  |  | 2479 | 2480 | 1 | FALSE | FALSE | 1 | TRUE | TRUE | 2479 | 2480 | 824048.9271 | 1756149.2814 | 823815.6824 | 1755715.5346 | 2479 | 824048.9271 | 1756149.2814 | 2480 | 823815.6824 | 1755715.5346
VN | 1050846967 | LINEVN2425a | 500 | 0.45958 | [5 empty] | 50 | 6 cables - 2 systems | LINESTRING (823815.682409328 1755715.5346287657, 823573.904981033 1755418.5116467169) | line | [10 empty] | 6 | 2 |  |  | 2480 | 2481 | 1 | FALSE | FALSE | 2 | TRUE | TRUE | 2480 | 2481 | 823815.6824 | 1755715.5346 | 823573.905 | 1755418.5116 | 2480 | 823815.6824 | 1755715.5346 | 2481 | 823573.905 | 1755418.5116
VN | 1050846967 | LINEVN2425b | 500 | 0.45958 | [5 empty] | 50 | 6 cables - 2 systems | LINESTRING (823815.682409328 1755715.5346287657, 823573.904981033 1755418.5116467169) | line | [10 empty] | 6 | 2 |  |  | 2480 | 2481 | 1 | FALSE | FALSE | 2 | TRUE | TRUE | 2480 | 2481 | 823815.6824 | 1755715.5346 | 823573.905 | 1755418.5116 | 2480 | 823815.6824 | 1755715.5346 | 2481 | 823573.905 | 1755418.5116
VN | 1050846968 | LINEVN2426 | 500 | 0.61344 | [5 empty] | 50 |  | LINESTRING (824048.9271265944 1756149.2814225473, 824018.8439960758 1755952.5100616394, 823815.682409328 1755715.5346287657) | line | [10 empty] | 3 | 1 |  |  | 2479 | 2480 | 1 | FALSE | FALSE | 1 | TRUE | TRUE | 2479 | 2480 | 824048.9271 | 1756149.2814 | 823815.6824 | 1755715.5346 | 2479 | 824048.9271 | 1756149.2814 | 2480 | 823815.6824 | 1755715.5346
VN | 1050846969 | LINEVN2427 | 500 | 0.94864 | [5 empty] | 50 |  | LINESTRING (824701.2444047817 1758404.9233115318, 824494.123170835 1758341.475216567, 824386.8379337225 1757777.6808643565) | line | [10 empty] | 3 | 1 |  |  | 2482 | 2483 | 1 | FALSE | FALSE | 1 | TRUE | TRUE | 2482 | 2483 | 824701.2444 | 1758404.9233 | 824386.8379 | 1757777.6809 | 2482 | 824701.2444 | 1758404.9233 | 2483 | 824386.8379 | 1757777.6809
VN | 1050846970 | LINEVN2428a | 500 | 1.9957 | [5 empty] | 50 | 6 cables - 2 systems | LINESTRING (824386.8379337225 1757777.6808643565, 824281.5567372867 1757263.7632579964, 824180.5765138208 1756779.6287061376, 824145.0066342172 1756614.7894308255, 824048.9271265944 1756149.2814225473) | line | [10 empty] | 6 | 2 |  |  | 2483 | 2479 | 1 | FALSE | FALSE | 2 | TRUE | TRUE | 2483 | 2479 | 824386.8379 | 1757777.6809 | 824048.9271 | 1756149.2814 | 2483 | 824386.8379 | 1757777.6809 | 2479 | 824048.9271 | 1756149.2814
VN | 1050846970 | LINEVN2428b | 500 | 1.9957 | [5 empty] | 50 | 6 cables - 2 systems | LINESTRING (824386.8379337225 1757777.6808643565, 824281.5567372867 1757263.7632579964, 824180.5765138208 1756779.6287061376, 824145.0066342172 1756614.7894308255, 824048.9271265944 1756149.2814225473) | line | [10 empty] | 6 | 2 |  |  | 2483 | 2479 | 1 | FALSE | FALSE | 2 | TRUE | TRUE | 2483 | 2479 | 824386.8379 | 1757777.6809 | 824048.9271 | 1756149.2814 | 2483 | 824386.8379 | 1757777.6809 | 2479 | 824048.9271 | 1756149.2814
VN | 1050846971 | LINEVN2429 | 500 | 0.92393 | [5 empty] | 50 |  | LINESTRING (824701.2444047817 1758404.9233115318, 824510.4163349291 1758328.2860478438, 824386.8379337225 1757777.6808643565) | line | [10 empty] | 3 | 1 |  |  | 2482 | 2483 | 1 | FALSE | FALSE | 1 | TRUE | TRUE | 2482 | 2483 | 824701.2444 | 1758404.9233 | 824386.8379 | 1757777.6809 | 2482 | 824701.2444 | 1758404.9233 | 2483 | 824386.8379 | 1757777.6809
VN | 1050846972 | LINEVN2430a | 500 | 4.9585 | [5 empty] | 50 | 6 cables - 2 systems | LINESTRING (828546.8848244944 1759906.6759832862, 828242.2716700463 1759772.3251303877, 828089.2428549163 1759702.7870225937, 827910.3743413035 1759626.158779513, 827564.8485025682 1759472.6428919185, 827061.1617650515 1759250.24841598, 826797.2086932384 1759131.9451234252, 826465.3368728232 1759016.8090442477, 826273.4925981774 1758951.637781376, 825906.3710507376 1758823.0594817256, 825717.1625869053 1758759.2944472232, 825289.6324096124 1758608.2046076362, 824701.2444047817 1758404.9233115318) | line | [10 empty] | 6 | 2 |  |  | 2484 | 2482 | 1 | FALSE | FALSE | 2 | TRUE | TRUE | 2484 | 2482 | 828546.8848 | 1759906.676 | 824701.2444 | 1758404.9233 | 2484 | 828546.8848 | 1759906.676 | 2482 | 824701.2444 | 1758404.9233
VN | 1050846972 | LINEVN2430b | 500 | 4.9585 | [5 empty] | 50 | 6 cables - 2 systems | LINESTRING (828546.8848244944 1759906.6759832862, 828242.2716700463 1759772.3251303877, 828089.2428549163 1759702.7870225937, 827910.3743413035 1759626.158779513, 827564.8485025682 1759472.6428919185, 827061.1617650515 1759250.24841598, 826797.2086932384 1759131.9451234252, 826465.3368728232 1759016.8090442477, 826273.4925981774 1758951.637781376, 825906.3710507376 1758823.0594817256, 825717.1625869053 1758759.2944472232, 825289.6324096124 1758608.2046076362, 824701.2444047817 1758404.9233115318) | line | [10 empty] | 6 | 2 |  |  | 2484 | 2482 | 1 | FALSE | FALSE | 2 | TRUE | TRUE | 2484 | 2482 | 828546.8848 | 1759906.676 | 824701.2444 | 1758404.9233 | 2484 | 828546.8848 | 1759906.676 | 2482 | 824701.2444 | 1758404.9233
VN | 1050846973 | LINEVN2431 | 500 | 0.43191 | [5 empty] | 50 |  | LINESTRING (828821.5043219854 1760101.3058130152, 828773.329319925 1759994.720856458, 828546.8848244944 1759906.6759832862) | line | [10 empty] | 3 | 1 |  |  | 2485 | 2484 | 1 | FALSE | FALSE | 1 | TRUE | TRUE | 2485 | 2484 | 828821.5043 | 1760101.3058 | 828546.8848 | 1759906.676 | 2485 | 828821.5043 | 1760101.3058 | 2484 | 828546.8848 | 1759906.676
VN | 1050846974 | LINEVN2432 | 500 | 0.41559 | [5 empty] | 50 |  | LINESTRING (828821.5043219854 1760101.3058130152, 828756.5840446735 1760008.6205958433, 828546.8848244944 1759906.6759832862) | line | [10 empty] | 3 | 1 |  |  | 2485 | 2484 | 1 | FALSE | FALSE | 1 | TRUE | TRUE | 2485 | 2484 | 828821.5043 | 1760101.3058 | 828546.8848 | 1759906.676 | 2485 | 828821.5043 | 1760101.3058 | 2484 | 828546.8848 | 1759906.676
VN | 1050846975 | LINEVN2433a | 500 | 5.8627 | [5 empty] | 50 | 6 cables - 2 systems | LINESTRING (831231.9817074424 1764350.6171618474, 831100.6446558852 1764119.8164228678, 830705.2913765829 1763424.8878628756, 830573.2041616761 1763191.0794455858, 830429.3323553621 1762937.0810100234, 830284.6434827207 1762688.7991941117, 830089.1049004886 1762326.2457849619, 829816.9049509738 1761859.1340150468, 829706.6514927773 1761663.275782465, 829558.398207794 1761402.4985757477, 829230.1839888543 1760822.5368070728, 829068.4850479674 1760537.0642338765, 828821.5043219854 1760101.3058130152) | line | [10 empty] | 6 | 2 |  |  | 2486 | 2485 | 1 | FALSE | FALSE | 2 | TRUE | TRUE | 2486 | 2485 | 831231.9817 | 1764350.6172 | 828821.5043 | 1760101.3058 | 2486 | 831231.9817 | 1764350.6172 | 2485 | 828821.5043 | 1760101.3058
VN | 1050846975 | LINEVN2433b | 500 | 5.8627 | [5 empty] | 50 | 6 cables - 2 systems | LINESTRING (831231.9817074424 1764350.6171618474, 831100.6446558852 1764119.8164228678, 830705.2913765829 1763424.8878628756, 830573.2041616761 1763191.0794455858, 830429.3323553621 1762937.0810100234, 830284.6434827207 1762688.7991941117, 830089.1049004886 1762326.2457849619, 829816.9049509738 1761859.1340150468, 829706.6514927773 1761663.275782465, 829558.398207794 1761402.4985757477, 829230.1839888543 1760822.5368070728, 829068.4850479674 1760537.0642338765, 828821.5043219854 1760101.3058130152) | line | [10 empty] | 6 | 2 |  |  | 2486 | 2485 | 1 | FALSE | FALSE | 2 | TRUE | TRUE | 2486 | 2485 | 831231.9817 | 1764350.6172 | 828821.5043 | 1760101.3058 | 2486 | 831231.9817 | 1764350.6172 | 2485 | 828821.5043 | 1760101.3058
VN | 1050846976 | LINEVN2434 | 500 | 0.57575 | [5 empty] | 50 |  | LINESTRING (831345.0713335797 1764764.9151089683, 831409.3809604978 1764644.30413081, 831231.9817074424 1764350.6171618474) | line | [10 empty] | 3 | 1 |  |  | 2487 | 2486 | 1 | FALSE | FALSE | 1 | TRUE | TRUE | 2487 | 2486 | 831345.0713 | 1764764.9151 | 831231.9817 | 1764350.6172 | 2487 | 831345.0713 | 1764764.9151 | 2486 | 831231.9817 | 1764350.6172
VN | 1050846977 | LINEVN2435 | 500 | 0.55323 | [5 empty] | 50 |  | LINESTRING (831345.0713335797 1764764.9151089683, 831388.5988484605 1764645.0035867419, 831231.9817074424 1764350.6171618474) | line | [10 empty] | 3 | 1 |  |  | 2487 | 2486 | 1 | FALSE | FALSE | 1 | TRUE | TRUE | 2487 | 2486 | 831345.0713 | 1764764.9151 | 831231.9817 | 1764350.6172 | 2487 | 831345.0713 | 1764764.9151 | 2486 | 831231.9817 | 1764350.6172
VN | 1050846978 | LINEVN2436a | 500 | 3.2851 | [5 empty] | 50 | 6 cables - 2 systems | LINESTRING (830189.0287479532 1767245.9287510263, 830334.090097534 1766971.261793544, 830634.4251600984 1766315.6690652266, 830980.7352755938 1765560.8838619676, 831345.0713335797 1764764.9151089683) | line | [10 empty] | 6 | 2 |  |  | 2488 | 2487 | 1 | FALSE | FALSE | 2 | TRUE | TRUE | 2488 | 2487 | 830189.0287 | 1767245.9288 | 831345.0713 | 1764764.9151 | 2488 | 830189.0287 | 1767245.9288 | 2487 | 831345.0713 | 1764764.9151
VN | 1050846978 | LINEVN2436b | 500 | 3.2851 | [5 empty] | 50 | 6 cables - 2 systems | LINESTRING (830189.0287479532 1767245.9287510263, 830334.090097534 1766971.261793544, 830634.4251600984 1766315.6690652266, 830980.7352755938 1765560.8838619676, 831345.0713335797 1764764.9151089683) | line | [10 empty] | 6 | 2 |  |  | 2488 | 2487 | 1 | FALSE | FALSE | 2 | TRUE | TRUE | 2488 | 2487 | 830189.0287 | 1767245.9288 | 831345.0713 | 1764764.9151 | 2488 | 830189.0287 | 1767245.9288 | 2487 | 831345.0713 | 1764764.9151
VN | 1050846979 | LINEVN2437 | 500 | 2.7154 | [5 empty] | 50 |  | LINESTRING (827060.6871618439 1783306.4645000556, 826566.7884404901 1782258.3667728151, 825537.7606529477 1781857.9405408658) | line |  | Đường dây 500kV mạch 3 | [8 empty] | 3 | 1 |  |  | 2489 | 2490 | 1 | FALSE | FALSE | 1 | TRUE | TRUE | 2489 | 2490 | 827060.6872 | 1783306.4645 | 825537.7607 | 1781857.9405 | 2489 | 827060.6872 | 1783306.4645 | 2490 | 825537.7607 | 1781857.9405
VN | 1050846980 | LINEVN2438 | 500 | 2.6932 | [5 empty] | 50 |  | LINESTRING (827060.6871618439 1783306.4645000556, 826548.5716152387 1782276.507955882, 825537.7606529477 1781857.9405408658) | line |  | Đường dây 500kV mạch 3 | [8 empty] | 3 | 1 |  |  | 2489 | 2490 | 1 | FALSE | FALSE | 1 | TRUE | TRUE | 2489 | 2490 | 827060.6872 | 1783306.4645 | 825537.7607 | 1781857.9405 | 2489 | 827060.6872 | 1783306.4645 | 2490 | 825537.7607 | 1781857.9405
VN | 1050846981 | LINEVN2439 | 500 | 1.9674 | [5 empty] | 50 |  | LINESTRING (829322.8622135029 1771050.1213404664, 829413.8224076664 1770681.1590010573, 829835.0712720419 1770172.7075721852, 830034.553952797 1769851.6147191138, 830034.276950086 1769630.4583158882) | line | [10 empty] | 3 | 1 |  |  | 2491 | 2492 | 1 | FALSE | FALSE | 1 | TRUE | TRUE | 2491 | 2492 | 829322.8622 | 1771050.1213 | 830034.277 | 1769630.4583 | 2491 | 829322.8622 | 1771050.1213 | 2492 | 830034.277 | 1769630.4583
VN | 1050846982 | LINEVN2440 | 500 | 1.9752 | [5 empty] | 50 |  | LINESTRING (829322.8622135029 1771050.1213404664, 829432.053155208 1770692.4290437754, 829835.0712720419 1770172.7075721852, 830057.8838153671 1769857.9648578456, 830034.276950086 1769630.4583158882) | line | [10 empty] | 3 | 1 |  |  | 2491 | 2492 | 1 | FALSE | FALSE | 1 | TRUE | TRUE | 2491 | 2492 | 829322.8622 | 1771050.1213 | 830034.277 | 1769630.4583 | 2491 | 829322.8622 | 1771050.1213 | 2492 | 830034.277 | 1769630.4583
VN | 1050846983 | LINEVN2441 | 500 | 1.168 | [5 empty] | 50 |  | LINESTRING (829964.1852486792 1768152.1404199768, 829934.7957251794 1767701.082344222, 830189.0287479532 1767245.9287510263) | line | [10 empty] | 3 | 1 |  |  | 2493 | 2488 | 1 | FALSE | FALSE | 1 | TRUE | TRUE | 2493 | 2488 | 829964.1852 | 1768152.1404 | 830189.0287 | 1767245.9288 | 2493 | 829964.1852 | 1768152.1404 | 2488 | 830189.0287 | 1767245.9288
VN | 1050846984 | LINEVN2442 | 500 | 1.1535 | [5 empty] | 50 |  | LINESTRING (829964.1852486792 1768152.1404199768, 829957.5748367262 1767705.7067438606, 830189.0287479532 1767245.9287510263) | line | [10 empty] | 3 | 1 |  |  | 2493 | 2488 | 1 | FALSE | FALSE | 1 | TRUE | TRUE | 2493 | 2488 | 829964.1852 | 1768152.1404 | 830189.0287 | 1767245.9288 | 2493 | 829964.1852 | 1768152.1404 | 2488 | 830189.0287 | 1767245.9288
VN | 1050846985 | LINEVN2443a | 500 | 1.776 | [5 empty] | 50 | 6 cables - 2 systems | LINESTRING (830034.276950086 1769630.4583158882, 830019.3368611826 1769249.84474322, 829988.5766848437 1768658.955675751, 829964.1852486792 1768152.1404199768) | line | [10 empty] | 6 | 2 |  |  | 2492 | 2493 | 1 | FALSE | FALSE | 2 | TRUE | TRUE | 2492 | 2493 | 830034.277 | 1769630.4583 | 829964.1852 | 1768152.1404 | 2492 | 830034.277 | 1769630.4583 | 2493 | 829964.1852 | 1768152.1404
VN | 1050846985 | LINEVN2443b | 500 | 1.776 | [5 empty] | 50 | 6 cables - 2 systems | LINESTRING (830034.276950086 1769630.4583158882, 830019.3368611826 1769249.84474322, 829988.5766848437 1768658.955675751, 829964.1852486792 1768152.1404199768) | line | [10 empty] | 6 | 2 |  |  | 2492 | 2493 | 1 | FALSE | FALSE | 2 | TRUE | TRUE | 2492 | 2493 | 830034.277 | 1769630.4583 | 829964.1852 | 1768152.1404 | 2492 | 830034.277 | 1769630.4583 | 2493 | 829964.1852 | 1768152.1404
VN | 1050846986 | LINEVN2444 | 500 | 1.4416 | [5 empty] | 50 |  | LINESTRING (828750.919684408 1784963.6261664485, 828180.3201395369 1784908.888282716, 827793.7727983788 1784413.8232497282) | line |  | Đường dây 500kV mạch 3 | [8 empty] | 3 | 1 |  |  | 2475 | 2494 | 1 | FALSE | FALSE | 1 | TRUE | TRUE | 2475 | 2494 | 828750.9197 | 1784963.6262 | 827793.7728 | 1784413.8232 | 2475 | 828750.9197 | 1784963.6262 | 2494 | 827793.7728 | 1784413.8232
VN | 1050846987 | LINEVN2445 | 500 | 1.4628 | [5 empty] | 50 |  | LINESTRING (828750.919684408 1784963.6261664485, 828169.5588905024 1784927.5710068785, 827793.7727983788 1784413.8232497282) | line |  | Đường dây 500kV mạch 3 | [8 empty] | 3 | 1 |  |  | 2475 | 2494 | 1 | FALSE | FALSE | 1 | TRUE | TRUE | 2475 | 2494 | 828750.9197 | 1784963.6262 | 827793.7728 | 1784413.8232 | 2475 | 828750.9197 | 1784963.6262 | 2494 | 827793.7728 | 1784413.8232
VN | 1050846988 | LINEVN2446a | 500 | 1.5984 | [5 empty] | 50 | 6 cables - 2 systems | LINESTRING (827793.7727983788 1784413.8232497282, 827341.3000100269 1783800.890050188, 827227.204676544 1783641.0562169899, 827060.6871618439 1783306.4645000556) | line |  | Đường dây 500kV mạch 3 | [8 empty] | 6 | 2 |  |  | 2494 | 2489 | 1 | FALSE | FALSE | 2 | TRUE | TRUE | 2494 | 2489 | 827793.7728 | 1784413.8232 | 827060.6872 | 1783306.4645 | 2494 | 827793.7728 | 1784413.8232 | 2489 | 827060.6872 | 1783306.4645
VN | 1050846988 | LINEVN2446b | 500 | 1.5984 | [5 empty] | 50 | 6 cables - 2 systems | LINESTRING (827793.7727983788 1784413.8232497282, 827341.3000100269 1783800.890050188, 827227.204676544 1783641.0562169899, 827060.6871618439 1783306.4645000556) | line |  | Đường dây 500kV mạch 3 | [8 empty] | 6 | 2 |  |  | 2494 | 2489 | 1 | FALSE | FALSE | 2 | TRUE | TRUE | 2494 | 2489 | 827793.7728 | 1784413.8232 | 827060.6872 | 1783306.4645 | 2494 | 827793.7728 | 1784413.8232 | 2489 | 827060.6872 | 1783306.4645
VN | 1050846989 | LINEVN2447a | 500 | 0.48725 | [5 empty] | 50 | 6 cables - 2 systems | LINESTRING (825537.7606529477 1781857.9405408658, 825159.7761708302 1781709.632311345) | line |  | Đường dây 500kV mạch 3 | [8 empty] | 6 | 2 |  |  | 2490 | 2495 | 1 | FALSE | FALSE | 2 | TRUE | TRUE | 2490 | 2495 | 825537.7607 | 1781857.9405 | 825159.7762 | 1781709.6323 | 2490 | 825537.7607 | 1781857.9405 | 2495 | 825159.7762 | 1781709.6323
VN | 1050846989 | LINEVN2447b | 500 | 0.48725 | [5 empty] | 50 | 6 cables - 2 systems | LINESTRING (825537.7606529477 1781857.9405408658, 825159.7761708302 1781709.632311345) | line |  | Đường dây 500kV mạch 3 | [8 empty] | 6 | 2 |  |  | 2490 | 2495 | 1 | FALSE | FALSE | 2 | TRUE | TRUE | 2490 | 2495 | 825537.7607 | 1781857.9405 | 825159.7762 | 1781709.6323 | 2490 | 825537.7607 | 1781857.9405 | 2495 | 825159.7762 | 1781709.6323
VN | 1050846990 | LINEVN2448a | 500 | 2.2372 | [5 empty] | 50 | 6 cables - 2 systems | LINESTRING (823967.9035399195 1779746.8743324352, 824061.2661420588 1779226.9214699878, 824213.2549693278 1778380.5325937315, 824292.2706599272 1777910.9803082203) | line |  | Đường dây 500kV mạch 3 | [8 empty] | 6 | 2 |  |  | 2496 | 2497 | 1 | FALSE | FALSE | 2 | TRUE | TRUE | 2496 | 2497 | 823967.9035 | 1779746.8743 | 824292.2707 | 1777910.9803 | 2496 | 823967.9035 | 1779746.8743 | 2497 | 824292.2707 | 1777910.9803
VN | 1050846990 | LINEVN2448b | 500 | 2.2372 | [5 empty] | 50 | 6 cables - 2 systems | LINESTRING (823967.9035399195 1779746.8743324352, 824061.2661420588 1779226.9214699878, 824213.2549693278 1778380.5325937315, 824292.2706599272 1777910.9803082203) | line |  | Đường dây 500kV mạch 3 | [8 empty] | 6 | 2 |  |  | 2496 | 2497 | 1 | FALSE | FALSE | 2 | TRUE | TRUE | 2496 | 2497 | 823967.9035 | 1779746.8743 | 824292.2707 | 1777910.9803 | 2496 | 823967.9035 | 1779746.8743 | 2497 | 824292.2707 | 1777910.9803
VN | 1050846991 | LINEVN2449 | 500 | 1.4109 | [5 empty] | 50 |  | LINESTRING (824125.0979058741 1780805.334241082, 823841.9324251802 1780482.4408343101, 823967.9035399195 1779746.8743324352) | line |  | Đường dây 500kV mạch 3 | [8 empty] | 3 | 1 |  |  | 2498 | 2496 | 1 | FALSE | FALSE | 1 | TRUE | TRUE | 2498 | 2496 | 824125.0979 | 1780805.3342 | 823967.9035 | 1779746.8743 | 2498 | 824125.0979 | 1780805.3342 | 2496 | 823967.9035 | 1779746.8743
VN | 1050846992 | LINEVN2450a | 500 | 0.88434 | [5 empty] | 50 | 6 cables - 2 systems | LINESTRING (824610.9737754097 1781359.4322480396, 824125.0979058741 1780805.334241082) | line |  | Đường dây 500kV mạch 3 | [8 empty] | 6 | 2 |  |  | 2499 | 2498 | 1 | FALSE | FALSE | 2 | TRUE | TRUE | 2499 | 2498 | 824610.9738 | 1781359.4322 | 824125.0979 | 1780805.3342 | 2499 | 824610.9738 | 1781359.4322 | 2498 | 824125.0979 | 1780805.3342
VN | 1050846992 | LINEVN2450b | 500 | 0.88434 | [5 empty] | 50 | 6 cables - 2 systems | LINESTRING (824610.9737754097 1781359.4322480396, 824125.0979058741 1780805.334241082) | line |  | Đường dây 500kV mạch 3 | [8 empty] | 6 | 2 |  |  | 2499 | 2498 | 1 | FALSE | FALSE | 2 | TRUE | TRUE | 2499 | 2498 | 824610.9738 | 1781359.4322 | 824125.0979 | 1780805.3342 | 2499 | 824610.9738 | 1781359.4322 | 2498 | 824125.0979 | 1780805.3342
VN | 1050846993 | LINEVN2451 | 500 | 1.4334 | [5 empty] | 50 |  | LINESTRING (824125.0979058741 1780805.334241082, 823822.0084449379 1780489.2826113948, 823967.9035399195 1779746.8743324352) | line |  | Đường dây 500kV mạch 3 | [8 empty] | 3 | 1 |  |  | 2498 | 2496 | 1 | FALSE | FALSE | 1 | TRUE | TRUE | 2498 | 2496 | 824125.0979 | 1780805.3342 | 823967.9035 | 1779746.8743 | 2498 | 824125.0979 | 1780805.3342 | 2496 | 823967.9035 | 1779746.8743
VN | 1050846994 | LINEVN2452 | 500 | 0.79759 | [5 empty] | 50 |  | LINESTRING (825159.7761708302 1781709.632311345, 824788.8443265739 1781550.4577170925, 824610.9737754097 1781359.4322480396) | line |  | Đường dây 500kV mạch 3 | [8 empty] | 3 | 1 |  |  | 2495 | 2499 | 1 | FALSE | FALSE | 1 | TRUE | TRUE | 2495 | 2499 | 825159.7762 | 1781709.6323 | 824610.9738 | 1781359.4322 | 2495 | 825159.7762 | 1781709.6323 | 2499 | 824610.9738 | 1781359.4322
VN | 1050846995 | LINEVN2453 | 500 | 0.81078 | [5 empty] | 50 |  | LINESTRING (825159.7761708302 1781709.632311345, 824774.7959238853 1781568.5174528798, 824610.9737754097 1781359.4322480396) | line |  | Đường dây 500kV mạch 3 | [8 empty] | 3 | 1 |  |  | 2495 | 2499 | 1 | FALSE | FALSE | 1 | TRUE | TRUE | 2495 | 2499 | 825159.7762 | 1781709.6323 | 824610.9738 | 1781359.4322 | 2495 | 825159.7762 | 1781709.6323 | 2499 | 824610.9738 | 1781359.4322
VN | 1050846996 | LINEVN2454 | 500 | 1.5917 | [5 empty] | 50 |  | LINESTRING (824292.2706599272 1777910.9803082203, 824424.3915875964 1777246.362738923, 825024.1766425767 1776998.8972305558) | line |  | Đường dây 500kV mạch 3 | [8 empty] | 3 | 1 |  |  | 2497 | 2500 | 1 | FALSE | FALSE | 1 | TRUE | TRUE | 2497 | 2500 | 824292.2707 | 1777910.9803 | 825024.1766 | 1776998.8972 | 2497 | 824292.2707 | 1777910.9803 | 2500 | 825024.1766 | 1776998.8972
VN | 1050846997 | LINEVN2455 | 500 | 1.6221 | [5 empty] | 50 |  | LINESTRING (824292.2706599272 1777910.9803082203, 824402.623366119 1777231.9206195772, 825024.1766425767 1776998.8972305558) | line |  | Đường dây 500kV mạch 3 | [8 empty] | 3 | 1 |  |  | 2497 | 2500 | 1 | FALSE | FALSE | 1 | TRUE | TRUE | 2497 | 2500 | 824292.2707 | 1777910.9803 | 825024.1766 | 1776998.8972 | 2497 | 824292.2707 | 1777910.9803 | 2500 | 825024.1766 | 1776998.8972
VN | 1050846998 | LINEVN2456a | 500 | 3.2668 | [5 empty] | 50 | 6 cables - 2 systems | LINESTRING (825024.1766425767 1776998.8972305558, 825532.056833022 1776799.0671197898, 826093.0471167653 1776573.7421080582, 826705.2269739908 1776335.769048113, 827082.5120335044 1776188.0016665992, 827557.048701735 1776001.1223770212) | line |  | Đường dây 500kV mạch 3 | [8 empty] | 6 | 2 |  |  | 2500 | 2501 | 1 | FALSE | FALSE | 2 | TRUE | TRUE | 2500 | 2501 | 825024.1766 | 1776998.8972 | 827557.0487 | 1776001.1224 | 2500 | 825024.1766 | 1776998.8972 | 2501 | 827557.0487 | 1776001.1224
VN | 1050846998 | LINEVN2456b | 500 | 3.2668 | [5 empty] | 50 | 6 cables - 2 systems | LINESTRING (825024.1766425767 1776998.8972305558, 825532.056833022 1776799.0671197898, 826093.0471167653 1776573.7421080582, 826705.2269739908 1776335.769048113, 827082.5120335044 1776188.0016665992, 827557.048701735 1776001.1223770212) | line |  | Đường dây 500kV mạch 3 | [8 empty] | 6 | 2 |  |  | 2500 | 2501 | 1 | FALSE | FALSE | 2 | TRUE | TRUE | 2500 | 2501 | 825024.1766 | 1776998.8972 | 827557.0487 | 1776001.1224 | 2500 | 825024.1766 | 1776998.8972 | 2501 | 827557.0487 | 1776001.1224
VN | 1050846999 | LINEVN2457a | 500 | 0.66624 | [5 empty] | 50 | 6 cables - 2 systems | LINESTRING (829175.6843073958 1771585.45456815, 829322.8622135029 1771050.1213404664) | line |  | Đường dây 500kV mạch 3 | [8 empty] | 6 | 2 |  |  | 2502 | 2491 | 1 | FALSE | FALSE | 2 | TRUE | TRUE | 2502 | 2491 | 829175.6843 | 1771585.4546 | 829322.8622 | 1771050.1213 | 2502 | 829175.6843 | 1771585.4546 | 2491 | 829322.8622 | 1771050.1213
VN | 1050846999 | LINEVN2457b | 500 | 0.66624 | [5 empty] | 50 | 6 cables - 2 systems | LINESTRING (829175.6843073958 1771585.45456815, 829322.8622135029 1771050.1213404664) | line |  | Đường dây 500kV mạch 3 | [8 empty] | 6 | 2 |  |  | 2502 | 2491 | 1 | FALSE | FALSE | 2 | TRUE | TRUE | 2502 | 2491 | 829175.6843 | 1771585.4546 | 829322.8622 | 1771050.1213 | 2502 | 829175.6843 | 1771585.4546 | 2491 | 829322.8622 | 1771050.1213
VN | 1050847000 | LINEVN2458 | 500 | 1.1473 | [5 empty] | 50 |  | LINESTRING (829280.0477390125 1772407.2565871205, 829011.4946727495 1772135.3906309912, 829175.6843073958 1771585.45456815) | line |  | Đường dây 500kV mạch 3 | [8 empty] | 3 | 1 |  |  | 2503 | 2502 | 1 | FALSE | FALSE | 1 | TRUE | TRUE | 2503 | 2502 | 829280.0477 | 1772407.2566 | 829175.6843 | 1771585.4546 | 2503 | 829280.0477 | 1772407.2566 | 2502 | 829175.6843 | 1771585.4546
VN | 1050847001 | LINEVN2459a | 500 | 0.27038 | [5 empty] | 50 | 6 cables - 2 systems | LINESTRING (829432.0367491944 1772573.5903865441, 829280.0477390125 1772407.2565871205) | line |  | Đường dây 500kV mạch 3 | [8 empty] | 6 | 2 |  |  | 2504 | 2503 | 1 | FALSE | FALSE | 2 | TRUE | TRUE | 2504 | 2503 | 829432.0367 | 1772573.5904 | 829280.0477 | 1772407.2566 | 2504 | 829432.0367 | 1772573.5904 | 2503 | 829280.0477 | 1772407.2566
VN | 1050847001 | LINEVN2459b | 500 | 0.27038 | [5 empty] | 50 | 6 cables - 2 systems | LINESTRING (829432.0367491944 1772573.5903865441, 829280.0477390125 1772407.2565871205) | line |  | Đường dây 500kV mạch 3 | [8 empty] | 6 | 2 |  |  | 2504 | 2503 | 1 | FALSE | FALSE | 2 | TRUE | TRUE | 2504 | 2503 | 829432.0367 | 1772573.5904 | 829280.0477 | 1772407.2566 | 2504 | 829432.0367 | 1772573.5904 | 2503 | 829280.0477 | 1772407.2566
VN | 1050847002 | LINEVN2460 | 500 | 1.1591 | [5 empty] | 50 |  | LINESTRING (829548.1711696067 1773413.6615096955, 829704.9106476136 1772882.7926043752, 829432.0367491944 1772573.5903865441) | line |  | Đường dây 500kV mạch 3 | [8 empty] | 3 | 1 |  |  | 2505 | 2504 | 1 | FALSE | FALSE | 1 | TRUE | TRUE | 2505 | 2504 | 829548.1712 | 1773413.6615 | 829432.0367 | 1772573.5904 | 2505 | 829548.1712 | 1773413.6615 | 2504 | 829432.0367 | 1772573.5904
VN | 1050847003 | LINEVN2461 | 500 | 1.1145 | [5 empty] | 50 |  | LINESTRING (829280.0477390125 1772407.2565871205, 829038.7445387554 1772128.6492099757, 829175.6843073958 1771585.45456815) | line |  | Đường dây 500kV mạch 3 | [8 empty] | 3 | 1 |  |  | 2503 | 2502 | 1 | FALSE | FALSE | 1 | TRUE | TRUE | 2503 | 2502 | 829280.0477 | 1772407.2566 | 829175.6843 | 1771585.4546 | 2503 | 829280.0477 | 1772407.2566 | 2502 | 829175.6843 | 1771585.4546
VN | 1050847004 | LINEVN2462a | 500 | 1.0344 | [5 empty] | 50 | 6 cables - 2 systems | LINESTRING (829289.7046073239 1774236.021365093, 829548.1711696067 1773413.6615096955) | line |  | Đường dây 500kV mạch 3 | [8 empty] | 6 | 2 |  |  | 2506 | 2505 | 1 | FALSE | FALSE | 2 | TRUE | TRUE | 2506 | 2505 | 829289.7046 | 1774236.0214 | 829548.1712 | 1773413.6615 | 2506 | 829289.7046 | 1774236.0214 | 2505 | 829548.1712 | 1773413.6615
VN | 1050847004 | LINEVN2462b | 500 | 1.0344 | [5 empty] | 50 | 6 cables - 2 systems | LINESTRING (829289.7046073239 1774236.021365093, 829548.1711696067 1773413.6615096955) | line |  | Đường dây 500kV mạch 3 | [8 empty] | 6 | 2 |  |  | 2506 | 2505 | 1 | FALSE | FALSE | 2 | TRUE | TRUE | 2506 | 2505 | 829289.7046 | 1774236.0214 | 829548.1712 | 1773413.6615 | 2506 | 829289.7046 | 1774236.0214 | 2505 | 829548.1712 | 1773413.6615
VN | 1050847005 | LINEVN2463 | 500 | 1.1827 | [5 empty] | 50 |  | LINESTRING (829548.1711696067 1773413.6615096955, 829724.4909497492 1772880.2363812025, 829432.0367491944 1772573.5903865441) | line |  | Đường dây 500kV mạch 3 | [8 empty] | 3 | 1 |  |  | 2505 | 2504 | 1 | FALSE | FALSE | 1 | TRUE | TRUE | 2505 | 2504 | 829548.1712 | 1773413.6615 | 829432.0367 | 1772573.5904 | 2505 | 829548.1712 | 1773413.6615 | 2504 | 829432.0367 | 1772573.5904
VN | 1050847006 | LINEVN2464a | 500 | 0.63044 | [5 empty] | 50 | 6 cables - 2 systems | LINESTRING (828356.7668943488 1774986.9387174598, 828870.1740834824 1774875.4733737865) | line |  | Đường dây 500kV mạch 3 | [8 empty] | 6 | 2 |  |  | 2507 | 2508 | 1 | FALSE | FALSE | 2 | TRUE | TRUE | 2507 | 2508 | 828356.7669 | 1774986.9387 | 828870.1741 | 1774875.4734 | 2507 | 828356.7669 | 1774986.9387 | 2508 | 828870.1741 | 1774875.4734
VN | 1050847006 | LINEVN2464b | 500 | 0.63044 | [5 empty] | 50 | 6 cables - 2 systems | LINESTRING (828356.7668943488 1774986.9387174598, 828870.1740834824 1774875.4733737865) | line |  | Đường dây 500kV mạch 3 | [8 empty] | 6 | 2 |  |  | 2507 | 2508 | 1 | FALSE | FALSE | 2 | TRUE | TRUE | 2507 | 2508 | 828356.7669 | 1774986.9387 | 828870.1741 | 1774875.4734 | 2507 | 828356.7669 | 1774986.9387 | 2508 | 828870.1741 | 1774875.4734
VN | 1050847007 | LINEVN2465 | 500 | 1.0137 | [5 empty] | 50 |  | LINESTRING (828870.1740834824 1774875.4733737865, 829091.5376772541 1774819.7798453262, 829289.7046073239 1774236.021365093) | line |  | Đường dây 500kV mạch 3 | [8 empty] | 3 | 1 |  |  | 2508 | 2506 | 1 | FALSE | FALSE | 1 | TRUE | TRUE | 2508 | 2506 | 828870.1741 | 1774875.4734 | 829289.7046 | 1774236.0214 | 2508 | 828870.1741 | 1774875.4734 | 2506 | 829289.7046 | 1774236.0214
VN | 1050847008 | LINEVN2466 | 500 | 1.0419 | [5 empty] | 50 |  | LINESTRING (828870.1740834824 1774875.4733737865, 829107.2230681787 1774837.0054736766, 829289.7046073239 1774236.021365093) | line |  | Đường dây 500kV mạch 3 | [8 empty] | 3 | 1 |  |  | 2508 | 2506 | 1 | FALSE | FALSE | 1 | TRUE | TRUE | 2508 | 2506 | 828870.1741 | 1774875.4734 | 829289.7046 | 1774236.0214 | 2508 | 828870.1741 | 1774875.4734 | 2506 | 829289.7046 | 1774236.0214
VN | 1050847009 | LINEVN2467 | 500 | 1.7387 | [5 empty] | 50 |  | LINESTRING (827557.048701735 1776001.1223770212, 827845.975163002 1775874.0379299584, 828046.0430788042 1775265.6236202118, 828101.2436130769 1775040.5605100838, 828356.7668943488 1774986.9387174598) | line |  | Đường dây 500kV mạch 3 | [8 empty] | 3 | 1 |  |  | 2501 | 2507 | 1 | FALSE | FALSE | 1 | TRUE | TRUE | 2501 | 2507 | 827557.0487 | 1776001.1224 | 828356.7669 | 1774986.9387 | 2501 | 827557.0487 | 1776001.1224 | 2507 | 828356.7669 | 1774986.9387
VN | 1050847010 | LINEVN2468 | 500 | 1.735 | [5 empty] | 50 |  | LINESTRING (827557.048701735 1776001.1223770212, 827864.9783489618 1775890.7357013195, 828046.0430788042 1775265.6236202118, 828117.4761851626 1775059.9313638627, 828356.7668943488 1774986.9387174598) | line |  | Đường dây 500kV mạch 3 | [8 empty] | 3 | 1 |  |  | 2501 | 2507 | 1 | FALSE | FALSE | 1 | TRUE | TRUE | 2501 | 2507 | 827557.0487 | 1776001.1224 | 828356.7669 | 1774986.9387 | 2501 | 827557.0487 | 1776001.1224 | 2507 | 828356.7669 | 1774986.9387
VN | 1050854660 | LINEVN2469a | 220 | 0.55435 | [5 empty] | 50 | 6 cables - 2 systems | LINESTRING (787552.6217202033 1746014.4774329723, 787757.0023336482 1746113.3999881586, 787797.0479251773 1746344.8587242302) | line | [10 empty] | 6 | 2 |  | 1 | 2509 | 2510 | 1 | FALSE | FALSE | 2 | TRUE | TRUE | 2509 | 2510 | 787552.6217 | 1746014.4774 | 787797.0479 | 1746344.8587 | 2509 | 787552.6217 | 1746014.4774 | 2510 | 787797.0479 | 1746344.8587
VN | 1050854660 | LINEVN2469b | 220 | 0.55435 | [5 empty] | 50 | 6 cables - 2 systems | LINESTRING (787552.6217202033 1746014.4774329723, 787757.0023336482 1746113.3999881586, 787797.0479251773 1746344.8587242302) | line | [10 empty] | 6 | 2 |  | 1 | 2509 | 2510 | 1 | FALSE | FALSE | 2 | TRUE | TRUE | 2509 | 2510 | 787552.6217 | 1746014.4774 | 787797.0479 | 1746344.8587 | 2509 | 787552.6217 | 1746014.4774 | 2510 | 787797.0479 | 1746344.8587
VN | 1050854661 | LINEVN2470 | 220 | 0.038951 | [5 empty] | 50 |  | LINESTRING (787797.0479251773 1746344.8587242302, 787788.0184007655 1746376.037106459) | line | [10 empty] | 3 |  |  |  | 2510 | 2511 | 1 | FALSE | FALSE | 1 | TRUE | FALSE | 2510 |  | 787797.0479 | 1746344.8587 |  |  | 2510 | 787797.0479 | 1746344.8587 | 2511 | 787788.0184 | 1746376.0371
VN | 1050854662 | LINEVN2471 | 220 | 0.036008 | [5 empty] | 50 |  | LINESTRING (787797.0479251773 1746344.8587242302, 787767.4943174452 1746350.0516420004) | line | [10 empty] | 3 |  |  |  | 2510 | 2512 | 1 | FALSE | FALSE | 1 | TRUE | FALSE | 2510 |  | 787797.0479 | 1746344.8587 |  |  | 2510 | 787797.0479 | 1746344.8587 | 2512 | 787767.4943 | 1746350.0516
VN | 1050854664 | LINEVN2472 | 220 | 0.048708 | [5 empty] | 50 |  | LINESTRING (787725.9928588537 1746402.541924721, 787708.5514234807 1746439.1940392612) | line | [10 empty] | 3 |  |  |  | 2513 | 414 | 1 | FALSE | FALSE | 1 | FALSE | TRUE |  | 414 |  |  | 787708.5514 | 1746439.194 | 2513 | 787725.9929 | 1746402.5419 | 414 | 787708.5514 | 1746439.194
VN | 1050854665 | LINEVN2473 | 220 | 0.0511 | [5 empty] | 50 |  | LINESTRING (787750.2240662797 1746430.4349828488, 787708.5514234807 1746439.1940392612) | line | [10 empty] | 3 |  |  |  | 2514 | 414 | 1 | FALSE | FALSE | 1 | FALSE | TRUE |  | 414 |  |  | 787708.5514 | 1746439.194 | 2514 | 787750.2241 | 1746430.435 | 414 | 787708.5514 | 1746439.194
VN | 1050854666 | LINEVN2474a | 110 | 31.5505 | [5 empty] | 50 | 6 cables - 2 systems | LINESTRING (834858.7406338124 1758724.9609252808, 834860.3619492212 1758736.27355744, 834653.8238013802 1758731.4693461645, 834597.9340904936 1758516.864368179, 834542.9237963094 1758329.4247916942, 834375.2702082882 1758162.9250959645, 834368.6171492441 1757860.123429325, 834367.1110611034 1757594.5870180046, 834371.9678611464 1757341.619254679, 834526.5053563915 1757141.720882808, 834698.4805210978 1756920.2156424404, 834599.7959414688 1756629.078686135, 834503.9588911731 1756340.189717516, 834436.5276439906 1756146.6179925643, 834251.237378343 1756093.762231568, 834005.0852407564 1756023.6510565262, 833809.7242619356 1755970.8598760162, 833590.5552208689 1755909.6519314274, 833250.5704648742 1755815.534094892, 833119.6483090783 1755684.1135283795, 832905.0137675956 1755471.7036707264, 832680.8447740711 1755247.5792184984, 832521.4798644399 1754997.410591251, 832421.7545108299 1754836.8697755535, 832212.8281306945 1754514.5091930989, 832095.62871966 1754329.4080057738, 831933.4397538507 1754074.906489706, 831626.4100969415 1754064.9427284002, 831310.1007086872 1754052.3981721727, 830988.6589892255 1754042.5296963323, 830677.4606506987 1754032.5175825593, 830337.5078564328 1754022.2197914333, 830049.7547286206 1754011.9852767494, 829730.4529490784 1754001.158356885, 829465.6621016059 1753993.6279960442, 829233.384094499 1753986.0788843944, 828954.7176985072 1753723.817458059, 828742.9913735999 1753756.0099926668, 828425.9785565848 1753799.8244516002, 828097.9893007518 1753847.193643557, 827786.5842034789 1753890.6000328618, 827468.4586371975 1753936.9033253414, 827149.4306306626 1753981.2702860646, 826839.6281261288 1754024.7788330843, 826548.8086237594 1754067.4264792074, 826200.3137081448 1754116.7389690957, 825926.530641703 1754155.3548490005, 825701.5122290815 1754187.5253737408, 825438.1064071318 1754225.012438436, 825299.2147599349 1754143.8220871377, 825039.6786299952 1753993.2950737427, 824731.2247223393 1753816.6873376549, 824383.2764022043 1753847.8808264742, 823907.6744396198 1753881.6024379998, 823553.6206024592 1753922.368112994, 822963.3719806005 1753978.372345549, 822632.8961277052 1754000.195361371, 822177.3962328592 1754042.482130187, 821663.0507500756 1754087.4239414718, 821365.3377901275 1754061.2965154957, 820981.8902947567 1754026.947249059, 820517.3357107926 1753987.7031950254, 820297.4261952334 1753965.846589535, 819680.5240276833 1753916.683528792, 819193.8692395273 1753875.3919157432, 819031.8776843487 1753860.5186572066, 818570.3308389729 1753817.9583195252, 818096.1932356956 1753608.3104996316, 817945.4118061924 1753543.728057247, 817386.3402553305 1753294.9929658466, 816960.0552903888 1753106.916713128, 816840.086056876 1753058.9265693142, 816691.7911129419 1753021.392519838, 816315.8643605723 1752932.783389388, 815436.2415470101 1752726.41213425, 815112.594988168 1752650.4875218088, 814899.5373009536 1752600.5062536031, 814615.1399144625 1752433.6191850626, 813965.4981350458 1752050.6932129401, 813688.4548662083 1751891.4879843593, 813268.5144405132 1751637.259362023, 812915.8860536073 1751432.8428753365) | line | [10 empty] | 6 | 2 |  |  | 2515 | 2516 | 1 | FALSE | FALSE | 2 | FALSE | TRUE |  | 2516 |  |  | 812915.8861 | 1751432.8429 | 2515 | 834858.7406 | 1758724.9609 | 2516 | 812915.8861 | 1751432.8429
VN | 1050854666 | LINEVN2474b | 110 | 31.5505 | [5 empty] | 50 | 6 cables - 2 systems | LINESTRING (834858.7406338124 1758724.9609252808, 834860.3619492212 1758736.27355744, 834653.8238013802 1758731.4693461645, 834597.9340904936 1758516.864368179, 834542.9237963094 1758329.4247916942, 834375.2702082882 1758162.9250959645, 834368.6171492441 1757860.123429325, 834367.1110611034 1757594.5870180046, 834371.9678611464 1757341.619254679, 834526.5053563915 1757141.720882808, 834698.4805210978 1756920.2156424404, 834599.7959414688 1756629.078686135, 834503.9588911731 1756340.189717516, 834436.5276439906 1756146.6179925643, 834251.237378343 1756093.762231568, 834005.0852407564 1756023.6510565262, 833809.7242619356 1755970.8598760162, 833590.5552208689 1755909.6519314274, 833250.5704648742 1755815.534094892, 833119.6483090783 1755684.1135283795, 832905.0137675956 1755471.7036707264, 832680.8447740711 1755247.5792184984, 832521.4798644399 1754997.410591251, 832421.7545108299 1754836.8697755535, 832212.8281306945 1754514.5091930989, 832095.62871966 1754329.4080057738, 831933.4397538507 1754074.906489706, 831626.4100969415 1754064.9427284002, 831310.1007086872 1754052.3981721727, 830988.6589892255 1754042.5296963323, 830677.4606506987 1754032.5175825593, 830337.5078564328 1754022.2197914333, 830049.7547286206 1754011.9852767494, 829730.4529490784 1754001.158356885, 829465.6621016059 1753993.6279960442, 829233.384094499 1753986.0788843944, 828954.7176985072 1753723.817458059, 828742.9913735999 1753756.0099926668, 828425.9785565848 1753799.8244516002, 828097.9893007518 1753847.193643557, 827786.5842034789 1753890.6000328618, 827468.4586371975 1753936.9033253414, 827149.4306306626 1753981.2702860646, 826839.6281261288 1754024.7788330843, 826548.8086237594 1754067.4264792074, 826200.3137081448 1754116.7389690957, 825926.530641703 1754155.3548490005, 825701.5122290815 1754187.5253737408, 825438.1064071318 1754225.012438436, 825299.2147599349 1754143.8220871377, 825039.6786299952 1753993.2950737427, 824731.2247223393 1753816.6873376549, 824383.2764022043 1753847.8808264742, 823907.6744396198 1753881.6024379998, 823553.6206024592 1753922.368112994, 822963.3719806005 1753978.372345549, 822632.8961277052 1754000.195361371, 822177.3962328592 1754042.482130187, 821663.0507500756 1754087.4239414718, 821365.3377901275 1754061.2965154957, 820981.8902947567 1754026.947249059, 820517.3357107926 1753987.7031950254, 820297.4261952334 1753965.846589535, 819680.5240276833 1753916.683528792, 819193.8692395273 1753875.3919157432, 819031.8776843487 1753860.5186572066, 818570.3308389729 1753817.9583195252, 818096.1932356956 1753608.3104996316, 817945.4118061924 1753543.728057247, 817386.3402553305 1753294.9929658466, 816960.0552903888 1753106.916713128, 816840.086056876 1753058.9265693142, 816691.7911129419 1753021.392519838, 816315.8643605723 1752932.783389388, 815436.2415470101 1752726.41213425, 815112.594988168 1752650.4875218088, 814899.5373009536 1752600.5062536031, 814615.1399144625 1752433.6191850626, 813965.4981350458 1752050.6932129401, 813688.4548662083 1751891.4879843593, 813268.5144405132 1751637.259362023, 812915.8860536073 1751432.8428753365) | line | [10 empty] | 6 | 2 |  |  | 2515 | 2516 | 1 | FALSE | FALSE | 2 | FALSE | TRUE |  | 2516 |  |  | 812915.8861 | 1751432.8429 | 2515 | 834858.7406 | 1758724.9609 | 2516 | 812915.8861 | 1751432.8429
VN | 1050854667 | LINEVN2475 | 220 | 0.70525 | [5 empty] | 50 |  | LINESTRING (817464.7949379478 1755973.5158562784, 817573.5118429462 1755991.9349248586, 817705.5312479539 1755878.2129127707, 818000.2486490496 1755949.4112751074) | line | [10 empty] | 3 |  |  |  | 417 | 477 | 1 | FALSE | FALSE | 1 | TRUE | TRUE | 417 | 477 | 817464.7949 | 1755973.5159 | 818000.2486 | 1755949.4113 | 417 | 817464.7949 | 1755973.5159 | 477 | 818000.2486 | 1755949.4113
VN | 1050854668 | LINEVN2476 | 220 | 0.70791 | [5 empty] | 50 |  | LINESTRING (817464.7949379478 1755973.5158562784, 817566.5328590042 1755977.5256490526, 817696.6525548655 1755863.9539036634, 818000.2486490496 1755949.4112751074) | line | [10 empty] | 3 |  |  |  | 417 | 477 | 1 | FALSE | FALSE | 1 | TRUE | TRUE | 417 | 477 | 817464.7949 | 1755973.5159 | 818000.2486 | 1755949.4113 | 417 | 817464.7949 | 1755973.5159 | 477 | 818000.2486 | 1755949.4113
VN | 1050854669 | LINEVN2477 | 220 | 0.66527 | [5 empty] | 50 |  | LINESTRING (834685.4234089758 1766703.746213631, 834829.8704652878 1766875.8963167486, 834767.2271781361 1766970.0819991739, 834889.6683217152 1767148.6932399173) | line | [10 empty] | 3 |  |  |  | 478 | 916 | 1 | FALSE | FALSE | 1 | TRUE | TRUE | 478 | 916 | 834685.4234 | 1766703.7462 | 834889.6683 | 1767148.6932 | 478 | 834685.4234 | 1766703.7462 | 916 | 834889.6683 | 1767148.6932
VN | 1050854670 | LINEVN2478 | 220 | 0.65736 | [5 empty] | 50 |  | LINESTRING (834685.4234089758 1766703.746213631, 834807.8533570922 1766877.5595999372, 834750.5654469547 1766969.8317263576, 834889.6683217152 1767148.6932399173) | line | [10 empty] | 3 |  |  |  | 478 | 916 | 1 | FALSE | FALSE | 1 | TRUE | TRUE | 478 | 916 | 834685.4234 | 1766703.7462 | 834889.6683 | 1767148.6932 | 478 | 834685.4234 | 1766703.7462 | 916 | 834889.6683 | 1767148.6932
VN | 1050880134 | LINEVN2479 | 500 | 0.66569 | [5 empty] | 50 |  | LINESTRING (820163.9459996268 1539430.2183374052, 820125.0555963331 1539500.6655619706, 819673.6354789839 1539355.209433828) | line | [10 empty] | 3 | 1 |  |  | 2517 | 2518 | 1 | FALSE | FALSE | 1 | FALSE | TRUE |  | 2518 |  |  | 819673.6355 | 1539355.2094 | 2517 | 820163.946 | 1539430.2183 | 2518 | 819673.6355 | 1539355.2094
VN | 1050880135 | LINEVN2480a | 500 | 0.69108 | [5 empty] | 50 | 6 cables - 2 systems | LINESTRING (819673.6354789839 1539355.209433828, 819119.337028088 1539198.9741195836) | line | [10 empty] | 6 | 2 |  |  | 2518 | 2519 | 1 | FALSE | FALSE | 2 | TRUE | TRUE | 2518 | 2519 | 819673.6355 | 1539355.2094 | 819119.337 | 1539198.9741 | 2518 | 819673.6355 | 1539355.2094 | 2519 | 819119.337 | 1539198.9741
VN | 1050880135 | LINEVN2480b | 500 | 0.69108 | [5 empty] | 50 | 6 cables - 2 systems | LINESTRING (819673.6354789839 1539355.209433828, 819119.337028088 1539198.9741195836) | line | [10 empty] | 6 | 2 |  |  | 2518 | 2519 | 1 | FALSE | FALSE | 2 | TRUE | TRUE | 2518 | 2519 | 819673.6355 | 1539355.2094 | 819119.337 | 1539198.9741 | 2518 | 819673.6355 | 1539355.2094 | 2519 | 819119.337 | 1539198.9741
VN | 1050880136 | LINEVN2481 | 500 | 0.60004 | [5 empty] | 50 |  | LINESTRING (819119.337028088 1539198.9741195836, 818726.3044273995 1539094.6370902662, 818667.0910576172 1539166.8496579418) | line | [10 empty] | 3 | 1 |  |  | 2519 | 2520 | 1 | FALSE | FALSE | 1 | TRUE | TRUE | 2519 | 2520 | 819119.337 | 1539198.9741 | 818667.0911 | 1539166.8497 | 2519 | 819119.337 | 1539198.9741 | 2520 | 818667.0911 | 1539166.8497
VN | 1050880137 | LINEVN2482 | 500 | 0.59734 | [5 empty] | 50 |  | LINESTRING (820122.3420934279 1539416.145957735, 820106.3519008029 1539464.961962399, 819673.6354789839 1539355.209433828) | line | [10 empty] | 3 | 1 |  |  | 2521 | 2518 | 1 | FALSE | FALSE | 1 | FALSE | TRUE |  | 2518 |  |  | 819673.6355 | 1539355.2094 | 2521 | 820122.3421 | 1539416.146 | 2518 | 819673.6355 | 1539355.2094
VN | 1050880138 | LINEVN2483 | 500 | 0.63395 | [5 empty] | 50 |  | LINESTRING (818667.0910576172 1539166.8496579418, 818718.3181996783 1539072.1241084791, 819119.337028088 1539198.9741195836) | line | [10 empty] | 3 | 1 |  |  | 2520 | 2519 | 1 | FALSE | FALSE | 1 | TRUE | TRUE | 2520 | 2519 | 818667.0911 | 1539166.8497 | 819119.337 | 1539198.9741 | 2520 | 818667.0911 | 1539166.8497 | 2519 | 819119.337 | 1539198.9741
VN | 1050880139 | LINEVN2484 | 500 | 0.50767 | [5 empty] | 50 |  | LINESTRING (817718.8062968052 1540686.0996301456, 817603.6590151417 1540859.3931990222, 817613.770474405 1541074.1559940153) | line | [10 empty] | 3 | 1 |  |  | 2522 | 2523 | 1 | FALSE | FALSE | 1 | TRUE | TRUE | 2522 | 2523 | 817718.8063 | 1540686.0996 | 817613.7705 | 1541074.156 | 2522 | 817718.8063 | 1540686.0996 | 2523 | 817613.7705 | 1541074.156
VN | 1050880140 | LINEVN2485a | 500 | 2.1491 | [5 empty] | 50 | 6 cables - 2 systems | LINESTRING (818667.0910576172 1539166.8496579418, 818393.1267741409 1539598.9728523737, 818009.4006893325 1540215.2760051624, 817718.8062968052 1540686.0996301456) | line | [10 empty] | 6 | 2 |  |  | 2520 | 2522 | 1 | FALSE | FALSE | 2 | TRUE | TRUE | 2520 | 2522 | 818667.0911 | 1539166.8497 | 817718.8063 | 1540686.0996 | 2520 | 818667.0911 | 1539166.8497 | 2522 | 817718.8063 | 1540686.0996
VN | 1050880140 | LINEVN2485b | 500 | 2.1491 | [5 empty] | 50 | 6 cables - 2 systems | LINESTRING (818667.0910576172 1539166.8496579418, 818393.1267741409 1539598.9728523737, 818009.4006893325 1540215.2760051624, 817718.8062968052 1540686.0996301456) | line | [10 empty] | 6 | 2 |  |  | 2520 | 2522 | 1 | FALSE | FALSE | 2 | TRUE | TRUE | 2520 | 2522 | 818667.0911 | 1539166.8497 | 817718.8063 | 1540686.0996 | 2520 | 818667.0911 | 1539166.8497 | 2522 | 817718.8063 | 1540686.0996
VN | 1050880141 | LINEVN2486 | 500 | 0.49855 | [5 empty] | 50 |  | LINESTRING (817718.8062968052 1540686.0996301456, 817616.524669766 1540863.4391037044, 817613.770474405 1541074.1559940153) | line | [10 empty] | 3 | 1 |  |  | 2522 | 2523 | 1 | FALSE | FALSE | 1 | TRUE | TRUE | 2522 | 2523 | 817718.8063 | 1540686.0996 | 817613.7705 | 1541074.156 | 2522 | 817718.8063 | 1540686.0996 | 2523 | 817613.7705 | 1541074.156
VN | 1050880142 | LINEVN2487 | 500 | 1.2073 | [5 empty] | 50 |  | LINESTRING (817798.1668264656 1545198.1451463653, 817824.8496993848 1545596.713224166, 817608.2415271744 1546163.316294334) | line | [10 empty] | 3 | 1 |  |  | 2524 | 2525 | 1 | FALSE | FALSE | 1 | TRUE | TRUE | 2524 | 2525 | 817798.1668 | 1545198.1451 | 817608.2415 | 1546163.3163 | 2524 | 817798.1668 | 1545198.1451 | 2525 | 817608.2415 | 1546163.3163
VN | 1050880143 | LINEVN2488a | 500 | 4.954 | [5 empty] | 50 | 6 cables - 2 systems | LINESTRING (817613.770474405 1541074.1559940153, 817637.4421487469 1541507.1906283854, 817655.4533175511 1541927.1767971327, 817685.2420242932 1542557.030296862, 817706.4280261581 1543306.544575564, 817738.0383959276 1543811.129398848, 817750.8863245014 1544179.8464400056, 817778.2662407279 1544744.3239856784, 817798.1668264656 1545198.1451463653) | line | [10 empty] | 6 | 2 |  |  | 2523 | 2524 | 1 | FALSE | FALSE | 2 | TRUE | TRUE | 2523 | 2524 | 817613.7705 | 1541074.156 | 817798.1668 | 1545198.1451 | 2523 | 817613.7705 | 1541074.156 | 2524 | 817798.1668 | 1545198.1451
VN | 1050880143 | LINEVN2488b | 500 | 4.954 | [5 empty] | 50 | 6 cables - 2 systems | LINESTRING (817613.770474405 1541074.1559940153, 817637.4421487469 1541507.1906283854, 817655.4533175511 1541927.1767971327, 817685.2420242932 1542557.030296862, 817706.4280261581 1543306.544575564, 817738.0383959276 1543811.129398848, 817750.8863245014 1544179.8464400056, 817778.2662407279 1544744.3239856784, 817798.1668264656 1545198.1451463653) | line | [10 empty] | 6 | 2 |  |  | 2523 | 2524 | 1 | FALSE | FALSE | 2 | TRUE | TRUE | 2523 | 2524 | 817613.7705 | 1541074.156 | 817798.1668 | 1545198.1451 | 2523 | 817613.7705 | 1541074.156 | 2524 | 817798.1668 | 1545198.1451
VN | 1050880144 | LINEVN2489 | 500 | 1.199 | [5 empty] | 50 |  | LINESTRING (817798.1668264656 1545198.1451463653, 817807.7875295477 1545592.8915102992, 817608.2415271744 1546163.316294334) | line | [10 empty] | 3 | 1 |  |  | 2524 | 2525 | 1 | FALSE | FALSE | 1 | TRUE | TRUE | 2524 | 2525 | 817798.1668 | 1545198.1451 | 817608.2415 | 1546163.3163 | 2524 | 817798.1668 | 1545198.1451 | 2525 | 817608.2415 | 1546163.3163
VN | 1050880145 | LINEVN2490 | 500 | 0.79648 | [5 empty] | 50 |  | LINESTRING (815830.4893403226 1550981.230934106, 815673.2724717697 1551394.1415869931, 815731.5314879166 1551608.2580787232) | line | [10 empty] | 3 | 1 |  |  | 2526 | 2527 | 1 | FALSE | FALSE | 1 | TRUE | TRUE | 2526 | 2527 | 815830.4893 | 1550981.2309 | 815731.5315 | 1551608.2581 | 2526 | 815830.4893 | 1550981.2309 | 2527 | 815731.5315 | 1551608.2581
VN | 1050880146 | LINEVN2491 | 500 | 0.78375 | [5 empty] | 50 |  | LINESTRING (815830.4893403226 1550981.230934106, 815692.1016703031 1551396.38984666, 815731.5314879166 1551608.2580787232) | line | [10 empty] | 3 | 1 |  |  | 2526 | 2527 | 1 | FALSE | FALSE | 1 | TRUE | TRUE | 2526 | 2527 | 815830.4893 | 1550981.2309 | 815731.5315 | 1551608.2581 | 2526 | 815830.4893 | 1550981.2309 | 2527 | 815731.5315 | 1551608.2581
VN | 1050880147 | LINEVN2492a | 500 | 6.1627 | [5 empty] | 50 | 6 cables - 2 systems | LINESTRING (817608.2415271744 1546163.316294334, 817451.2971293166 1546585.6763746773, 817218.5653068551 1547214.3273237948, 816992.1968139205 1547832.8024785628, 816893.2216782515 1548095.1622191784, 816665.5496272594 1548715.0387133958, 816429.8665461622 1549372.999403592, 816327.2944220523 1549633.9968404274, 816204.751603381 1549963.1958640534, 815969.9635214473 1550608.7425376659, 815830.4893403226 1550981.230934106) | line | [10 empty] | 6 | 2 |  |  | 2525 | 2526 | 1 | FALSE | FALSE | 2 | TRUE | TRUE | 2525 | 2526 | 817608.2415 | 1546163.3163 | 815830.4893 | 1550981.2309 | 2525 | 817608.2415 | 1546163.3163 | 2526 | 815830.4893 | 1550981.2309
VN | 1050880147 | LINEVN2492b | 500 | 6.1627 | [5 empty] | 50 | 6 cables - 2 systems | LINESTRING (817608.2415271744 1546163.316294334, 817451.2971293166 1546585.6763746773, 817218.5653068551 1547214.3273237948, 816992.1968139205 1547832.8024785628, 816893.2216782515 1548095.1622191784, 816665.5496272594 1548715.0387133958, 816429.8665461622 1549372.999403592, 816327.2944220523 1549633.9968404274, 816204.751603381 1549963.1958640534, 815969.9635214473 1550608.7425376659, 815830.4893403226 1550981.230934106) | line | [10 empty] | 6 | 2 |  |  | 2525 | 2526 | 1 | FALSE | FALSE | 2 | TRUE | TRUE | 2525 | 2526 | 817608.2415 | 1546163.3163 | 815830.4893 | 1550981.2309 | 2525 | 817608.2415 | 1546163.3163 | 2526 | 815830.4893 | 1550981.2309
VN | 1050880148 | LINEVN2493a | 500 | 10.8646 | [5 empty] | 50 | 6 cables - 2 systems | LINESTRING (815731.5314879166 1551608.2580787232, 815859.8081016275 1552139.6704618544, 816016.0155310263 1552768.815991272, 816144.0887749321 1553303.9400975015, 816263.2684630798 1553784.061668669, 816363.0344268302 1554239.0050759802, 816472.4656860458 1554731.8104182559, 816565.8684682695 1555161.1516413048, 816670.0802071337 1555630.2517086875, 816752.1437944947 1556003.1090195233, 816843.0956541375 1556406.7754449926, 816903.6142190213 1556680.9612057698, 816974.5884355691 1557000.803662249, 817057.9005582357 1557388.6521300613, 817142.9494644098 1557787.7524364153, 817278.3235518781 1558393.9052369816, 817369.7427809176 1558793.641344511, 817483.2243208773 1559317.5418334042, 817583.155763394 1559765.338372351, 817731.7300154415 1560437.8884032168) | line | [10 empty] | 6 | 2 |  |  | 2527 | 2528 | 1 | FALSE | FALSE | 2 | TRUE | TRUE | 2527 | 2528 | 815731.5315 | 1551608.2581 | 817731.73 | 1560437.8884 | 2527 | 815731.5315 | 1551608.2581 | 2528 | 817731.73 | 1560437.8884
VN | 1050880148 | LINEVN2493b | 500 | 10.8646 | [5 empty] | 50 | 6 cables - 2 systems | LINESTRING (815731.5314879166 1551608.2580787232, 815859.8081016275 1552139.6704618544, 816016.0155310263 1552768.815991272, 816144.0887749321 1553303.9400975015, 816263.2684630798 1553784.061668669, 816363.0344268302 1554239.0050759802, 816472.4656860458 1554731.8104182559, 816565.8684682695 1555161.1516413048, 816670.0802071337 1555630.2517086875, 816752.1437944947 1556003.1090195233, 816843.0956541375 1556406.7754449926, 816903.6142190213 1556680.9612057698, 816974.5884355691 1557000.803662249, 817057.9005582357 1557388.6521300613, 817142.9494644098 1557787.7524364153, 817278.3235518781 1558393.9052369816, 817369.7427809176 1558793.641344511, 817483.2243208773 1559317.5418334042, 817583.155763394 1559765.338372351, 817731.7300154415 1560437.8884032168) | line | [10 empty] | 6 | 2 |  |  | 2527 | 2528 | 1 | FALSE | FALSE | 2 | TRUE | TRUE | 2527 | 2528 | 815731.5315 | 1551608.2581 | 817731.73 | 1560437.8884 | 2527 | 815731.5315 | 1551608.2581 | 2528 | 817731.73 | 1560437.8884
VN | 1050880149 | LINEVN2494 | 500 | 0.66481 | [5 empty] | 50 |  | LINESTRING (817731.7300154415 1560437.8884032168, 817790.863283453 1560670.2474187755, 817981.5764765386 1560651.894296817, 818003.0860406205 1560772.641204086) | line | [10 empty] | 3 | 1 |  |  | 2528 | 2529 | 1 | FALSE | FALSE | 1 | TRUE | FALSE | 2528 |  | 817731.73 | 1560437.8884 |  |  | 2528 | 817731.73 | 1560437.8884 | 2529 | 818003.086 | 1560772.6412
VN | 1051117499 | LINEVN2495 | 500 | 1.0622 | [5 empty] | 50 |  | LINESTRING (747420.6465698805 1313115.533640183, 747877.7280534131 1313224.8621305218, 748199.3555986811 1313487.4669596676) | line | [10 empty] | 3 | 1 |  |  | 2530 | 2531 | 1 | FALSE | FALSE | 1 | TRUE | TRUE | 2530 | 2531 | 747420.6466 | 1313115.5336 | 748199.3556 | 1313487.467 | 2530 | 747420.6466 | 1313115.5336 | 2531 | 748199.3556 | 1313487.467
VN | 1051117500 | LINEVN2496 | 500 | 1.0538 | [5 empty] | 50 |  | LINESTRING (747420.6465698805 1313115.533640183, 747868.1054629589 1313239.3027070228, 748199.3555986811 1313487.4669596676) | line | [10 empty] | 3 | 1 |  |  | 2530 | 2531 | 1 | FALSE | FALSE | 1 | TRUE | TRUE | 2530 | 2531 | 747420.6466 | 1313115.5336 | 748199.3556 | 1313487.467 | 2530 | 747420.6466 | 1313115.5336 | 2531 | 748199.3556 | 1313487.467
VN | 1051117501 | LINEVN2497 | 500 | 1.0194 | [5 empty] | 50 |  | LINESTRING (762774.7426746225 1323712.3858332175, 762979.868755389 1323835.8562610806, 763340.1840713185 1324328.2007085176) | line | [10 empty] | 3 | 1 |  |  | 2532 | 2533 | 1 | FALSE | FALSE | 1 | TRUE | TRUE | 2532 | 2533 | 762774.7427 | 1323712.3858 | 763340.1841 | 1324328.2007 | 2532 | 762774.7427 | 1323712.3858 | 2533 | 763340.1841 | 1324328.2007
VN | 1051117502 | LINEVN2498a | 500 | 21.3908 | [5 empty] | 50 | 6 cables - 2 systems | LINESTRING (748199.3555986811 1313487.4669596676, 748585.781960562 1313787.8796984802, 748948.6450961644 1314069.9783082276, 749358.9703577985 1314388.981868241, 749832.6314607341 1314757.2413914907, 750256.2053390964 1315086.5736217597, 750722.4058450927 1315449.0683115444, 751093.9378796748 1315737.9567628617, 751404.170864927 1315979.1864545196, 751682.9087149303 1316195.9331587423, 752156.1372197497 1316563.9159398652, 752646.0737383815 1316944.9187971551, 752891.4761802019 1317135.7597823476, 753295.3664323555 1317449.8660077946, 753638.2013669027 1317716.4877407807, 754070.0771924461 1318052.378736216, 754768.8379598996 1318595.85404776, 755207.5651160915 1318937.103250649, 755862.0147497695 1319349.9777838548, 756473.2295450793 1319735.5983943301, 756891.75487725 1319999.6468744474, 757163.3862216368 1320171.0347749882, 757819.0773835945 1320584.7590507902, 758009.4806614646 1320704.9069677726, 758228.5522558726 1320843.1423974836, 758450.6895430778 1320983.309691518, 759107.1399912683 1321397.5627096891, 759430.2649993254 1321601.4701882694, 759755.5320539826 1321806.7396593373, 760263.0316673451 1322127.0289131622, 760572.3779588467 1322322.2665693886, 761054.5118403414 1322626.5598891694, 761509.2821646542 1322913.6033166163, 762220.6032151529 1323362.584200171, 762481.8517988587 1323527.4896521964, 762774.7426746225 1323712.3858332175) | line |  | ĐD 500kV PLEIKU - MỸ PHƯỚC - CẦU BÔNG | [8 empty] | 6 | 2 |  |  | 2531 | 2532 | 1 | FALSE | FALSE | 2 | TRUE | TRUE | 2531 | 2532 | 748199.3556 | 1313487.467 | 762774.7427 | 1323712.3858 | 2531 | 748199.3556 | 1313487.467 | 2532 | 762774.7427 | 1323712.3858
VN | 1051117502 | LINEVN2498b | 500 | 21.3908 | [5 empty] | 50 | 6 cables - 2 systems | LINESTRING (748199.3555986811 1313487.4669596676, 748585.781960562 1313787.8796984802, 748948.6450961644 1314069.9783082276, 749358.9703577985 1314388.981868241, 749832.6314607341 1314757.2413914907, 750256.2053390964 1315086.5736217597, 750722.4058450927 1315449.0683115444, 751093.9378796748 1315737.9567628617, 751404.170864927 1315979.1864545196, 751682.9087149303 1316195.9331587423, 752156.1372197497 1316563.9159398652, 752646.0737383815 1316944.9187971551, 752891.4761802019 1317135.7597823476, 753295.3664323555 1317449.8660077946, 753638.2013669027 1317716.4877407807, 754070.0771924461 1318052.378736216, 754768.8379598996 1318595.85404776, 755207.5651160915 1318937.103250649, 755862.0147497695 1319349.9777838548, 756473.2295450793 1319735.5983943301, 756891.75487725 1319999.6468744474, 757163.3862216368 1320171.0347749882, 757819.0773835945 1320584.7590507902, 758009.4806614646 1320704.9069677726, 758228.5522558726 1320843.1423974836, 758450.6895430778 1320983.309691518, 759107.1399912683 1321397.5627096891, 759430.2649993254 1321601.4701882694, 759755.5320539826 1321806.7396593373, 760263.0316673451 1322127.0289131622, 760572.3779588467 1322322.2665693886, 761054.5118403414 1322626.5598891694, 761509.2821646542 1322913.6033166163, 762220.6032151529 1323362.584200171, 762481.8517988587 1323527.4896521964, 762774.7426746225 1323712.3858332175) | line |  | ĐD 500kV PLEIKU - MỸ PHƯỚC - CẦU BÔNG | [8 empty] | 6 | 2 |  |  | 2531 | 2532 | 1 | FALSE | FALSE | 2 | TRUE | TRUE | 2531 | 2532 | 748199.3556 | 1313487.467 | 762774.7427 | 1323712.3858 | 2531 | 748199.3556 | 1313487.467 | 2532 | 762774.7427 | 1323712.3858
VN | 1051117503 | LINEVN2499 | 500 | 1.0113 | [5 empty] | 50 |  | LINESTRING (762774.7426746225 1323712.3858332175, 762965.5786756858 1323850.0307512556, 763340.1840713185 1324328.2007085176) | line | [10 empty] | 3 | 1 |  |  | 2532 | 2533 | 1 | FALSE | FALSE | 1 | TRUE | TRUE | 2532 | 2533 | 762774.7427 | 1323712.3858 | 763340.1841 | 1324328.2007 | 2532 | 762774.7427 | 1323712.3858 | 2533 | 763340.1841 | 1324328.2007
VN | 1051117504 | LINEVN2500 | 500 | 1.1426 | [5 empty] | 50 |  | LINESTRING (768792.3021367874 1331596.6251047319, 768920.1125955622 1331746.2871841826, 769674.5864275026 1331782.9896510986) | line | [10 empty] | 3 | 1 |  |  | 2534 | 2535 | 1 | FALSE | FALSE | 1 | TRUE | TRUE | 2534 | 2535 | 768792.3021 | 1331596.6251 | 769674.5864 | 1331782.9897 | 2534 | 768792.3021 | 1331596.6251 | 2535 | 769674.5864 | 1331782.9897
VN | 1051117505 | LINEVN2501a | 500 | 10.9032 | [5 empty] | 50 | 6 cables - 2 systems | LINESTRING (763340.1840713185 1324328.2007085176, 763652.4720649726 1324746.4307432284, 763939.7881663523 1325127.269989993, 764244.7651919452 1325535.993688539, 764489.3810725145 1325860.2635146806, 764807.7867195618 1326285.229237279, 765125.0241593819 1326708.1424325772, 765710.3529465927 1327491.1152901694, 766089.775756155 1327992.9120702874, 766505.8331797104 1328546.7185127698, 766786.3426325049 1328921.0323486668, 767006.212655077 1329213.3602272468, 767293.2831824496 1329595.7201080413, 767511.3087404536 1329887.2294336865, 767849.3697600781 1330334.8569106355, 768085.5510362396 1330653.751794731, 768599.556971686 1331339.0969246046, 768792.3021367874 1331596.6251047319) | line |  | ĐD 500kV PLEIKU - MỸ PHƯỚC - CẦU BÔNG | [8 empty] | 6 | 2 |  |  | 2533 | 2534 | 1 | FALSE | FALSE | 2 | TRUE | TRUE | 2533 | 2534 | 763340.1841 | 1324328.2007 | 768792.3021 | 1331596.6251 | 2533 | 763340.1841 | 1324328.2007 | 2534 | 768792.3021 | 1331596.6251
VN | 1051117505 | LINEVN2501b | 500 | 10.9032 | [5 empty] | 50 | 6 cables - 2 systems | LINESTRING (763340.1840713185 1324328.2007085176, 763652.4720649726 1324746.4307432284, 763939.7881663523 1325127.269989993, 764244.7651919452 1325535.993688539, 764489.3810725145 1325860.2635146806, 764807.7867195618 1326285.229237279, 765125.0241593819 1326708.1424325772, 765710.3529465927 1327491.1152901694, 766089.775756155 1327992.9120702874, 766505.8331797104 1328546.7185127698, 766786.3426325049 1328921.0323486668, 767006.212655077 1329213.3602272468, 767293.2831824496 1329595.7201080413, 767511.3087404536 1329887.2294336865, 767849.3697600781 1330334.8569106355, 768085.5510362396 1330653.751794731, 768599.556971686 1331339.0969246046, 768792.3021367874 1331596.6251047319) | line |  | ĐD 500kV PLEIKU - MỸ PHƯỚC - CẦU BÔNG | [8 empty] | 6 | 2 |  |  | 2533 | 2534 | 1 | FALSE | FALSE | 2 | TRUE | TRUE | 2533 | 2534 | 763340.1841 | 1324328.2007 | 768792.3021 | 1331596.6251 | 2533 | 763340.1841 | 1324328.2007 | 2534 | 768792.3021 | 1331596.6251
VN | 1051117506 | LINEVN2502 | 500 | 1.1601 | [5 empty] | 50 |  | LINESTRING (768792.3021367874 1331596.6251047319, 768911.2189220251 1331761.2267040957, 769674.5864275026 1331782.9896510986) | line | [10 empty] | 3 | 1 |  |  | 2534 | 2535 | 1 | FALSE | FALSE | 1 | TRUE | TRUE | 2534 | 2535 | 768792.3021 | 1331596.6251 | 769674.5864 | 1331782.9897 | 2534 | 768792.3021 | 1331596.6251 | 2535 | 769674.5864 | 1331782.9897
VN | 1051117507 | LINEVN2503 | 500 | 0.9756 | [5 empty] | 50 |  | LINESTRING (773764.1689211545 1331934.9850764328, 774076.40169239 1331935.6767761614, 774504.4658521313 1332195.5442282385) | line | [10 empty] | 3 | 1 |  |  | 2536 | 2537 | 1 | FALSE | FALSE | 1 | TRUE | TRUE | 2536 | 2537 | 773764.1689 | 1331934.9851 | 774504.4659 | 1332195.5442 | 2536 | 773764.1689 | 1331934.9851 | 2537 | 774504.4659 | 1332195.5442
VN | 1051117508 | LINEVN2504a | 500 | 4.9109 | [5 empty] | 50 | 6 cables - 2 systems | LINESTRING (769674.5864275026 1331782.9896510986, 770474.9741353923 1331814.7476668574, 770775.5856010173 1331823.999277908, 771563.5874268792 1331853.6491229327, 771993.1509166546 1331870.194569413, 772538.6971937964 1331889.6740272574, 773319.7001755147 1331918.1447479157, 773764.1689211545 1331934.9850764328) | line |  | ĐD 500kV PLEIKU - MỸ PHƯỚC - CẦU BÔNG | [8 empty] | 6 | 2 |  |  | 2535 | 2536 | 1 | FALSE | FALSE | 2 | TRUE | TRUE | 2535 | 2536 | 769674.5864 | 1331782.9897 | 773764.1689 | 1331934.9851 | 2535 | 769674.5864 | 1331782.9897 | 2536 | 773764.1689 | 1331934.9851
VN | 1051117508 | LINEVN2504b | 500 | 4.9109 | [5 empty] | 50 | 6 cables - 2 systems | LINESTRING (769674.5864275026 1331782.9896510986, 770474.9741353923 1331814.7476668574, 770775.5856010173 1331823.999277908, 771563.5874268792 1331853.6491229327, 771993.1509166546 1331870.194569413, 772538.6971937964 1331889.6740272574, 773319.7001755147 1331918.1447479157, 773764.1689211545 1331934.9850764328) | line |  | ĐD 500kV PLEIKU - MỸ PHƯỚC - CẦU BÔNG | [8 empty] | 6 | 2 |  |  | 2535 | 2536 | 1 | FALSE | FALSE | 2 | TRUE | TRUE | 2535 | 2536 | 769674.5864 | 1331782.9897 | 773764.1689 | 1331934.9851 | 2535 | 769674.5864 | 1331782.9897 | 2536 | 773764.1689 | 1331934.9851
VN | 1051117509 | LINEVN2505 | 500 | 0.96437 | [5 empty] | 50 |  | LINESTRING (773764.1689211545 1331934.9850764328, 774068.8634384975 1331953.3838009778, 774504.4658521313 1332195.5442282385) | line | [10 empty] | 3 | 1 |  |  | 2536 | 2537 | 1 | FALSE | FALSE | 1 | TRUE | TRUE | 2536 | 2537 | 773764.1689 | 1331934.9851 | 774504.4659 | 1332195.5442 | 2536 | 773764.1689 | 1331934.9851 | 2537 | 774504.4659 | 1332195.5442
VN | 1051117510 | LINEVN2506 | 500 | 0.96606 | [5 empty] | 50 |  | LINESTRING (776568.3388499671 1333392.534006421, 776941.6490366859 1333597.6347537164, 777160.5680449173 1333907.1475777456) | line | [10 empty] | 3 | 1 |  |  | 2538 | 2539 | 1 | FALSE | FALSE | 1 | TRUE | TRUE | 2538 | 2539 | 776568.3388 | 1333392.534 | 777160.568 | 1333907.1476 | 2538 | 776568.3388 | 1333392.534 | 2539 | 777160.568 | 1333907.1476
VN | 1051117511 | LINEVN2507a | 500 | 2.863 | [5 empty] | 50 | 6 cables - 2 systems | LINESTRING (774504.4658521313 1332195.5442282385, 775151.1929317918 1332572.712330892, 775837.8775793968 1332968.8734604, 776270.7236663736 1333218.9103534017, 776568.3388499671 1333392.534006421) | line |  | ĐD 500kV PLEIKU - MỸ PHƯỚC - CẦU BÔNG | [8 empty] | 6 | 2 |  |  | 2537 | 2538 | 1 | FALSE | FALSE | 2 | TRUE | TRUE | 2537 | 2538 | 774504.4659 | 1332195.5442 | 776568.3388 | 1333392.534 | 2537 | 774504.4659 | 1332195.5442 | 2538 | 776568.3388 | 1333392.534
VN | 1051117511 | LINEVN2507b | 500 | 2.863 | [5 empty] | 50 | 6 cables - 2 systems | LINESTRING (774504.4658521313 1332195.5442282385, 775151.1929317918 1332572.712330892, 775837.8775793968 1332968.8734604, 776270.7236663736 1333218.9103534017, 776568.3388499671 1333392.534006421) | line |  | ĐD 500kV PLEIKU - MỸ PHƯỚC - CẦU BÔNG | [8 empty] | 6 | 2 |  |  | 2537 | 2538 | 1 | FALSE | FALSE | 2 | TRUE | TRUE | 2537 | 2538 | 774504.4659 | 1332195.5442 | 776568.3388 | 1333392.534 | 2537 | 774504.4659 | 1332195.5442 | 2538 | 776568.3388 | 1333392.534
VN | 1051117512 | LINEVN2508 | 500 | 0.95632 | [5 empty] | 50 |  | LINESTRING (776568.3388499671 1333392.534006421, 776930.9614778789 1333615.2457243423, 777160.5680449173 1333907.1475777456) | line | [10 empty] | 3 | 1 |  |  | 2538 | 2539 | 1 | FALSE | FALSE | 1 | TRUE | TRUE | 2538 | 2539 | 776568.3388 | 1333392.534 | 777160.568 | 1333907.1476 | 2538 | 776568.3388 | 1333392.534 | 2539 | 777160.568 | 1333907.1476
VN | 1051117513 | LINEVN2509 | 500 | 0.81959 | [5 empty] | 50 |  | LINESTRING (780553.6470619455 1338438.7809070544, 780795.5834011615 1338746.9049768134, 780849.6986308601 1339033.0671010702) | line | [10 empty] | 3 | 1 |  |  | 2540 | 2541 | 1 | FALSE | FALSE | 1 | TRUE | TRUE | 2540 | 2541 | 780553.6471 | 1338438.7809 | 780849.6986 | 1339033.0671 | 2540 | 780553.6471 | 1338438.7809 | 2541 | 780849.6986 | 1339033.0671
VN | 1051117514 | LINEVN2510a | 500 | 6.7934 | [5 empty] | 50 | 6 cables - 2 systems | LINESTRING (777160.5680449173 1333907.1475777456, 777365.8143802874 1334177.4739512177, 777615.3972898922 1334514.4844814807, 778209.2120935069 1335305.589185069, 778418.3008400335 1335585.7479569963, 778698.6009069057 1335960.0635182124, 779040.8974208985 1336413.8416862076, 779460.3064954404 1336978.243194949, 779881.0413536206 1337538.8700089557, 780204.2468844196 1337968.381692044, 780356.9066582397 1338170.5693940627, 780553.6470619455 1338438.7809070544) | line |  | ĐD 500kV PLEIKU - MỸ PHƯỚC - CẦU BÔNG | [8 empty] | 6 | 2 |  |  | 2539 | 2540 | 1 | FALSE | FALSE | 2 | TRUE | TRUE | 2539 | 2540 | 777160.568 | 1333907.1476 | 780553.6471 | 1338438.7809 | 2539 | 777160.568 | 1333907.1476 | 2540 | 780553.6471 | 1338438.7809
VN | 1051117514 | LINEVN2510b | 500 | 6.7934 | [5 empty] | 50 | 6 cables - 2 systems | LINESTRING (777160.5680449173 1333907.1475777456, 777365.8143802874 1334177.4739512177, 777615.3972898922 1334514.4844814807, 778209.2120935069 1335305.589185069, 778418.3008400335 1335585.7479569963, 778698.6009069057 1335960.0635182124, 779040.8974208985 1336413.8416862076, 779460.3064954404 1336978.243194949, 779881.0413536206 1337538.8700089557, 780204.2468844196 1337968.381692044, 780356.9066582397 1338170.5693940627, 780553.6470619455 1338438.7809070544) | line |  | ĐD 500kV PLEIKU - MỸ PHƯỚC - CẦU BÔNG | [8 empty] | 6 | 2 |  |  | 2539 | 2540 | 1 | FALSE | FALSE | 2 | TRUE | TRUE | 2539 | 2540 | 777160.568 | 1333907.1476 | 780553.6471 | 1338438.7809 | 2539 | 777160.568 | 1333907.1476 | 2540 | 780553.6471 | 1338438.7809
VN | 1051117515 | LINEVN2511 | 500 | 0.81072 | [5 empty] | 50 |  | LINESTRING (780553.6470619455 1338438.7809070544, 780780.1583876819 1338755.0279951007, 780849.6986308601 1339033.0671010702) | line | [10 empty] | 3 | 1 |  |  | 2540 | 2541 | 1 | FALSE | FALSE | 1 | TRUE | TRUE | 2540 | 2541 | 780553.6471 | 1338438.7809 | 780849.6986 | 1339033.0671 | 2540 | 780553.6471 | 1338438.7809 | 2541 | 780849.6986 | 1339033.0671
VN | 1051117516 | LINEVN2512 | 500 | 1.0227 | [5 empty] | 50 |  | LINESTRING (782858.8731393148 1347949.2553261307, 783007.7366159859 1348569.5730925228, 783188.5985457212 1348684.6368334661) | line | [10 empty] | 3 | 1 |  |  | 2542 | 2543 | 1 | FALSE | FALSE | 1 | TRUE | TRUE | 2542 | 2543 | 782858.8731 | 1347949.2553 | 783188.5985 | 1348684.6368 | 2542 | 782858.8731 | 1347949.2553 | 2543 | 783188.5985 | 1348684.6368
VN | 1051117517 | LINEVN2513a | 500 | 10.9679 | [5 empty] | 50 | 6 cables - 2 systems | LINESTRING (780849.6986308601 1339033.0671010702, 780998.3933867526 1339684.5987959644, 781069.2128254222 1339997.1875105503, 781221.3623154745 1340651.6335465496, 781279.0114770334 1340919.977293581, 781414.0779111165 1341526.3460940197, 781516.7715259555 1341956.4971259052, 781612.5974703821 1342417.7772493516, 781784.891948346 1343178.8994114301, 781891.7777148578 1343657.8215550666, 782021.0268094904 1344227.3056600196, 782168.0409734127 1344878.0770078865, 782304.6912481748 1345489.7656551243, 782452.9307890774 1346140.2988111752, 782537.9255851643 1346522.627689151, 782674.8075293931 1347130.5164063931, 782777.4580796544 1347583.307123057, 782858.8731393148 1347949.2553261307) | line |  | ĐD 500kV PLEIKU - MỸ PHƯỚC - CẦU BÔNG | [8 empty] | 6 | 2 |  |  | 2541 | 2542 | 1 | FALSE | FALSE | 2 | TRUE | TRUE | 2541 | 2542 | 780849.6986 | 1339033.0671 | 782858.8731 | 1347949.2553 | 2541 | 780849.6986 | 1339033.0671 | 2542 | 782858.8731 | 1347949.2553
VN | 1051117517 | LINEVN2513b | 500 | 10.9679 | [5 empty] | 50 | 6 cables - 2 systems | LINESTRING (780849.6986308601 1339033.0671010702, 780998.3933867526 1339684.5987959644, 781069.2128254222 1339997.1875105503, 781221.3623154745 1340651.6335465496, 781279.0114770334 1340919.977293581, 781414.0779111165 1341526.3460940197, 781516.7715259555 1341956.4971259052, 781612.5974703821 1342417.7772493516, 781784.891948346 1343178.8994114301, 781891.7777148578 1343657.8215550666, 782021.0268094904 1344227.3056600196, 782168.0409734127 1344878.0770078865, 782304.6912481748 1345489.7656551243, 782452.9307890774 1346140.2988111752, 782537.9255851643 1346522.627689151, 782674.8075293931 1347130.5164063931, 782777.4580796544 1347583.307123057, 782858.8731393148 1347949.2553261307) | line |  | ĐD 500kV PLEIKU - MỸ PHƯỚC - CẦU BÔNG | [8 empty] | 6 | 2 |  |  | 2541 | 2542 | 1 | FALSE | FALSE | 2 | TRUE | TRUE | 2541 | 2542 | 780849.6986 | 1339033.0671 | 782858.8731 | 1347949.2553 | 2541 | 780849.6986 | 1339033.0671 | 2542 | 782858.8731 | 1347949.2553
VN | 1051117518 | LINEVN2514 | 500 | 1.0412 | [5 empty] | 50 |  | LINESTRING (782858.8731393148 1347949.2553261307, 782991.4233544017 1348579.8551371046, 783188.5985457212 1348684.6368334661) | line | [10 empty] | 3 | 1 |  |  | 2542 | 2543 | 1 | FALSE | FALSE | 1 | TRUE | TRUE | 2542 | 2543 | 782858.8731 | 1347949.2553 | 783188.5985 | 1348684.6368 | 2542 | 782858.8731 | 1347949.2553 | 2543 | 783188.5985 | 1348684.6368
VN | 1051117519 | LINEVN2515 | 500 | 1.1846 | [5 empty] | 50 |  | LINESTRING (784532.3861592065 1349465.744890431, 784743.500199723 1349578.500150082, 785058.6602629276 1350256.7129589452) | line | [10 empty] | 3 | 1 |  |  | 2544 | 2545 | 1 | FALSE | FALSE | 1 | TRUE | TRUE | 2544 | 2545 | 784532.3862 | 1349465.7449 | 785058.6603 | 1350256.713 | 2544 | 784532.3862 | 1349465.7449 | 2545 | 785058.6603 | 1350256.713
VN | 1051117520 | LINEVN2516a | 500 | 1.8652 | [5 empty] | 50 | 6 cables - 2 systems | LINESTRING (783188.5985457212 1348684.6368334661, 783735.1987442884 1349006.795297133, 784215.4064535403 1349284.8677553162, 784532.3861592065 1349465.744890431) | line |  | ĐD 500kV PLEIKU - MỸ PHƯỚC - CẦU BÔNG | [8 empty] | 6 | 2 |  |  | 2543 | 2544 | 1 | FALSE | FALSE | 2 | TRUE | TRUE | 2543 | 2544 | 783188.5985 | 1348684.6368 | 784532.3862 | 1349465.7449 | 2543 | 783188.5985 | 1348684.6368 | 2544 | 784532.3862 | 1349465.7449
VN | 1051117520 | LINEVN2516b | 500 | 1.8652 | [5 empty] | 50 | 6 cables - 2 systems | LINESTRING (783188.5985457212 1348684.6368334661, 783735.1987442884 1349006.795297133, 784215.4064535403 1349284.8677553162, 784532.3861592065 1349465.744890431) | line |  | ĐD 500kV PLEIKU - MỸ PHƯỚC - CẦU BÔNG | [8 empty] | 6 | 2 |  |  | 2543 | 2544 | 1 | FALSE | FALSE | 2 | TRUE | TRUE | 2543 | 2544 | 783188.5985 | 1348684.6368 | 784532.3862 | 1349465.7449 | 2543 | 783188.5985 | 1348684.6368 | 2544 | 784532.3862 | 1349465.7449
VN | 1051117521 | LINEVN2517 | 500 | 1.1714 | [5 empty] | 50 |  | LINESTRING (784532.3861592065 1349465.744890431, 784728.7839799495 1349590.2578582158, 785058.6602629276 1350256.7129589452) | line | [10 empty] | 3 | 1 |  |  | 2544 | 2545 | 1 | FALSE | FALSE | 1 | TRUE | TRUE | 2544 | 2545 | 784532.3862 | 1349465.7449 | 785058.6603 | 1350256.713 | 2544 | 784532.3862 | 1349465.7449 | 2545 | 785058.6603 | 1350256.713
VN | 1051117522 | LINEVN2518 | 500 | 1.4201 | [5 empty] | 50 |  | LINESTRING (786883.9177068796 1361941.4824504517, 786862.4113068351 1362570.7693235201, 787124.3128297235 1363058.6465752486) | line | [10 empty] | 3 | 1 |  |  | 2546 | 2547 | 1 | FALSE | FALSE | 1 | TRUE | TRUE | 2546 | 2547 | 786883.9177 | 1361941.4825 | 787124.3128 | 1363058.6466 | 2546 | 786883.9177 | 1361941.4825 | 2547 | 787124.3128 | 1363058.6466
VN | 1051117523 | LINEVN2519a | 500 | 14.3778 | [5 empty] | 50 | 6 cables - 2 systems | LINESTRING (785058.6602629276 1350256.7129589452, 785263.0092016425 1350674.9851873869, 785486.7754628086 1351137.2509827777, 785816.5239003061 1351813.8392258787, 785914.2999407495 1352105.7774889155, 786035.6761268866 1352464.175963824, 786234.3289804207 1353058.0719770608, 786349.4437365911 1353397.6163352914, 786369.1062032371 1353567.70614667, 786455.397293922 1354310.3637845314, 786543.5341851737 1355087.257678191, 786597.4575160302 1355547.101874505, 786658.3087919329 1356103.1996983865, 786714.8764675985 1356627.0323418016, 786778.7745621976 1357177.9034612637, 786840.876094322 1357731.6581712815, 786883.9775813725 1358079.583678571, 786930.7886317113 1358487.5996901584, 786949.763464997 1358666.507911482, 786938.988177395 1359126.243012819, 786927.9081882739 1359682.4377397238, 786917.879147681 1360124.6125222505, 786904.3561595278 1360766.3533909419, 786904.5544918617 1361014.6076047705, 786897.3174882561 1361254.0105008436, 786883.9177068796 1361941.4824504517) | line |  | ĐD 500kV PLEIKU - MỸ PHƯỚC - CẦU BÔNG | [8 empty] | 6 | 2 |  |  | 2545 | 2546 | 1 | FALSE | FALSE | 2 | TRUE | TRUE | 2545 | 2546 | 785058.6603 | 1350256.713 | 786883.9177 | 1361941.4825 | 2545 | 785058.6603 | 1350256.713 | 2546 | 786883.9177 | 1361941.4825
VN | 1051117523 | LINEVN2519b | 500 | 14.3778 | [5 empty] | 50 | 6 cables - 2 systems | LINESTRING (785058.6602629276 1350256.7129589452, 785263.0092016425 1350674.9851873869, 785486.7754628086 1351137.2509827777, 785816.5239003061 1351813.8392258787, 785914.2999407495 1352105.7774889155, 786035.6761268866 1352464.175963824, 786234.3289804207 1353058.0719770608, 786349.4437365911 1353397.6163352914, 786369.1062032371 1353567.70614667, 786455.397293922 1354310.3637845314, 786543.5341851737 1355087.257678191, 786597.4575160302 1355547.101874505, 786658.3087919329 1356103.1996983865, 786714.8764675985 1356627.0323418016, 786778.7745621976 1357177.9034612637, 786840.876094322 1357731.6581712815, 786883.9775813725 1358079.583678571, 786930.7886317113 1358487.5996901584, 786949.763464997 1358666.507911482, 786938.988177395 1359126.243012819, 786927.9081882739 1359682.4377397238, 786917.879147681 1360124.6125222505, 786904.3561595278 1360766.3533909419, 786904.5544918617 1361014.6076047705, 786897.3174882561 1361254.0105008436, 786883.9177068796 1361941.4824504517) | line |  | ĐD 500kV PLEIKU - MỸ PHƯỚC - CẦU BÔNG | [8 empty] | 6 | 2 |  |  | 2545 | 2546 | 1 | FALSE | FALSE | 2 | TRUE | TRUE | 2545 | 2546 | 785058.6603 | 1350256.713 | 786883.9177 | 1361941.4825 | 2545 | 785058.6603 | 1350256.713 | 2546 | 786883.9177 | 1361941.4825
VN | 1051117524 | LINEVN2520 | 500 | 1.4088 | [5 empty] | 50 |  | LINESTRING (786883.9177068796 1361941.4824504517, 786881.2772575053 1362567.1798360422, 787124.3128297235 1363058.6465752486) | line | [10 empty] | 3 | 1 |  |  | 2546 | 2547 | 1 | FALSE | FALSE | 1 | TRUE | TRUE | 2546 | 2547 | 786883.9177 | 1361941.4825 | 787124.3128 | 1363058.6466 | 2546 | 786883.9177 | 1361941.4825 | 2547 | 787124.3128 | 1363058.6466
VN | 1051117525 | LINEVN2521 | 500 | 0.85491 | [5 empty] | 50 |  | LINESTRING (788312.705217102 1365310.0943029646, 788427.0457777213 1365504.1980482324, 788797.134526325 1365820.9797997195) | line | [10 empty] | 3 | 1 |  |  | 2548 | 2549 | 1 | FALSE | FALSE | 1 | TRUE | TRUE | 2548 | 2549 | 788312.7052 | 1365310.0943 | 788797.1345 | 1365820.9798 | 2548 | 788312.7052 | 1365310.0943 | 2549 | 788797.1345 | 1365820.9798
VN | 1051117526 | LINEVN2522a | 500 | 3.055 | [5 empty] | 50 | 6 cables - 2 systems | LINESTRING (787124.3128297235 1363058.6465752486, 787462.0405522848 1363701.888543404, 787687.7615672861 1364125.7447952062, 787937.924005228 1364602.1844448668, 788209.7542163779 1365115.3180173147, 788312.705217102 1365310.0943029646) | line |  | ĐD 500kV PLEIKU - MỸ PHƯỚC - CẦU BÔNG | [8 empty] | 6 | 2 |  |  | 2547 | 2548 | 1 | FALSE | FALSE | 2 | TRUE | TRUE | 2547 | 2548 | 787124.3128 | 1363058.6466 | 788312.7052 | 1365310.0943 | 2547 | 787124.3128 | 1363058.6466 | 2548 | 788312.7052 | 1365310.0943
VN | 1051117526 | LINEVN2522b | 500 | 3.055 | [5 empty] | 50 | 6 cables - 2 systems | LINESTRING (787124.3128297235 1363058.6465752486, 787462.0405522848 1363701.888543404, 787687.7615672861 1364125.7447952062, 787937.924005228 1364602.1844448668, 788209.7542163779 1365115.3180173147, 788312.705217102 1365310.0943029646) | line |  | ĐD 500kV PLEIKU - MỸ PHƯỚC - CẦU BÔNG | [8 empty] | 6 | 2 |  |  | 2547 | 2548 | 1 | FALSE | FALSE | 2 | TRUE | TRUE | 2547 | 2548 | 787124.3128 | 1363058.6466 | 788312.7052 | 1365310.0943 | 2547 | 787124.3128 | 1363058.6466 | 2548 | 788312.7052 | 1365310.0943
VN | 1051117527 | LINEVN2523 | 500 | 0.86118 | [5 empty] | 50 |  | LINESTRING (788312.705217102 1365310.0943029646, 788417.3017521326 1365514.3966996255, 788797.134526325 1365820.9797997195) | line | [10 empty] | 3 | 1 |  |  | 2548 | 2549 | 1 | FALSE | FALSE | 1 | TRUE | TRUE | 2548 | 2549 | 788312.7052 | 1365310.0943 | 788797.1345 | 1365820.9798 | 2548 | 788312.7052 | 1365310.0943 | 2549 | 788797.1345 | 1365820.9798
VN | 1051117528 | LINEVN2524 | 500 | 0.93239 | [5 empty] | 50 |  | LINESTRING (793783.5970613206 1369723.1550476532, 794178.2171669803 1369913.2113283086, 794378.0114375642 1370187.0618342294) | line | [10 empty] | 3 | 1 |  |  | 2550 | 2551 | 1 | FALSE | FALSE | 1 | TRUE | TRUE | 2550 | 2551 | 793783.5971 | 1369723.155 | 794378.0114 | 1370187.0618 | 2550 | 793783.5971 | 1369723.155 | 2551 | 794378.0114 | 1370187.0618
VN | 1051117529 | LINEVN2525a | 500 | 7.6446 | [5 empty] | 50 | 6 cables - 2 systems | LINESTRING (788797.134526325 1365820.9797997195, 789161.3078413426 1366120.0082877427, 789467.9233701155 1366371.7881509236, 789853.1127409267 1366688.0853641056, 790159.7060201879 1366939.863912746, 790259.0490904179 1367031.6408790436, 790726.0778989637 1367463.158533383, 791143.7158217106 1367849.047911992, 791477.039914296 1368157.029240042, 791822.2720191283 1368476.0508456333, 792411.4552045107 1369020.4885943595, 792787.6171071345 1369211.0667685412, 793318.5789094099 1369485.0128760564, 793783.5970613206 1369723.1550476532) | line |  | ĐD 500kV PLEIKU - MỸ PHƯỚC - CẦU BÔNG | [8 empty] | 6 | 2 |  |  | 2549 | 2550 | 1 | FALSE | FALSE | 2 | TRUE | TRUE | 2549 | 2550 | 788797.1345 | 1365820.9798 | 793783.5971 | 1369723.155 | 2549 | 788797.1345 | 1365820.9798 | 2550 | 793783.5971 | 1369723.155
VN | 1051117529 | LINEVN2525b | 500 | 7.6446 | [5 empty] | 50 | 6 cables - 2 systems | LINESTRING (788797.134526325 1365820.9797997195, 789161.3078413426 1366120.0082877427, 789467.9233701155 1366371.7881509236, 789853.1127409267 1366688.0853641056, 790159.7060201879 1366939.863912746, 790259.0490904179 1367031.6408790436, 790726.0778989637 1367463.158533383, 791143.7158217106 1367849.047911992, 791477.039914296 1368157.029240042, 791822.2720191283 1368476.0508456333, 792411.4552045107 1369020.4885943595, 792787.6171071345 1369211.0667685412, 793318.5789094099 1369485.0128760564, 793783.5970613206 1369723.1550476532) | line |  | ĐD 500kV PLEIKU - MỸ PHƯỚC - CẦU BÔNG | [8 empty] | 6 | 2 |  |  | 2549 | 2550 | 1 | FALSE | FALSE | 2 | TRUE | TRUE | 2549 | 2550 | 788797.1345 | 1365820.9798 | 793783.5971 | 1369723.155 | 2549 | 788797.1345 | 1365820.9798 | 2550 | 793783.5971 | 1369723.155
VN | 1051117530 | LINEVN2526 | 500 | 0.92233 | [5 empty] | 50 |  | LINESTRING (793783.5970613206 1369723.1550476532, 794164.9421794777 1369926.9925058617, 794378.0114375642 1370187.0618342294) | line | [10 empty] | 3 | 1 |  |  | 2550 | 2551 | 1 | FALSE | FALSE | 1 | TRUE | TRUE | 2550 | 2551 | 793783.5971 | 1369723.155 | 794378.0114 | 1370187.0618 | 2550 | 793783.5971 | 1369723.155 | 2551 | 794378.0114 | 1370187.0618
VN | 1051117531 | LINEVN2527a | 500 | 1.9869 | [5 empty] | 50 | 6 cables - 2 systems | LINESTRING (799563.7281335231 1376174.5360690881, 799785.2576299232 1376806.365934688, 799893.2915498717 1377114.4766527736, 800110.5431473764 1377737.3781617538) | line | [10 empty] | 6 | 2 |  |  | 2552 | 2553 | 1 | FALSE | FALSE | 2 | TRUE | TRUE | 2552 | 2553 | 799563.7281 | 1376174.5361 | 800110.5431 | 1377737.3782 | 2552 | 799563.7281 | 1376174.5361 | 2553 | 800110.5431 | 1377737.3782
VN | 1051117531 | LINEVN2527b | 500 | 1.9869 | [5 empty] | 50 | 6 cables - 2 systems | LINESTRING (799563.7281335231 1376174.5360690881, 799785.2576299232 1376806.365934688, 799893.2915498717 1377114.4766527736, 800110.5431473764 1377737.3781617538) | line | [10 empty] | 6 | 2 |  |  | 2552 | 2553 | 1 | FALSE | FALSE | 2 | TRUE | TRUE | 2552 | 2553 | 799563.7281 | 1376174.5361 | 800110.5431 | 1377737.3782 | 2552 | 799563.7281 | 1376174.5361 | 2553 | 800110.5431 | 1377737.3782
VN | 1051117532 | LINEVN2528a | 500 | 8.4197 | [5 empty] | 50 | 6 cables - 2 systems | LINESTRING (794378.0114375642 1370187.0618342294, 794696.4024310864 1370596.747485664, 794942.0721678078 1370912.8836368313, 795217.3403651409 1371267.0972314505, 795699.7461263845 1371887.8820514472, 795910.9253388426 1372159.6516526341, 796218.8807427257 1372475.4111678503, 796530.0172060021 1372794.4185742654, 796769.9230463079 1373040.4090882132, 797277.6122389545 1373560.9931001654, 797634.0045988148 1373926.4485877224, 797983.8519535894 1374285.2006492356, 798290.7176659768 1374599.8854418069, 798609.1407043021 1374926.4295122214, 799065.4486349097 1375394.396567226) | line |  | ĐD 500kV PLEIKU - MỸ PHƯỚC - CẦU BÔNG | [8 empty] | 6 | 2 |  |  | 2551 | 2554 | 1 | FALSE | FALSE | 2 | TRUE | TRUE | 2551 | 2554 | 794378.0114 | 1370187.0618 | 799065.4486 | 1375394.3966 | 2551 | 794378.0114 | 1370187.0618 | 2554 | 799065.4486 | 1375394.3966
VN | 1051117532 | LINEVN2528b | 500 | 8.4197 | [5 empty] | 50 | 6 cables - 2 systems | LINESTRING (794378.0114375642 1370187.0618342294, 794696.4024310864 1370596.747485664, 794942.0721678078 1370912.8836368313, 795217.3403651409 1371267.0972314505, 795699.7461263845 1371887.8820514472, 795910.9253388426 1372159.6516526341, 796218.8807427257 1372475.4111678503, 796530.0172060021 1372794.4185742654, 796769.9230463079 1373040.4090882132, 797277.6122389545 1373560.9931001654, 797634.0045988148 1373926.4485877224, 797983.8519535894 1374285.2006492356, 798290.7176659768 1374599.8854418069, 798609.1407043021 1374926.4295122214, 799065.4486349097 1375394.396567226) | line |  | ĐD 500kV PLEIKU - MỸ PHƯỚC - CẦU BÔNG | [8 empty] | 6 | 2 |  |  | 2551 | 2554 | 1 | FALSE | FALSE | 2 | TRUE | TRUE | 2551 | 2554 | 794378.0114 | 1370187.0618 | 799065.4486 | 1375394.3966 | 2551 | 794378.0114 | 1370187.0618 | 2554 | 799065.4486 | 1375394.3966
VN | 1051117533 | LINEVN2529 | 500 | 1.1334 | [5 empty] | 50 |  | LINESTRING (799065.4486349097 1375394.396567226, 799412.1405450824 1375763.3711483832, 799563.7281335231 1376174.5360690881) | line | [10 empty] | 3 | 1 |  |  | 2554 | 2552 | 1 | FALSE | FALSE | 1 | TRUE | TRUE | 2554 | 2552 | 799065.4486 | 1375394.3966 | 799563.7281 | 1376174.5361 | 2554 | 799065.4486 | 1375394.3966 | 2552 | 799563.7281 | 1376174.5361
VN | 1051117534 | LINEVN2530 | 500 | 1.3036 | [5 empty] | 50 |  | LINESTRING (800110.5431473764 1377737.3781617538, 800312.2976067939 1378337.5373530802, 800652.5872404969 1378636.8349343517) | line | [10 empty] | 3 | 1 |  |  | 2553 | 2555 | 1 | FALSE | FALSE | 1 | TRUE | TRUE | 2553 | 2555 | 800110.5431 | 1377737.3782 | 800652.5872 | 1378636.8349 | 2553 | 800110.5431 | 1377737.3782 | 2555 | 800652.5872 | 1378636.8349
VN | 1051117535 | LINEVN2531 | 500 | 1.2937 | [5 empty] | 50 |  | LINESTRING (800110.5431473764 1377737.3781617538, 800326.1200245073 1378327.6729051163, 800652.5872404969 1378636.8349343517) | line | [10 empty] | 3 | 1 |  |  | 2553 | 2555 | 1 | FALSE | FALSE | 1 | TRUE | TRUE | 2553 | 2555 | 800110.5431 | 1377737.3782 | 800652.5872 | 1378636.8349 | 2553 | 800110.5431 | 1377737.3782 | 2555 | 800652.5872 | 1378636.8349
VN | 1051117536 | LINEVN2532 | 500 | 1.1431 | [5 empty] | 50 |  | LINESTRING (799065.4486349097 1375394.396567226, 799428.5735752967 1375754.6955731316, 799563.7281335231 1376174.5360690881) | line | [10 empty] | 3 | 1 |  |  | 2554 | 2552 | 1 | FALSE | FALSE | 1 | TRUE | TRUE | 2554 | 2552 | 799065.4486 | 1375394.3966 | 799563.7281 | 1376174.5361 | 2554 | 799065.4486 | 1375394.3966 | 2552 | 799563.7281 | 1376174.5361
VN | 1051117537 | LINEVN2533 | 500 | 0.94232 | [5 empty] | 50 |  | LINESTRING (807036.6406201477 1382181.978126925, 807446.2785938743 1382323.3425499822, 807632.7665938637 1382621.7938329887) | line | [10 empty] | 3 | 1 |  |  | 2556 | 2557 | 1 | FALSE | FALSE | 1 | TRUE | TRUE | 2556 | 2557 | 807036.6406 | 1382181.9781 | 807632.7666 | 1382621.7938 | 2556 | 807036.6406 | 1382181.9781 | 2557 | 807632.7666 | 1382621.7938
VN | 1051117538 | LINEVN2534a | 500 | 8.8847 | [5 empty] | 50 | 6 cables - 2 systems | LINESTRING (800652.5872404969 1378636.8349343517, 801421.9997180486 1379342.8250963287, 801511.1420019926 1379424.6322689631, 801659.7153778241 1379526.6244062267, 802129.6475524424 1379849.246106356, 802496.3595406447 1380101.011804092, 802965.8857535343 1380423.3814783313, 803769.7333019145 1380975.3189564634, 804153.3982094077 1381238.7723078881, 804570.6026783725 1381375.23161168, 804880.2761078074 1381476.5250892686, 805527.9260012689 1381688.380791256, 805783.3651439967 1381771.9489141544, 806223.5322306184 1381915.942611951, 806539.5832177582 1382019.3505361958, 807036.6406201477 1382181.978126925) | line |  | ĐD 500kV PLEIKU - MỸ PHƯỚC - CẦU BÔNG | [8 empty] | 6 | 2 |  |  | 2555 | 2556 | 1 | FALSE | FALSE | 2 | TRUE | TRUE | 2555 | 2556 | 800652.5872 | 1378636.8349 | 807036.6406 | 1382181.9781 | 2555 | 800652.5872 | 1378636.8349 | 2556 | 807036.6406 | 1382181.9781
VN | 1051117538 | LINEVN2534b | 500 | 8.8847 | [5 empty] | 50 | 6 cables - 2 systems | LINESTRING (800652.5872404969 1378636.8349343517, 801421.9997180486 1379342.8250963287, 801511.1420019926 1379424.6322689631, 801659.7153778241 1379526.6244062267, 802129.6475524424 1379849.246106356, 802496.3595406447 1380101.011804092, 802965.8857535343 1380423.3814783313, 803769.7333019145 1380975.3189564634, 804153.3982094077 1381238.7723078881, 804570.6026783725 1381375.23161168, 804880.2761078074 1381476.5250892686, 805527.9260012689 1381688.380791256, 805783.3651439967 1381771.9489141544, 806223.5322306184 1381915.942611951, 806539.5832177582 1382019.3505361958, 807036.6406201477 1382181.978126925) | line |  | ĐD 500kV PLEIKU - MỸ PHƯỚC - CẦU BÔNG | [8 empty] | 6 | 2 |  |  | 2555 | 2556 | 1 | FALSE | FALSE | 2 | TRUE | TRUE | 2555 | 2556 | 800652.5872 | 1378636.8349 | 807036.6406 | 1382181.9781 | 2555 | 800652.5872 | 1378636.8349 | 2556 | 807036.6406 | 1382181.9781
VN | 1051117539 | LINEVN2535 | 500 | 0.95576 | [5 empty] | 50 |  | LINESTRING (807036.6406201477 1382181.978126925, 807456.3324900451 1382310.983161858, 807632.7665938637 1382621.7938329887) | line | [10 empty] | 3 | 1 |  |  | 2556 | 2557 | 1 | FALSE | FALSE | 1 | TRUE | TRUE | 2556 | 2557 | 807036.6406 | 1382181.9781 | 807632.7666 | 1382621.7938 | 2556 | 807036.6406 | 1382181.9781 | 2557 | 807632.7666 | 1382621.7938
VN | 1051117540 | LINEVN2536 | 500 | 0.85443 | [5 empty] | 50 |  | LINESTRING (809080.1190425889 1385062.1365596852, 809334.3685881482 1385485.099390325, 809325.7497181643 1385703.456320168) | line | [10 empty] | 3 | 1 |  |  | 2558 | 2559 | 1 | FALSE | FALSE | 1 | TRUE | TRUE | 2558 | 2559 | 809080.119 | 1385062.1366 | 809325.7497 | 1385703.4563 | 2558 | 809080.119 | 1385062.1366 | 2559 | 809325.7497 | 1385703.4563
VN | 1051117541 | LINEVN2537a | 500 | 3.4047 | [5 empty] | 50 | 6 cables - 2 systems | LINESTRING (807632.7665938637 1382621.7938329887, 807879.972063916 1383038.590512792, 808252.7797283388 1383667.1468974252, 808426.6535567384 1383960.3016755942, 808607.810674777 1384265.7378244598, 808795.5343954399 1384582.2742711662, 809080.1190425889 1385062.1365596852) | line |  | ĐD 500kV PLEIKU - MỸ PHƯỚC - CẦU BÔNG | [8 empty] | 6 | 2 |  |  | 2557 | 2558 | 1 | FALSE | FALSE | 2 | TRUE | TRUE | 2557 | 2558 | 807632.7666 | 1382621.7938 | 809080.119 | 1385062.1366 | 2557 | 807632.7666 | 1382621.7938 | 2558 | 809080.119 | 1385062.1366
VN | 1051117541 | LINEVN2537b | 500 | 3.4047 | [5 empty] | 50 | 6 cables - 2 systems | LINESTRING (807632.7665938637 1382621.7938329887, 807879.972063916 1383038.590512792, 808252.7797283388 1383667.1468974252, 808426.6535567384 1383960.3016755942, 808607.810674777 1384265.7378244598, 808795.5343954399 1384582.2742711662, 809080.1190425889 1385062.1365596852) | line |  | ĐD 500kV PLEIKU - MỸ PHƯỚC - CẦU BÔNG | [8 empty] | 6 | 2 |  |  | 2557 | 2558 | 1 | FALSE | FALSE | 2 | TRUE | TRUE | 2557 | 2558 | 807632.7666 | 1382621.7938 | 809080.119 | 1385062.1366 | 2557 | 807632.7666 | 1382621.7938 | 2558 | 809080.119 | 1385062.1366
VN | 1051117542 | LINEVN2538 | 500 | 0.84313 | [5 empty] | 50 |  | LINESTRING (809080.1190425889 1385062.1365596852, 809316.1107124365 1385487.5156413878, 809325.7497181643 1385703.456320168) | line | [10 empty] | 3 | 1 |  |  | 2558 | 2559 | 1 | FALSE | FALSE | 1 | TRUE | TRUE | 2558 | 2559 | 809080.119 | 1385062.1366 | 809325.7497 | 1385703.4563 | 2558 | 809080.119 | 1385062.1366 | 2559 | 809325.7497 | 1385703.4563
VN | 1051117543 | LINEVN2539 | 500 | 0.56276 | [5 empty] | 50 |  | LINESTRING (812981.8109932863 1413857.495459859, 813055.20406089 1413981.1291906892, 813358.652347042 1414098.0371909882) | line | [10 empty] | 3 | 1 |  |  | 2560 | 2561 | 1 | FALSE | FALSE | 1 | TRUE | TRUE | 2560 | 2561 | 812981.811 | 1413857.4955 | 813358.6523 | 1414098.0372 | 2560 | 812981.811 | 1413857.4955 | 2561 | 813358.6523 | 1414098.0372
VN | 1051117544 | LINEVN2540a | 500 | 34.5187 | [5 empty] | 50 | 6 cables - 2 systems | LINESTRING (809325.7497181643 1385703.456320168, 809327.0604401923 1386272.1265649374, 809326.0405789528 1386725.8227200825, 809326.7763276246 1386974.2746378542, 809324.6419175313 1387401.9841430425, 809327.9488853744 1388014.7099524036, 809334.6031071562 1388998.9485433453, 809331.0794958974 1389723.5835257198, 809334.094221984 1389956.8256037154, 809335.5118575941 1390582.0768588649, 809335.8098173714 1391309.4777434594, 809334.8907141106 1391798.3082116044, 809370.6472632892 1392496.5094301726, 809390.2436513682 1392841.9142980657, 809423.7279693596 1393480.07059928, 809468.9679817213 1394324.250912151, 809495.0228910139 1394879.4095436214, 809513.3070947201 1395190.5114249606, 809537.0347442797 1395684.1070169434, 809563.0039583102 1396153.2913047918, 809588.2562846964 1396620.1541199675, 809613.9564355754 1397126.5716678498, 809636.7132976981 1397595.4232238808, 809659.7571156534 1398023.6990301302, 809678.3704205995 1398363.383309275, 809697.5658757051 1398723.358228311, 809712.3917478733 1399121.971700652, 809731.1502073205 1399621.4620220084, 809743.6723006242 1400011.624989787, 809761.8729052125 1400455.1734656363, 809780.1321214252 1400985.7830389533, 809798.8852668973 1401485.8171452405, 809816.8814733971 1401960.3441908043, 809833.4434857813 1402405.7139883502, 809851.4093755393 1402869.6452718356, 809867.0296213785 1403254.5956462016, 809885.4923320005 1403699.5441750244, 809905.7241638447 1404209.1074006103, 809925.4836627296 1404720.8359792694, 809948.1371426438 1405261.8493464207, 809963.3841222246 1405653.1302792144, 809981.268936237 1406083.2594593936, 809998.5553739644 1406514.2349127796, 810115.0069197533 1406822.4561631687, 810240.3687087605 1407168.2890844073, 810403.0732885735 1407604.3296174256, 810547.1997803855 1407992.513012484, 810685.8409881934 1408363.099296741, 810900.1637775485 1408941.6503999832, 811077.4292873996 1409417.0787039166, 811269.6201896776 1409938.8793011655, 811463.2311603138 1410470.0327287235, 811594.7098795958 1410819.158674084, 811684.475240359 1411058.838964351, 811937.0837005927 1411742.9094830716, 812154.8085937509 1412324.3444823457, 812292.3776817997 1412576.1302094134, 812440.1521933863 1412853.076477129, 812646.8998534093 1413239.8765863774, 812888.7050579733 1413684.8571815686, 812981.8109932863 1413857.495459859) | line |  | 500KV PLEIKU - MỸ PHƯỚC - CẦU BÔNG | [8 empty] | 6 | 2 |  |  | 2559 | 2560 | 1 | FALSE | FALSE | 2 | TRUE | TRUE | 2559 | 2560 | 809325.7497 | 1385703.4563 | 812981.811 | 1413857.4955 | 2559 | 809325.7497 | 1385703.4563 | 2560 | 812981.811 | 1413857.4955
VN | 1051117544 | LINEVN2540b | 500 | 34.5187 | [5 empty] | 50 | 6 cables - 2 systems | LINESTRING (809325.7497181643 1385703.456320168, 809327.0604401923 1386272.1265649374, 809326.0405789528 1386725.8227200825, 809326.7763276246 1386974.2746378542, 809324.6419175313 1387401.9841430425, 809327.9488853744 1388014.7099524036, 809334.6031071562 1388998.9485433453, 809331.0794958974 1389723.5835257198, 809334.094221984 1389956.8256037154, 809335.5118575941 1390582.0768588649, 809335.8098173714 1391309.4777434594, 809334.8907141106 1391798.3082116044, 809370.6472632892 1392496.5094301726, 809390.2436513682 1392841.9142980657, 809423.7279693596 1393480.07059928, 809468.9679817213 1394324.250912151, 809495.0228910139 1394879.4095436214, 809513.3070947201 1395190.5114249606, 809537.0347442797 1395684.1070169434, 809563.0039583102 1396153.2913047918, 809588.2562846964 1396620.1541199675, 809613.9564355754 1397126.5716678498, 809636.7132976981 1397595.4232238808, 809659.7571156534 1398023.6990301302, 809678.3704205995 1398363.383309275, 809697.5658757051 1398723.358228311, 809712.3917478733 1399121.971700652, 809731.1502073205 1399621.4620220084, 809743.6723006242 1400011.624989787, 809761.8729052125 1400455.1734656363, 809780.1321214252 1400985.7830389533, 809798.8852668973 1401485.8171452405, 809816.8814733971 1401960.3441908043, 809833.4434857813 1402405.7139883502, 809851.4093755393 1402869.6452718356, 809867.0296213785 1403254.5956462016, 809885.4923320005 1403699.5441750244, 809905.7241638447 1404209.1074006103, 809925.4836627296 1404720.8359792694, 809948.1371426438 1405261.8493464207, 809963.3841222246 1405653.1302792144, 809981.268936237 1406083.2594593936, 809998.5553739644 1406514.2349127796, 810115.0069197533 1406822.4561631687, 810240.3687087605 1407168.2890844073, 810403.0732885735 1407604.3296174256, 810547.1997803855 1407992.513012484, 810685.8409881934 1408363.099296741, 810900.1637775485 1408941.6503999832, 811077.4292873996 1409417.0787039166, 811269.6201896776 1409938.8793011655, 811463.2311603138 1410470.0327287235, 811594.7098795958 1410819.158674084, 811684.475240359 1411058.838964351, 811937.0837005927 1411742.9094830716, 812154.8085937509 1412324.3444823457, 812292.3776817997 1412576.1302094134, 812440.1521933863 1412853.076477129, 812646.8998534093 1413239.8765863774, 812888.7050579733 1413684.8571815686, 812981.8109932863 1413857.495459859) | line |  | 500KV PLEIKU - MỸ PHƯỚC - CẦU BÔNG | [8 empty] | 6 | 2 |  |  | 2559 | 2560 | 1 | FALSE | FALSE | 2 | TRUE | TRUE | 2559 | 2560 | 809325.7497 | 1385703.4563 | 812981.811 | 1413857.4955 | 2559 | 809325.7497 | 1385703.4563 | 2560 | 812981.811 | 1413857.4955
VN | 1051117545 | LINEVN2541 | 500 | 0.57539 | [5 empty] | 50 |  | LINESTRING (812981.8109932863 1413857.495459859, 813044.5927811731 1413991.286331096, 813358.652347042 1414098.0371909882) | line | [10 empty] | 3 | 1 |  |  | 2560 | 2561 | 1 | FALSE | FALSE | 1 | TRUE | TRUE | 2560 | 2561 | 812981.811 | 1413857.4955 | 813358.6523 | 1414098.0372 | 2560 | 812981.811 | 1413857.4955 | 2561 | 813358.6523 | 1414098.0372
VN | 1051117546 | LINEVN2542 | 500 | 1.0301 | [5 empty] | 50 |  | LINESTRING (817147.7796658917 1416090.9517437103, 817497.4512245475 1416319.9406779294, 817649.0730048143 1416733.4271489733) | line | [10 empty] | 3 | 1 |  |  | 2562 | 2563 | 1 | FALSE | FALSE | 1 | TRUE | TRUE | 2562 | 2563 | 817147.7797 | 1416090.9517 | 817649.073 | 1416733.4271 | 2562 | 817147.7797 | 1416090.9517 | 2563 | 817649.073 | 1416733.4271
VN | 1051117547 | LINEVN2543a | 500 | 5.1783 | [5 empty] | 50 | 6 cables - 2 systems | LINESTRING (813358.652347042 1414098.0371909882, 813678.8863021964 1414213.265107001, 814088.100410375 1414360.771761658, 814394.4007105726 1414469.9185077369, 814742.8229696883 1414592.5734864844, 815175.6629271407 1414750.0629038608, 815822.0584103425 1415189.7364710364, 816259.3012903857 1415486.901947763, 816722.7098845176 1415801.8778155975, 817147.7796658917 1416090.9517437103) | line |  | 500KV PLEIKU - MỸ PHƯỚC - CẦU BÔNG | [8 empty] | 6 | 2 |  |  | 2561 | 2562 | 1 | FALSE | FALSE | 2 | TRUE | TRUE | 2561 | 2562 | 813358.6523 | 1414098.0372 | 817147.7797 | 1416090.9517 | 2561 | 813358.6523 | 1414098.0372 | 2562 | 817147.7797 | 1416090.9517
VN | 1051117547 | LINEVN2543b | 500 | 5.1783 | [5 empty] | 50 | 6 cables - 2 systems | LINESTRING (813358.652347042 1414098.0371909882, 813678.8863021964 1414213.265107001, 814088.100410375 1414360.771761658, 814394.4007105726 1414469.9185077369, 814742.8229696883 1414592.5734864844, 815175.6629271407 1414750.0629038608, 815822.0584103425 1415189.7364710364, 816259.3012903857 1415486.901947763, 816722.7098845176 1415801.8778155975, 817147.7796658917 1416090.9517437103) | line |  | 500KV PLEIKU - MỸ PHƯỚC - CẦU BÔNG | [8 empty] | 6 | 2 |  |  | 2561 | 2562 | 1 | FALSE | FALSE | 2 | TRUE | TRUE | 2561 | 2562 | 813358.6523 | 1414098.0372 | 817147.7797 | 1416090.9517 | 2561 | 813358.6523 | 1414098.0372 | 2562 | 817147.7797 | 1416090.9517
VN | 1051117548 | LINEVN2544 | 500 | 1.0181 | [5 empty] | 50 |  | LINESTRING (817147.7796658917 1416090.9517437103, 817484.7859697051 1416330.947858009, 817649.0730048143 1416733.4271489733) | line | [10 empty] | 3 | 1 |  |  | 2562 | 2563 | 1 | FALSE | FALSE | 1 | TRUE | TRUE | 2562 | 2563 | 817147.7797 | 1416090.9517 | 817649.073 | 1416733.4271 | 2562 | 817147.7797 | 1416090.9517 | 2563 | 817649.073 | 1416733.4271
VN | 1051117549 | LINEVN2545 | 500 | 0.73745 | [5 empty] | 50 |  | LINESTRING (824407.2392488113 1432743.2016488775, 824548.5472255419 1433078.1860785647, 824548.0854883549 1433329.1562691783) | line | [10 empty] | 3 | 1 |  |  | 2564 | 2565 | 1 | FALSE | FALSE | 1 | TRUE | TRUE | 2564 | 2565 | 824407.2392 | 1432743.2016 | 824548.0855 | 1433329.1563 | 2564 | 824407.2392 | 1432743.2016 | 2565 | 824548.0855 | 1433329.1563
VN | 1051117550 | LINEVN2546 | 500 | 0.74817 | [5 empty] | 50 |  | LINESTRING (824407.2392488113 1432743.2016488775, 824567.3940336653 1433073.3459986718, 824548.0854883549 1433329.1562691783) | line | [10 empty] | 3 | 1 |  |  | 2564 | 2565 | 1 | FALSE | FALSE | 1 | TRUE | TRUE | 2564 | 2565 | 824407.2392 | 1432743.2016 | 824548.0855 | 1433329.1563 | 2564 | 824407.2392 | 1432743.2016 | 2565 | 824548.0855 | 1433329.1563
VN | 1051117551 | LINEVN2547a | 500 | 20.8604 | [5 empty] | 50 | 6 cables - 2 systems | LINESTRING (817649.0730048143 1416733.4271489733, 817833.8150073471 1417207.9598619454, 818033.7142164488 1417713.572143573, 818229.9898687478 1418215.957530007, 818415.2089312682 1418691.2796780362, 818627.0146564902 1419236.833690785, 818831.8880515756 1419763.3331743164, 819028.5089914057 1420271.3385201416, 819236.2221446321 1420802.4947769404, 819381.4738030434 1421174.528283109, 819552.8774390675 1421617.5094175497, 819822.7902194057 1422313.8349580893, 820033.830917492 1422856.5814126006, 820203.517643226 1423294.469591162, 820378.4385384588 1423738.6212998852, 820554.5477760804 1424193.1538142145, 820645.7334108579 1424398.2605690034, 820841.6239706338 1424829.4051005666, 820998.5262444557 1425179.456409278, 821160.1291496016 1425543.5383622558, 821348.0959312806 1425965.818025213, 821542.5955824261 1426389.0506159822, 821745.013138134 1426839.0756079555, 821938.6150504305 1427269.1581637734, 822097.3865142812 1427623.773382168, 822314.7612947007 1428101.0992690444, 822508.2305729147 1428532.3514764307, 822636.1475093936 1428817.4614122396, 822844.6499569563 1429277.6731689735, 823025.1843015599 1429676.1712267427, 823205.5308040099 1430077.2054552627, 823413.6022206992 1430537.022657443, 823621.5919374658 1431002.2018810522, 823792.6337367331 1431375.030895347, 824026.5681998804 1431899.7080426924, 824211.6166393914 1432307.1342459808, 824407.2392488113 1432743.2016488775) | line |  | 500KV PLEIKU - MỸ PHƯỚC - CẦU BÔNG | [8 empty] | 6 | 2 |  |  | 2563 | 2564 | 1 | FALSE | FALSE | 2 | TRUE | TRUE | 2563 | 2564 | 817649.073 | 1416733.4271 | 824407.2392 | 1432743.2016 | 2563 | 817649.073 | 1416733.4271 | 2564 | 824407.2392 | 1432743.2016
VN | 1051117551 | LINEVN2547b | 500 | 20.8604 | [5 empty] | 50 | 6 cables - 2 systems | LINESTRING (817649.0730048143 1416733.4271489733, 817833.8150073471 1417207.9598619454, 818033.7142164488 1417713.572143573, 818229.9898687478 1418215.957530007, 818415.2089312682 1418691.2796780362, 818627.0146564902 1419236.833690785, 818831.8880515756 1419763.3331743164, 819028.5089914057 1420271.3385201416, 819236.2221446321 1420802.4947769404, 819381.4738030434 1421174.528283109, 819552.8774390675 1421617.5094175497, 819822.7902194057 1422313.8349580893, 820033.830917492 1422856.5814126006, 820203.517643226 1423294.469591162, 820378.4385384588 1423738.6212998852, 820554.5477760804 1424193.1538142145, 820645.7334108579 1424398.2605690034, 820841.6239706338 1424829.4051005666, 820998.5262444557 1425179.456409278, 821160.1291496016 1425543.5383622558, 821348.0959312806 1425965.818025213, 821542.5955824261 1426389.0506159822, 821745.013138134 1426839.0756079555, 821938.6150504305 1427269.1581637734, 822097.3865142812 1427623.773382168, 822314.7612947007 1428101.0992690444, 822508.2305729147 1428532.3514764307, 822636.1475093936 1428817.4614122396, 822844.6499569563 1429277.6731689735, 823025.1843015599 1429676.1712267427, 823205.5308040099 1430077.2054552627, 823413.6022206992 1430537.022657443, 823621.5919374658 1431002.2018810522, 823792.6337367331 1431375.030895347, 824026.5681998804 1431899.7080426924, 824211.6166393914 1432307.1342459808, 824407.2392488113 1432743.2016488775) | line |  | 500KV PLEIKU - MỸ PHƯỚC - CẦU BÔNG | [8 empty] | 6 | 2 |  |  | 2563 | 2564 | 1 | FALSE | FALSE | 2 | TRUE | TRUE | 2563 | 2564 | 817649.073 | 1416733.4271 | 824407.2392 | 1432743.2016 | 2563 | 817649.073 | 1416733.4271 | 2564 | 824407.2392 | 1432743.2016
VN | 1051117552 | LINEVN2548 | 500 | 0.91817 | [5 empty] | 50 |  | LINESTRING (824121.1004766664 1449454.3056008348, 824116.4940049305 1449757.4423058294, 823913.0339097929 1450172.1986357472) | line | [10 empty] | 3 | 1 |  |  | 2566 | 2567 | 1 | FALSE | FALSE | 1 | TRUE | TRUE | 2566 | 2567 | 824121.1005 | 1449454.3056 | 823913.0339 | 1450172.1986 | 2566 | 824121.1005 | 1449454.3056 | 2567 | 823913.0339 | 1450172.1986
VN | 1051117553 | LINEVN2549a | 500 | 19.36 | [5 empty] | 50 | 6 cables - 2 systems | LINESTRING (824548.0854883549 1433329.1562691783, 824535.9568328662 1433730.5044118639, 824524.9192665556 1434100.737042673, 824503.882122089 1434827.4609826782, 824485.6347215483 1435340.0068124312, 824471.5677321925 1435794.132213259, 824460.274351693 1436148.703764116, 824445.3397600243 1436602.5201042087, 824429.499383144 1437096.390801202, 824415.5095352398 1437605.476520363, 824404.3684459771 1437946.7172143082, 824389.0796833017 1438405.2692100292, 824374.4371561153 1438908.5226673384, 824371.524881619 1439626.657092846, 824370.2599310619 1440377.921932851, 824368.8544338038 1440943.2341763517, 824367.7387155654 1441348.079479236, 824363.217518905 1442028.2130603131, 824366.5560246203 1442400.2551239743, 824363.4569278855 1442848.5976292668, 824361.509005801 1443347.4394147387, 824361.6724295677 1443778.4458374619, 824360.6656326487 1444123.4945812852, 824344.8322316422 1444490.2172096584, 824320.5611636855 1445042.0059471044, 824291.8302041586 1445675.3341419653, 824265.1635663375 1446306.4941319437, 824240.242863045 1446876.0377707146, 824215.7776829931 1447369.1994211962, 824198.2322966121 1447769.9872788475, 824179.2505448051 1448156.2957276194, 824154.6431878901 1448723.6284151364, 824140.3232160005 1449059.7831581063, 824121.1004766664 1449454.3056008348) | line | [10 empty] | 6 | 2 |  |  | 2565 | 2566 | 1 | FALSE | FALSE | 2 | TRUE | TRUE | 2565 | 2566 | 824548.0855 | 1433329.1563 | 824121.1005 | 1449454.3056 | 2565 | 824548.0855 | 1433329.1563 | 2566 | 824121.1005 | 1449454.3056
VN | 1051117553 | LINEVN2549b | 500 | 19.36 | [5 empty] | 50 | 6 cables - 2 systems | LINESTRING (824548.0854883549 1433329.1562691783, 824535.9568328662 1433730.5044118639, 824524.9192665556 1434100.737042673, 824503.882122089 1434827.4609826782, 824485.6347215483 1435340.0068124312, 824471.5677321925 1435794.132213259, 824460.274351693 1436148.703764116, 824445.3397600243 1436602.5201042087, 824429.499383144 1437096.390801202, 824415.5095352398 1437605.476520363, 824404.3684459771 1437946.7172143082, 824389.0796833017 1438405.2692100292, 824374.4371561153 1438908.5226673384, 824371.524881619 1439626.657092846, 824370.2599310619 1440377.921932851, 824368.8544338038 1440943.2341763517, 824367.7387155654 1441348.079479236, 824363.217518905 1442028.2130603131, 824366.5560246203 1442400.2551239743, 824363.4569278855 1442848.5976292668, 824361.509005801 1443347.4394147387, 824361.6724295677 1443778.4458374619, 824360.6656326487 1444123.4945812852, 824344.8322316422 1444490.2172096584, 824320.5611636855 1445042.0059471044, 824291.8302041586 1445675.3341419653, 824265.1635663375 1446306.4941319437, 824240.242863045 1446876.0377707146, 824215.7776829931 1447369.1994211962, 824198.2322966121 1447769.9872788475, 824179.2505448051 1448156.2957276194, 824154.6431878901 1448723.6284151364, 824140.3232160005 1449059.7831581063, 824121.1004766664 1449454.3056008348) | line | [10 empty] | 6 | 2 |  |  | 2565 | 2566 | 1 | FALSE | FALSE | 2 | TRUE | TRUE | 2565 | 2566 | 824548.0855 | 1433329.1563 | 824121.1005 | 1449454.3056 | 2565 | 824548.0855 | 1433329.1563 | 2566 | 824121.1005 | 1449454.3056
VN | 1051117554 | LINEVN2550 | 500 | 0.90946 | [5 empty] | 50 |  | LINESTRING (824121.1004766664 1449454.3056008348, 824098.2073979648 1449753.460846853, 823913.0339097929 1450172.1986357472) | line | [10 empty] | 3 | 1 |  |  | 2566 | 2567 | 1 | FALSE | FALSE | 1 | TRUE | TRUE | 2566 | 2567 | 824121.1005 | 1449454.3056 | 823913.0339 | 1450172.1986 | 2566 | 824121.1005 | 1449454.3056 | 2567 | 823913.0339 | 1450172.1986
VN | 1051117555 | LINEVN2551 | 500 | 0.92118 | [5 empty] | 50 |  | LINESTRING (820275.1227403057 1457841.5371972776, 820111.0663993433 1458205.0139828927, 820085.786671612 1458573.0124296343) | line | [10 empty] | 3 | 1 |  |  | 2568 | 2569 | 1 | FALSE | FALSE | 1 | TRUE | TRUE | 2568 | 2569 | 820275.1227 | 1457841.5372 | 820085.7867 | 1458573.0124 | 2568 | 820275.1227 | 1457841.5372 | 2569 | 820085.7867 | 1458573.0124
VN | 1051117556 | LINEVN2552a | 500 | 10.1862 | [5 empty] | 50 | 6 cables - 2 systems | LINESTRING (823913.0339097929 1450172.1986357472, 823740.3027737495 1450535.9580868543, 823483.727564792 1451073.1724557688, 823208.1692096728 1451652.3761560684, 822977.9364636526 1452153.2812739064, 822748.8119410172 1452623.3924690695, 822545.5147402373 1453051.1194635462, 822319.9319922251 1453530.2205225409, 822132.8703184617 1453927.609169558, 822015.4271709435 1454173.6772664278, 821779.5148226969 1454677.7943680845, 821563.1178180759 1455132.5316197195, 821375.4251785497 1455523.2471310818, 821264.5005996819 1455760.4116986194, 821072.0421269949 1456160.1628300403, 820848.2175974422 1456629.8292369705, 820629.450122136 1457089.8549165279, 820463.3245387585 1457443.1969367748, 820275.1227403057 1457841.5371972776) | line | [10 empty] | 6 | 2 |  |  | 2567 | 2568 | 1 | FALSE | FALSE | 2 | TRUE | TRUE | 2567 | 2568 | 823913.0339 | 1450172.1986 | 820275.1227 | 1457841.5372 | 2567 | 823913.0339 | 1450172.1986 | 2568 | 820275.1227 | 1457841.5372
VN | 1051117556 | LINEVN2552b | 500 | 10.1862 | [5 empty] | 50 | 6 cables - 2 systems | LINESTRING (823913.0339097929 1450172.1986357472, 823740.3027737495 1450535.9580868543, 823483.727564792 1451073.1724557688, 823208.1692096728 1451652.3761560684, 822977.9364636526 1452153.2812739064, 822748.8119410172 1452623.3924690695, 822545.5147402373 1453051.1194635462, 822319.9319922251 1453530.2205225409, 822132.8703184617 1453927.609169558, 822015.4271709435 1454173.6772664278, 821779.5148226969 1454677.7943680845, 821563.1178180759 1455132.5316197195, 821375.4251785497 1455523.2471310818, 821264.5005996819 1455760.4116986194, 821072.0421269949 1456160.1628300403, 820848.2175974422 1456629.8292369705, 820629.450122136 1457089.8549165279, 820463.3245387585 1457443.1969367748, 820275.1227403057 1457841.5371972776) | line | [10 empty] | 6 | 2 |  |  | 2567 | 2568 | 1 | FALSE | FALSE | 2 | TRUE | TRUE | 2567 | 2568 | 823913.0339 | 1450172.1986 | 820275.1227 | 1457841.5372 | 2567 | 823913.0339 | 1450172.1986 | 2568 | 820275.1227 | 1457841.5372
VN | 1051117557 | LINEVN2553 | 500 | 0.93053 | [5 empty] | 50 |  | LINESTRING (820275.1227403057 1457841.5371972776, 820092.1256351962 1458200.8823590882, 820085.786671612 1458573.0124296343) | line | [10 empty] | 3 | 1 |  |  | 2568 | 2569 | 1 | FALSE | FALSE | 1 | TRUE | TRUE | 2568 | 2569 | 820275.1227 | 1457841.5372 | 820085.7867 | 1458573.0124 | 2568 | 820275.1227 | 1457841.5372 | 2569 | 820085.7867 | 1458573.0124
VN | 1051117558 | LINEVN2554 | 500 | 0.62358 | [5 empty] | 50 |  | LINESTRING (817498.5976925481 1505725.7375809336, 817488.7178420809 1506015.1749018622, 817570.8069774362 1506230.0765284386) | line | [10 empty] | 3 | 1 |  |  | 2570 | 2571 | 1 | FALSE | FALSE | 1 | TRUE | TRUE | 2570 | 2571 | 817498.5977 | 1505725.7376 | 817570.807 | 1506230.0765 | 2570 | 817498.5977 | 1505725.7376 | 2571 | 817570.807 | 1506230.0765
VN | 1051117559 | LINEVN2555a | 500 | 43.3185 | [5 empty] | 50 | 6 cables - 2 systems | LINESTRING (819693.416304496 1469695.2541139636, 819687.0468049925 1469827.4310486403, 819640.7923775052 1470417.0303056308, 819589.7716012376 1471053.6691617132, 819574.2474646075 1471271.0045943146, 819550.0235008941 1471621.2091098097, 819510.9857316862 1472129.6242228865, 819476.8917382592 1472552.1000355086, 819444.4391140349 1472995.2586520945, 819409.1661627719 1473442.9904174642, 819371.6408744878 1473921.480120681, 819342.1314368458 1474312.915333134, 819320.6543081338 1474603.1331030668, 819290.7335093063 1474979.8132874737, 819266.5718012704 1475373.7480647939, 819241.5816441043 1475812.7537835226, 819212.3727180487 1476288.2634976231, 819186.9652093132 1476701.0861544467, 819159.5389945272 1477137.7374484795, 819132.1177600578 1477597.6323664659, 819101.5060706183 1478068.6183729426, 819069.7826996684 1478571.9372665307, 819043.1848305676 1479023.4481015238, 819010.0395812965 1479523.9927068178, 818978.8943042423 1480064.1383087267, 818950.051887482 1480533.6503101406, 818917.7578828356 1481048.0470405952, 818886.2214699297 1481546.9828662437, 818865.2477729397 1481940.8668254004, 818834.5222402802 1482408.8835429954, 818808.179230959 1482850.2095478019, 818776.8362683724 1483358.0729825876, 818747.1921819551 1483868.8358011092, 818716.5894277451 1484338.9800417342, 818690.5407914731 1484804.405813321, 818660.9651030679 1485272.8126267632, 818633.4830721912 1485736.4716462935, 818604.7141621623 1486222.5062697467, 818577.9782749526 1486648.0142894208, 818555.2071771782 1487021.0028815838, 818527.0281122319 1487506.435464443, 818492.4171322547 1488067.4687496778, 818463.1560665205 1488533.5094417909, 818432.8153841987 1489040.8420554793, 818400.8593442251 1489561.7206130424, 818367.0458824579 1490110.9477319247, 818338.3270145004 1490585.698758732, 818315.5990334067 1491027.9537153807, 818292.547212986 1491423.8281827632, 818264.2522225326 1491893.7229117798, 818234.2295875121 1492349.4336916676, 818214.6906594879 1492719.6370704076, 818189.986927263 1493107.5186700628, 818151.064557208 1493675.4654837549, 818118.2759318103 1494240.5733610517, 818083.7482790933 1494769.836956331, 818057.399266646 1495234.1405486886, 818036.9811845345 1495604.0676069525, 818007.1153081688 1496046.1483831187, 817977.8366697559 1496500.638732326, 817949.5360862322 1497055.0588972908, 817914.4608165863 1497543.6863531203, 817890.1062300889 1498047.1705074427, 817876.183209047 1498323.3479374992, 817851.696363889 1498716.790999304, 817827.8789766373 1499302.4818791586, 817800.8763107399 1499730.234329111, 817782.6992109597 1500118.6039318317, 817757.3820334899 1500592.5762179317, 817730.4644658542 1501085.1331335832, 817717.9348976016 1501383.8291951558, 817692.5280742366 1501841.5995658836, 817663.2274663765 1502453.6355750472, 817644.2841564785 1502772.0100498179, 817621.306958141 1503281.468677123, 817591.7658732377 1503815.9524725408, 817570.8146813721 1504289.1801296354, 817547.80678937 1504739.7150873074, 817525.8078371767 1505191.8346903496, 817498.5976925481 1505725.7375809336) | line | [10 empty] | 6 | 2 |  |  | 2572 | 2570 | 1 | FALSE | FALSE | 2 | TRUE | TRUE | 2572 | 2570 | 819693.4163 | 1469695.2541 | 817498.5977 | 1505725.7376 | 2572 | 819693.4163 | 1469695.2541 | 2570 | 817498.5977 | 1505725.7376
VN | 1051117559 | LINEVN2555b | 500 | 43.3185 | [5 empty] | 50 | 6 cables - 2 systems | LINESTRING (819693.416304496 1469695.2541139636, 819687.0468049925 1469827.4310486403, 819640.7923775052 1470417.0303056308, 819589.7716012376 1471053.6691617132, 819574.2474646075 1471271.0045943146, 819550.0235008941 1471621.2091098097, 819510.9857316862 1472129.6242228865, 819476.8917382592 1472552.1000355086, 819444.4391140349 1472995.2586520945, 819409.1661627719 1473442.9904174642, 819371.6408744878 1473921.480120681, 819342.1314368458 1474312.915333134, 819320.6543081338 1474603.1331030668, 819290.7335093063 1474979.8132874737, 819266.5718012704 1475373.7480647939, 819241.5816441043 1475812.7537835226, 819212.3727180487 1476288.2634976231, 819186.9652093132 1476701.0861544467, 819159.5389945272 1477137.7374484795, 819132.1177600578 1477597.6323664659, 819101.5060706183 1478068.6183729426, 819069.7826996684 1478571.9372665307, 819043.1848305676 1479023.4481015238, 819010.0395812965 1479523.9927068178, 818978.8943042423 1480064.1383087267, 818950.051887482 1480533.6503101406, 818917.7578828356 1481048.0470405952, 818886.2214699297 1481546.9828662437, 818865.2477729397 1481940.8668254004, 818834.5222402802 1482408.8835429954, 818808.179230959 1482850.2095478019, 818776.8362683724 1483358.0729825876, 818747.1921819551 1483868.8358011092, 818716.5894277451 1484338.9800417342, 818690.5407914731 1484804.405813321, 818660.9651030679 1485272.8126267632, 818633.4830721912 1485736.4716462935, 818604.7141621623 1486222.5062697467, 818577.9782749526 1486648.0142894208, 818555.2071771782 1487021.0028815838, 818527.0281122319 1487506.435464443, 818492.4171322547 1488067.4687496778, 818463.1560665205 1488533.5094417909, 818432.8153841987 1489040.8420554793, 818400.8593442251 1489561.7206130424, 818367.0458824579 1490110.9477319247, 818338.3270145004 1490585.698758732, 818315.5990334067 1491027.9537153807, 818292.547212986 1491423.8281827632, 818264.2522225326 1491893.7229117798, 818234.2295875121 1492349.4336916676, 818214.6906594879 1492719.6370704076, 818189.986927263 1493107.5186700628, 818151.064557208 1493675.4654837549, 818118.2759318103 1494240.5733610517, 818083.7482790933 1494769.836956331, 818057.399266646 1495234.1405486886, 818036.9811845345 1495604.0676069525, 818007.1153081688 1496046.1483831187, 817977.8366697559 1496500.638732326, 817949.5360862322 1497055.0588972908, 817914.4608165863 1497543.6863531203, 817890.1062300889 1498047.1705074427, 817876.183209047 1498323.3479374992, 817851.696363889 1498716.790999304, 817827.8789766373 1499302.4818791586, 817800.8763107399 1499730.234329111, 817782.6992109597 1500118.6039318317, 817757.3820334899 1500592.5762179317, 817730.4644658542 1501085.1331335832, 817717.9348976016 1501383.8291951558, 817692.5280742366 1501841.5995658836, 817663.2274663765 1502453.6355750472, 817644.2841564785 1502772.0100498179, 817621.306958141 1503281.468677123, 817591.7658732377 1503815.9524725408, 817570.8146813721 1504289.1801296354, 817547.80678937 1504739.7150873074, 817525.8078371767 1505191.8346903496, 817498.5976925481 1505725.7375809336) | line | [10 empty] | 6 | 2 |  |  | 2572 | 2570 | 1 | FALSE | FALSE | 2 | TRUE | TRUE | 2572 | 2570 | 819693.4163 | 1469695.2541 | 817498.5977 | 1505725.7376 | 2572 | 819693.4163 | 1469695.2541 | 2570 | 817498.5977 | 1505725.7376
VN | 1051117560 | LINEVN2556 | 500 | 0.63469 | [5 empty] | 50 |  | LINESTRING (817498.5976925481 1505725.7375809336, 817469.3484897056 1506018.983307114, 817570.8069774362 1506230.0765284386) | line | [10 empty] | 3 | 1 |  |  | 2570 | 2571 | 1 | FALSE | FALSE | 1 | TRUE | TRUE | 2570 | 2571 | 817498.5977 | 1505725.7376 | 817570.807 | 1506230.0765 | 2570 | 817498.5977 | 1505725.7376 | 2571 | 817570.807 | 1506230.0765
VN | 1051117561 | LINEVN2557a | 500 | 21.5295 | [5 empty] | 50 | 6 cables - 2 systems | LINESTRING (817570.8069774362 1506230.0765284386, 817722.3241754877 1506590.3071958527, 817879.2321962251 1506961.1360388398, 818132.0058243315 1507571.5563758584, 818395.5276954534 1508205.4890561816, 818588.9460414364 1508665.5039985105, 818736.7201387314 1509019.888155304, 818858.1665908208 1509305.9829414983, 819089.0406447863 1509861.1202135975, 819220.609769563 1510173.4428630688, 819419.6339426248 1510647.7913519666, 819648.1830018851 1511201.1613295109, 819752.0976469303 1511445.1696321624, 819864.1932614921 1511709.9094769012, 819924.5352733219 1512227.4371284836, 819992.9388745881 1512834.6641651993, 820034.1117309412 1513232.7363260842, 820081.5235742793 1513655.270266778, 820109.3542272181 1513932.528381174, 820183.7361578348 1514554.1505677416, 820229.8224885998 1514977.14626256, 820306.844146822 1515648.4259647473, 820348.4655756184 1516020.7043873668, 820390.431065497 1516417.7270378894, 820460.4442337193 1517019.9099514054, 820506.2696190185 1517451.2445528924, 820558.7156676243 1517933.9342551546, 820589.2535833681 1518167.187309202, 820752.0352549154 1518579.6611182797, 820993.1237050863 1519165.1488065573, 821184.893476289 1519650.6097857284, 821480.4588920637 1520372.86924673, 821744.947455483 1521035.3056674593, 821912.1749506532 1521448.8139605415, 822191.7033524931 1522137.6591357212, 822324.423954604 1522463.7464897672, 822552.4277511516 1523020.0891661483, 822653.739736641 1523268.0267775161) | line | [10 empty] | 6 | 2 |  |  | 2571 | 2573 | 1 | FALSE | FALSE | 2 | TRUE | TRUE | 2571 | 2573 | 817570.807 | 1506230.0765 | 822653.7397 | 1523268.0268 | 2571 | 817570.807 | 1506230.0765 | 2573 | 822653.7397 | 1523268.0268
VN | 1051117561 | LINEVN2557b | 500 | 21.5295 | [5 empty] | 50 | 6 cables - 2 systems | LINESTRING (817570.8069774362 1506230.0765284386, 817722.3241754877 1506590.3071958527, 817879.2321962251 1506961.1360388398, 818132.0058243315 1507571.5563758584, 818395.5276954534 1508205.4890561816, 818588.9460414364 1508665.5039985105, 818736.7201387314 1509019.888155304, 818858.1665908208 1509305.9829414983, 819089.0406447863 1509861.1202135975, 819220.609769563 1510173.4428630688, 819419.6339426248 1510647.7913519666, 819648.1830018851 1511201.1613295109, 819752.0976469303 1511445.1696321624, 819864.1932614921 1511709.9094769012, 819924.5352733219 1512227.4371284836, 819992.9388745881 1512834.6641651993, 820034.1117309412 1513232.7363260842, 820081.5235742793 1513655.270266778, 820109.3542272181 1513932.528381174, 820183.7361578348 1514554.1505677416, 820229.8224885998 1514977.14626256, 820306.844146822 1515648.4259647473, 820348.4655756184 1516020.7043873668, 820390.431065497 1516417.7270378894, 820460.4442337193 1517019.9099514054, 820506.2696190185 1517451.2445528924, 820558.7156676243 1517933.9342551546, 820589.2535833681 1518167.187309202, 820752.0352549154 1518579.6611182797, 820993.1237050863 1519165.1488065573, 821184.893476289 1519650.6097857284, 821480.4588920637 1520372.86924673, 821744.947455483 1521035.3056674593, 821912.1749506532 1521448.8139605415, 822191.7033524931 1522137.6591357212, 822324.423954604 1522463.7464897672, 822552.4277511516 1523020.0891661483, 822653.739736641 1523268.0267775161) | line | [10 empty] | 6 | 2 |  |  | 2571 | 2573 | 1 | FALSE | FALSE | 2 | TRUE | TRUE | 2571 | 2573 | 817570.807 | 1506230.0765 | 822653.7397 | 1523268.0268 | 2571 | 817570.807 | 1506230.0765 | 2573 | 822653.7397 | 1523268.0268
VN | 1051117562 | LINEVN2558 | 500 | 0.71694 | [5 empty] | 50 |  | LINESTRING (822653.739736641 1523268.0267775161, 822764.5084452562 1523565.8509173444, 822772.3626705167 1523845.433070426) | line | [10 empty] | 3 | 1 |  |  | 2573 | 2574 | 1 | FALSE | FALSE | 1 | TRUE | TRUE | 2573 | 2574 | 822653.7397 | 1523268.0268 | 822772.3627 | 1523845.4331 | 2573 | 822653.7397 | 1523268.0268 | 2574 | 822772.3627 | 1523845.4331
VN | 1051117563 | LINEVN2559 | 500 | 0.72464 | [5 empty] | 50 |  | LINESTRING (822653.739736641 1523268.0267775161, 822780.7607110612 1523561.1465636631, 822772.3626705167 1523845.433070426) | line | [10 empty] | 3 | 1 |  |  | 2573 | 2574 | 1 | FALSE | FALSE | 1 | TRUE | TRUE | 2573 | 2574 | 822653.7397 | 1523268.0268 | 822772.3627 | 1523845.4331 | 2573 | 822653.7397 | 1523268.0268 | 2574 | 822772.3627 | 1523845.4331
VN | 1051117564 | LINEVN2560 | 500 | 0.88373 | [5 empty] | 50 |  | LINESTRING (822953.9280590487 1529625.636054231, 822984.4513534377 1530052.4061284023, 822872.095754102 1530339.805644802) | line | [10 empty] | 3 | 1 |  |  | 2575 | 2576 | 1 | FALSE | FALSE | 1 | TRUE | TRUE | 2575 | 2576 | 822953.9281 | 1529625.6361 | 822872.0958 | 1530339.8056 | 2575 | 822953.9281 | 1529625.6361 | 2576 | 822872.0958 | 1530339.8056
VN | 1051117565 | LINEVN2561a | 500 | 5.6919 | [5 empty] | 50 | 6 cables - 2 systems | LINESTRING (822772.3626705167 1523845.433070426, 822774.7156305935 1524422.5496542433, 822777.2037777192 1524958.8922190643, 822777.4749326165 1525439.0934209079, 822777.7513976974 1525919.5717443954, 822815.3402838131 1526667.7733587073, 822840.5502727991 1527173.2805931068, 822871.0211892172 1527885.4476207346, 822908.0330949094 1528585.4928707415) | line | [10 empty] | 6 | 2 |  |  | 2574 | 2577 | 1 | FALSE | FALSE | 2 | TRUE | TRUE | 2574 | 2577 | 822772.3627 | 1523845.4331 | 822908.0331 | 1528585.4929 | 2574 | 822772.3627 | 1523845.4331 | 2577 | 822908.0331 | 1528585.4929
VN | 1051117565 | LINEVN2561b | 500 | 5.6919 | [5 empty] | 50 | 6 cables - 2 systems | LINESTRING (822772.3626705167 1523845.433070426, 822774.7156305935 1524422.5496542433, 822777.2037777192 1524958.8922190643, 822777.4749326165 1525439.0934209079, 822777.7513976974 1525919.5717443954, 822815.3402838131 1526667.7733587073, 822840.5502727991 1527173.2805931068, 822871.0211892172 1527885.4476207346, 822908.0330949094 1528585.4928707415) | line | [10 empty] | 6 | 2 |  |  | 2574 | 2577 | 1 | FALSE | FALSE | 2 | TRUE | TRUE | 2574 | 2577 | 822772.3627 | 1523845.4331 | 822908.0331 | 1528585.4929 | 2574 | 822772.3627 | 1523845.4331 | 2577 | 822908.0331 | 1528585.4929
VN | 1051117566 | LINEVN2562 | 500 | 0.87468 | [5 empty] | 50 |  | LINESTRING (822953.9280590487 1529625.636054231, 822964.9502259039 1530051.5096034978, 822872.095754102 1530339.805644802) | line | [10 empty] | 3 | 1 |  |  | 2575 | 2576 | 1 | FALSE | FALSE | 1 | TRUE | TRUE | 2575 | 2576 | 822953.9281 | 1529625.6361 | 822872.0958 | 1530339.8056 | 2575 | 822953.9281 | 1529625.6361 | 2576 | 822872.0958 | 1530339.8056
VN | 1051117567 | LINEVN2563a | 500 | 10.6149 | [5 empty] | 50 | 6 cables - 2 systems | LINESTRING (822872.095754102 1530339.805644802, 822768.7793019564 1530617.5723047461, 822567.3663668719 1531174.045523704, 822299.6302481496 1531917.714236175, 822118.1906900606 1532410.3705019013, 821959.60902767 1532838.7807548612, 821666.150659795 1533662.83919321, 821522.3579582296 1534052.3297580685, 821388.8836597216 1534423.266228906, 821244.6221730916 1534817.8783475587, 821048.6384789562 1535353.9642696613, 820814.4350039131 1535733.4378940978, 820671.6351951743 1535957.4573096903, 820236.1363960906 1536656.8823098284, 819835.1344567668 1537291.1894158241, 819427.9087613914 1537948.976527479, 819190.8761544613 1538332.2741480481) | line | [10 empty] | 6 | 2 |  |  | 2576 | 2578 | 1 | FALSE | FALSE | 2 | TRUE | TRUE | 2576 | 2578 | 822872.0958 | 1530339.8056 | 819190.8762 | 1538332.2741 | 2576 | 822872.0958 | 1530339.8056 | 2578 | 819190.8762 | 1538332.2741
VN | 1051117567 | LINEVN2563b | 500 | 10.6149 | [5 empty] | 50 | 6 cables - 2 systems | LINESTRING (822872.095754102 1530339.805644802, 822768.7793019564 1530617.5723047461, 822567.3663668719 1531174.045523704, 822299.6302481496 1531917.714236175, 822118.1906900606 1532410.3705019013, 821959.60902767 1532838.7807548612, 821666.150659795 1533662.83919321, 821522.3579582296 1534052.3297580685, 821388.8836597216 1534423.266228906, 821244.6221730916 1534817.8783475587, 821048.6384789562 1535353.9642696613, 820814.4350039131 1535733.4378940978, 820671.6351951743 1535957.4573096903, 820236.1363960906 1536656.8823098284, 819835.1344567668 1537291.1894158241, 819427.9087613914 1537948.976527479, 819190.8761544613 1538332.2741480481) | line | [10 empty] | 6 | 2 |  |  | 2576 | 2578 | 1 | FALSE | FALSE | 2 | TRUE | TRUE | 2576 | 2578 | 822872.0958 | 1530339.8056 | 819190.8762 | 1538332.2741 | 2576 | 822872.0958 | 1530339.8056 | 2578 | 819190.8762 | 1538332.2741
VN | 1051117568 | LINEVN2564 | 500 | 0.40502 | [5 empty] | 50 |  | LINESTRING (819190.8761544613 1538332.2741480481, 819124.0583975948 1538455.7098973764, 819304.7184973436 1538534.6488454652) | line | [10 empty] | 3 | 1 |  |  | 2578 | 2579 | 1 | FALSE | FALSE | 1 | TRUE | TRUE | 2578 | 2579 | 819190.8762 | 1538332.2741 | 819304.7185 | 1538534.6488 | 2578 | 819190.8762 | 1538332.2741 | 2579 | 819304.7185 | 1538534.6488
VN | 1051117569 | LINEVN2565 | 500 | 0.45572 | [5 empty] | 50 |  | LINESTRING (819190.8761544613 1538332.2741480481, 819097.4161388585 1538462.4451667885, 819304.7184973436 1538534.6488454652) | line | [10 empty] | 3 | 1 |  |  | 2578 | 2579 | 1 | FALSE | FALSE | 1 | TRUE | TRUE | 2578 | 2579 | 819190.8762 | 1538332.2741 | 819304.7185 | 1538534.6488 | 2578 | 819190.8762 | 1538332.2741 | 2579 | 819304.7185 | 1538534.6488
VN | 1051117570 | LINEVN2566a | 500 | 0.84148 | [5 empty] | 50 | 6 cables - 2 systems | LINESTRING (819304.7184973436 1538534.6488454652, 819960.0174585078 1538784.2667653298) | line | [10 empty] | 6 | 2 |  |  | 2579 | 2580 | 1 | FALSE | FALSE | 2 | TRUE | TRUE | 2579 | 2580 | 819304.7185 | 1538534.6488 | 819960.0175 | 1538784.2668 | 2579 | 819304.7185 | 1538534.6488 | 2580 | 819960.0175 | 1538784.2668
VN | 1051117570 | LINEVN2566b | 500 | 0.84148 | [5 empty] | 50 | 6 cables - 2 systems | LINESTRING (819304.7184973436 1538534.6488454652, 819960.0174585078 1538784.2667653298) | line | [10 empty] | 6 | 2 |  |  | 2579 | 2580 | 1 | FALSE | FALSE | 2 | TRUE | TRUE | 2579 | 2580 | 819304.7185 | 1538534.6488 | 819960.0175 | 1538784.2668 | 2579 | 819304.7185 | 1538534.6488 | 2580 | 819960.0175 | 1538784.2668
VN | 1051117571 | LINEVN2567 | 500 | 0.6773 | [5 empty] | 50 |  | LINESTRING (819960.0174585078 1538784.2667653298, 820378.1654412041 1538957.130712535, 820308.5311768099 1539044.7814049968) | line | [10 empty] | 3 | 1 |  |  | 2580 | 2581 | 1 | FALSE | FALSE | 1 | TRUE | FALSE | 2580 |  | 819960.0175 | 1538784.2668 |  |  | 2580 | 819960.0175 | 1538784.2668 | 2581 | 820308.5312 | 1539044.7814
VN | 1051117572 | LINEVN2568 | 500 | 0.49963 | [5 empty] | 50 |  | LINESTRING (820268.3146423497 1539029.5744432204, 820276.8752294877 1538994.508908322, 819960.0174585078 1538784.2667653298) | line | [10 empty] | 3 | 1 |  |  | 2582 | 2580 | 1 | FALSE | FALSE | 1 | FALSE | TRUE |  | 2580 |  |  | 819960.0175 | 1538784.2668 | 2582 | 820268.3146 | 1539029.5744 | 2580 | 819960.0175 | 1538784.2668
VN | 1051151668 | LINEVN2569 | 500 | 0.87441 | [5 empty] | 50 |  | LINESTRING (691475.3098741883 1273062.2396507508, 691594.8581806322 1273394.8619068877, 691504.5514589343 1273759.0560253335) | line | [10 empty] | 3 | 1 |  |  | 1580 | 2583 | 1 | FALSE | FALSE | 1 | TRUE | TRUE | 1580 | 2583 | 691475.3099 | 1273062.2397 | 691504.5515 | 1273759.056 | 1580 | 691475.3099 | 1273062.2397 | 2583 | 691504.5515 | 1273759.056
VN | 1051151669 | LINEVN2570 | 500 | 0.86341 | [5 empty] | 50 |  | LINESTRING (691475.3098741883 1273062.2396507508, 691577.7398673062 1273394.9009298065, 691504.5514589343 1273759.0560253335) | line | [10 empty] | 3 | 1 |  |  | 1580 | 2583 | 1 | FALSE | FALSE | 1 | TRUE | TRUE | 1580 | 2583 | 691475.3099 | 1273062.2397 | 691504.5515 | 1273759.056 | 1580 | 691475.3099 | 1273062.2397 | 2583 | 691504.5515 | 1273759.056
VN | 1051151670 | LINEVN2571 | 500 | 0.98972 | [5 empty] | 50 |  | LINESTRING (690892.2212242051 1276656.7001588587, 690820.5921530218 1277029.6927506223, 691174.4487860996 1277299.4644444338) | line | [10 empty] | 3 | 1 |  |  | 2584 | 2585 | 1 | FALSE | FALSE | 1 | TRUE | TRUE | 2584 | 2585 | 690892.2212 | 1276656.7002 | 691174.4488 | 1277299.4644 | 2584 | 690892.2212 | 1276656.7002 | 2585 | 691174.4488 | 1277299.4644
VN | 1051151671 | LINEVN2572a | 500 | 3.554 | [5 empty] | 50 | 6 cables - 2 systems | LINESTRING (691504.5514589343 1273759.0560253335, 691403.2983216979 1274238.2016024948, 691297.1713226851 1274740.3940493606, 691203.7980123708 1275182.2403232206, 691121.2790662185 1275572.722739796, 691023.0668166652 1276037.4944083488, 690892.2212242051 1276656.7001588587) | line |  | ĐD 500kV PLEIKU - MỸ PHƯỚC - CẦU BÔNG | [8 empty] | 6 | 2 |  |  | 2583 | 2584 | 1 | FALSE | FALSE | 2 | TRUE | TRUE | 2583 | 2584 | 691504.5515 | 1273759.056 | 690892.2212 | 1276656.7002 | 2583 | 691504.5515 | 1273759.056 | 2584 | 690892.2212 | 1276656.7002
VN | 1051151671 | LINEVN2572b | 500 | 3.554 | [5 empty] | 50 | 6 cables - 2 systems | LINESTRING (691504.5514589343 1273759.0560253335, 691403.2983216979 1274238.2016024948, 691297.1713226851 1274740.3940493606, 691203.7980123708 1275182.2403232206, 691121.2790662185 1275572.722739796, 691023.0668166652 1276037.4944083488, 690892.2212242051 1276656.7001588587) | line |  | ĐD 500kV PLEIKU - MỸ PHƯỚC - CẦU BÔNG | [8 empty] | 6 | 2 |  |  | 2583 | 2584 | 1 | FALSE | FALSE | 2 | TRUE | TRUE | 2583 | 2584 | 691504.5515 | 1273759.056 | 690892.2212 | 1276656.7002 | 2583 | 691504.5515 | 1273759.056 | 2584 | 690892.2212 | 1276656.7002
VN | 1051151672 | LINEVN2573 | 500 | 1.0121 | [5 empty] | 50 |  | LINESTRING (690892.2212242051 1276656.7001588587, 690804.1747003697 1277034.9798687384, 691174.4487860996 1277299.4644444338) | line | [10 empty] | 3 | 1 |  |  | 2584 | 2585 | 1 | FALSE | FALSE | 1 | TRUE | TRUE | 2584 | 2585 | 690892.2212 | 1276656.7002 | 691174.4488 | 1277299.4644 | 2584 | 690892.2212 | 1276656.7002 | 2585 | 691174.4488 | 1277299.4644
VN | 1051151673 | LINEVN2574 | 500 | 1.0934 | [5 empty] | 50 |  | LINESTRING (697467.5409071587 1282747.5775893105, 697775.7000668899 1283030.7724235903, 698268.3270799234 1283036.9559172834) | line | [10 empty] | 3 | 1 |  |  | 2586 | 2587 | 1 | FALSE | FALSE | 1 | TRUE | TRUE | 2586 | 2587 | 697467.5409 | 1282747.5776 | 698268.3271 | 1283036.9559 | 2586 | 697467.5409 | 1282747.5776 | 2587 | 698268.3271 | 1283036.9559
VN | 1051151674 | LINEVN2575a | 500 | 9.9926 | [5 empty] | 50 | 6 cables - 2 systems | LINESTRING (691174.4487860996 1277299.4644444338, 691556.3559867253 1277578.2524737606, 691882.7194165966 1277816.4915133843, 692307.5137492167 1278193.2497362331, 692692.1786323171 1278534.4217764856, 693197.1472050347 1278982.3160681622, 693680.1227382745 1279410.7242086674, 694158.8546060147 1279835.3652421357, 694591.6114882103 1280219.2492502874, 695014.605963392 1280594.483968501, 695415.2558569559 1280949.9047935947, 695837.243741912 1281324.27366769, 696303.8995692724 1281738.2829778125, 696650.2552143031 1282038.686206378, 697075.5863459421 1282407.5996234876, 697467.5409071587 1282747.5775893105) | line |  | ĐD 500kV PLEIKU - MỸ PHƯỚC - CẦU BÔNG | [8 empty] | 6 | 2 |  |  | 2585 | 2586 | 1 | FALSE | FALSE | 2 | TRUE | TRUE | 2585 | 2586 | 691174.4488 | 1277299.4644 | 697467.5409 | 1282747.5776 | 2585 | 691174.4488 | 1277299.4644 | 2586 | 697467.5409 | 1282747.5776
VN | 1051151674 | LINEVN2575b | 500 | 9.9926 | [5 empty] | 50 | 6 cables - 2 systems | LINESTRING (691174.4487860996 1277299.4644444338, 691556.3559867253 1277578.2524737606, 691882.7194165966 1277816.4915133843, 692307.5137492167 1278193.2497362331, 692692.1786323171 1278534.4217764856, 693197.1472050347 1278982.3160681622, 693680.1227382745 1279410.7242086674, 694158.8546060147 1279835.3652421357, 694591.6114882103 1280219.2492502874, 695014.605963392 1280594.483968501, 695415.2558569559 1280949.9047935947, 695837.243741912 1281324.27366769, 696303.8995692724 1281738.2829778125, 696650.2552143031 1282038.686206378, 697075.5863459421 1282407.5996234876, 697467.5409071587 1282747.5775893105) | line |  | ĐD 500kV PLEIKU - MỸ PHƯỚC - CẦU BÔNG | [8 empty] | 6 | 2 |  |  | 2585 | 2586 | 1 | FALSE | FALSE | 2 | TRUE | TRUE | 2585 | 2586 | 691174.4488 | 1277299.4644 | 697467.5409 | 1282747.5776 | 2585 | 691174.4488 | 1277299.4644 | 2586 | 697467.5409 | 1282747.5776
VN | 1051151675 | LINEVN2576 | 500 | 1.0795 | [5 empty] | 50 |  | LINESTRING (697467.5409071587 1282747.5775893105, 697780.201014291 1283014.228605158, 698268.3270799234 1283036.9559172834) | line | [10 empty] | 3 | 1 |  |  | 2586 | 2587 | 1 | FALSE | FALSE | 1 | TRUE | TRUE | 2586 | 2587 | 697467.5409 | 1282747.5776 | 698268.3271 | 1283036.9559 | 2586 | 697467.5409 | 1282747.5776 | 2587 | 698268.3271 | 1283036.9559
VN | 1051151676 | LINEVN2577 | 500 | 1.0746 | [5 empty] | 50 |  | LINESTRING (712663.5312978083 1283766.0607543315, 713192.3184719338 1283814.0105268408, 713497.4125939973 1284013.4894008336) | line | [10 empty] | 3 | 1 |  |  | 2588 | 2589 | 1 | FALSE | FALSE | 1 | TRUE | TRUE | 2588 | 2589 | 712663.5313 | 1283766.0608 | 713497.4126 | 1284013.4894 | 2588 | 712663.5313 | 1283766.0608 | 2589 | 713497.4126 | 1284013.4894
VN | 1051151677 | LINEVN2578a | 500 | 17.3014 | [5 empty] | 50 | 6 cables - 2 systems | LINESTRING (698268.3270799234 1283036.9559172834, 698700.7727922434 1283047.6852235382, 699152.5763719329 1283058.9098056376, 699670.0428287968 1283071.769000897, 700175.7649993184 1283084.339904074, 700559.978333999 1283093.899342961, 700967.3119687412 1283104.0446456259, 701782.3628328298 1283124.342810371, 702389.3475212497 1283139.477836286, 702994.2723402011 1283154.5781466183, 703717.612337349 1283172.6464229606, 704041.4348772769 1283180.73568148, 704460.344609761 1283191.2133661085, 705027.6710530457 1283205.4090073109, 705398.3587844478 1283232.5746277946, 706127.7963513907 1283286.065741506, 706452.1060273688 1283309.8496477888, 706862.8489491233 1283339.9768848917, 707226.6795117883 1283366.6655313473, 707517.1813876154 1283387.9892747656, 708231.0296703341 1283440.3756791074, 708551.2405151502 1283463.877925296, 708899.6991827857 1283489.4655059676, 709302.374975375 1283519.0404099298, 709956.9810048798 1283567.118299253, 710460.2743716243 1283604.0938868807, 710955.4456987903 1283640.4804967807, 711486.5947744191 1283679.5211469273, 712061.2006286973 1283721.7666980426, 712663.5312978083 1283766.0607543315) | line |  | ĐD 500kV PLEIKU - MỸ PHƯỚC - CẦU BÔNG | [8 empty] | 6 | 2 |  |  | 2587 | 2588 | 1 | FALSE | FALSE | 2 | TRUE | TRUE | 2587 | 2588 | 698268.3271 | 1283036.9559 | 712663.5313 | 1283766.0608 | 2587 | 698268.3271 | 1283036.9559 | 2588 | 712663.5313 | 1283766.0608
VN | 1051151677 | LINEVN2578b | 500 | 17.3014 | [5 empty] | 50 | 6 cables - 2 systems | LINESTRING (698268.3270799234 1283036.9559172834, 698700.7727922434 1283047.6852235382, 699152.5763719329 1283058.9098056376, 699670.0428287968 1283071.769000897, 700175.7649993184 1283084.339904074, 700559.978333999 1283093.899342961, 700967.3119687412 1283104.0446456259, 701782.3628328298 1283124.342810371, 702389.3475212497 1283139.477836286, 702994.2723402011 1283154.5781466183, 703717.612337349 1283172.6464229606, 704041.4348772769 1283180.73568148, 704460.344609761 1283191.2133661085, 705027.6710530457 1283205.4090073109, 705398.3587844478 1283232.5746277946, 706127.7963513907 1283286.065741506, 706452.1060273688 1283309.8496477888, 706862.8489491233 1283339.9768848917, 707226.6795117883 1283366.6655313473, 707517.1813876154 1283387.9892747656, 708231.0296703341 1283440.3756791074, 708551.2405151502 1283463.877925296, 708899.6991827857 1283489.4655059676, 709302.374975375 1283519.0404099298, 709956.9810048798 1283567.118299253, 710460.2743716243 1283604.0938868807, 710955.4456987903 1283640.4804967807, 711486.5947744191 1283679.5211469273, 712061.2006286973 1283721.7666980426, 712663.5312978083 1283766.0607543315) | line |  | ĐD 500kV PLEIKU - MỸ PHƯỚC - CẦU BÔNG | [8 empty] | 6 | 2 |  |  | 2587 | 2588 | 1 | FALSE | FALSE | 2 | TRUE | TRUE | 2587 | 2588 | 698268.3271 | 1283036.9559 | 712663.5313 | 1283766.0608 | 2587 | 698268.3271 | 1283036.9559 | 2588 | 712663.5313 | 1283766.0608
VN | 1051151678 | LINEVN2579 | 500 | 1.0863 | [5 empty] | 50 |  | LINESTRING (712663.5312978083 1283766.0607543315, 713197.0565106984 1283795.9534625462, 713497.4125939973 1284013.4894008336) | line | [10 empty] | 3 | 1 |  |  | 2588 | 2589 | 1 | FALSE | FALSE | 1 | TRUE | TRUE | 2588 | 2589 | 712663.5313 | 1283766.0608 | 713497.4126 | 1284013.4894 | 2588 | 712663.5313 | 1283766.0608 | 2589 | 713497.4126 | 1284013.4894
VN | 1051151679 | LINEVN2580 | 500 | 1.802 | [5 empty] | 50 |  | LINESTRING (728277.5553418945 1299894.3600333687, 728801.4536309293 1300752.4032340448, 729295.9402834062 1300794.8959557514) | line | [10 empty] | 3 | 1 |  |  | 2590 | 2591 | 1 | FALSE | FALSE | 1 | TRUE | TRUE | 2590 | 2591 | 728277.5553 | 1299894.36 | 729295.9403 | 1300794.896 | 2590 | 728277.5553 | 1299894.36 | 2591 | 729295.9403 | 1300794.896
VN | 1051151680 | LINEVN2581a | 500 | 26.442 | [5 empty] | 50 | 6 cables - 2 systems | LINESTRING (713497.4125939973 1284013.4894008336, 713825.4219299016 1284239.6282055788, 714274.969987445 1284549.579901273, 714703.3519497947 1284844.9324043312, 715092.5919951245 1285113.311955051, 715502.3206392967 1285395.8361433768, 715971.3658926035 1285719.2641499392, 716608.9028272155 1286158.890928324, 716937.4233490964 1286385.439412674, 717376.569002324 1286688.2820991434, 717882.6017730519 1287037.2655383581, 718300.2824733553 1287325.3243838795, 718919.9248368244 1287752.691414275, 719140.8535382083 1287905.0738758808, 719432.7323702169 1288227.55660571, 719802.0442147248 1288635.601512707, 720123.732570566 1288991.033936465, 720473.1908847577 1289377.173945804, 720835.3873318906 1289777.3739858288, 721138.0397985938 1290111.8175926418, 721625.6351595582 1290650.615865279, 722101.257317154 1291176.21623462, 722657.1749095836 1291790.5694437232, 723155.9355019568 1292341.7753082623, 723648.2949318046 1292885.9421782398, 723980.4734194368 1293253.0812224979, 724323.8620943832 1293632.6220544528, 724791.0178971915 1294148.9693551143, 725300.3557545005 1294711.963907396, 725844.1045028822 1295313.020621935, 726085.5027357088 1295772.3488642983, 726339.5607199408 1296255.7623575989, 726596.0397611243 1296743.8225292983, 726844.9506069695 1297217.4682676303, 727050.4772518342 1297608.572978229, 727379.5423451106 1298265.3468360233, 727638.4315477186 1298782.0653641913, 727778.2243484771 1299061.0894164226, 727963.4643938604 1299370.2063587767, 728277.5553418945 1299894.3600333687) | line |  | ĐD 500kV PLEIKU - MỸ PHƯỚC - CẦU BÔNG | [8 empty] | 6 | 2 |  |  | 2589 | 2590 | 1 | FALSE | FALSE | 2 | TRUE | TRUE | 2589 | 2590 | 713497.4126 | 1284013.4894 | 728277.5553 | 1299894.36 | 2589 | 713497.4126 | 1284013.4894 | 2590 | 728277.5553 | 1299894.36
VN | 1051151680 | LINEVN2581b | 500 | 26.442 | [5 empty] | 50 | 6 cables - 2 systems | LINESTRING (713497.4125939973 1284013.4894008336, 713825.4219299016 1284239.6282055788, 714274.969987445 1284549.579901273, 714703.3519497947 1284844.9324043312, 715092.5919951245 1285113.311955051, 715502.3206392967 1285395.8361433768, 715971.3658926035 1285719.2641499392, 716608.9028272155 1286158.890928324, 716937.4233490964 1286385.439412674, 717376.569002324 1286688.2820991434, 717882.6017730519 1287037.2655383581, 718300.2824733553 1287325.3243838795, 718919.9248368244 1287752.691414275, 719140.8535382083 1287905.0738758808, 719432.7323702169 1288227.55660571, 719802.0442147248 1288635.601512707, 720123.732570566 1288991.033936465, 720473.1908847577 1289377.173945804, 720835.3873318906 1289777.3739858288, 721138.0397985938 1290111.8175926418, 721625.6351595582 1290650.615865279, 722101.257317154 1291176.21623462, 722657.1749095836 1291790.5694437232, 723155.9355019568 1292341.7753082623, 723648.2949318046 1292885.9421782398, 723980.4734194368 1293253.0812224979, 724323.8620943832 1293632.6220544528, 724791.0178971915 1294148.9693551143, 725300.3557545005 1294711.963907396, 725844.1045028822 1295313.020621935, 726085.5027357088 1295772.3488642983, 726339.5607199408 1296255.7623575989, 726596.0397611243 1296743.8225292983, 726844.9506069695 1297217.4682676303, 727050.4772518342 1297608.572978229, 727379.5423451106 1298265.3468360233, 727638.4315477186 1298782.0653641913, 727778.2243484771 1299061.0894164226, 727963.4643938604 1299370.2063587767, 728277.5553418945 1299894.3600333687) | line |  | ĐD 500kV PLEIKU - MỸ PHƯỚC - CẦU BÔNG | [8 empty] | 6 | 2 |  |  | 2589 | 2590 | 1 | FALSE | FALSE | 2 | TRUE | TRUE | 2589 | 2590 | 713497.4126 | 1284013.4894 | 728277.5553 | 1299894.36 | 2589 | 713497.4126 | 1284013.4894 | 2590 | 728277.5553 | 1299894.36
VN | 1051151681 | LINEVN2582 | 500 | 1.8206 | [5 empty] | 50 |  | LINESTRING (728277.5553418945 1299894.3600333687, 728791.7019851503 1300766.1396106035, 729295.9402834062 1300794.8959557514) | line | [10 empty] | 3 | 1 |  |  | 2590 | 2591 | 1 | FALSE | FALSE | 1 | TRUE | TRUE | 2590 | 2591 | 728277.5553 | 1299894.36 | 729295.9403 | 1300794.896 | 2590 | 728277.5553 | 1299894.36 | 2591 | 729295.9403 | 1300794.896
VN | 1051151682 | LINEVN2583 | 500 | 1.2013 | [5 empty] | 50 |  | LINESTRING (734109.4647152408 1307366.469465305, 734393.6864142758 1307877.402789819, 734804.3837761288 1307946.3733698688) | line | [10 empty] | 3 | 1 |  |  | 2592 | 2593 | 1 | FALSE | FALSE | 1 | TRUE | TRUE | 2592 | 2593 | 734109.4647 | 1307366.4695 | 734804.3838 | 1307946.3734 | 2592 | 734109.4647 | 1307366.4695 | 2593 | 734804.3838 | 1307946.3734
VN | 1051151683 | LINEVN2584 | 500 | 1.2246 | [5 empty] | 50 |  | LINESTRING (734109.4647152408 1307366.469465305, 734384.3237778306 1307897.0937346767, 734804.3837761288 1307946.3733698688) | line | [10 empty] | 3 | 1 |  |  | 2592 | 2593 | 1 | FALSE | FALSE | 1 | TRUE | TRUE | 2592 | 2593 | 734109.4647 | 1307366.4695 | 734804.3838 | 1307946.3734 | 2592 | 734109.4647 | 1307366.4695 | 2593 | 734804.3838 | 1307946.3734
VN | 1051151684 | LINEVN2585a | 500 | 8.6807 | [5 empty] | 50 | 6 cables - 2 systems | LINESTRING (730551.0532888183 1301072.5732416164, 730961.0696468996 1301716.606241359, 731257.3276705662 1302170.9812466206, 731495.9874386154 1302542.1454057237, 731789.623448092 1303084.1128712695, 732089.9351349722 1303638.4184724938, 732316.6015116712 1304056.8065640982, 732556.1402195629 1304498.9644386875, 732809.496033402 1304966.637098264, 733106.6380400481 1305515.1598319025, 733340.916086166 1305947.6502905872, 733582.0017139774 1306392.711065729, 733803.6887739596 1306801.9512943362, 734109.4647152408 1307366.469465305) | line |  | ĐD 500kV PLEIKU - MỸ PHƯỚC - CẦU BÔNG | [8 empty] | 6 | 2 |  |  | 2594 | 2592 | 1 | FALSE | FALSE | 2 | TRUE | TRUE | 2594 | 2592 | 730551.0533 | 1301072.5732 | 734109.4647 | 1307366.4695 | 2594 | 730551.0533 | 1301072.5732 | 2592 | 734109.4647 | 1307366.4695
VN | 1051151684 | LINEVN2585b | 500 | 8.6807 | [5 empty] | 50 | 6 cables - 2 systems | LINESTRING (730551.0532888183 1301072.5732416164, 730961.0696468996 1301716.606241359, 731257.3276705662 1302170.9812466206, 731495.9874386154 1302542.1454057237, 731789.623448092 1303084.1128712695, 732089.9351349722 1303638.4184724938, 732316.6015116712 1304056.8065640982, 732556.1402195629 1304498.9644386875, 732809.496033402 1304966.637098264, 733106.6380400481 1305515.1598319025, 733340.916086166 1305947.6502905872, 733582.0017139774 1306392.711065729, 733803.6887739596 1306801.9512943362, 734109.4647152408 1307366.469465305) | line |  | ĐD 500kV PLEIKU - MỸ PHƯỚC - CẦU BÔNG | [8 empty] | 6 | 2 |  |  | 2594 | 2592 | 1 | FALSE | FALSE | 2 | TRUE | TRUE | 2594 | 2592 | 730551.0533 | 1301072.5732 | 734109.4647 | 1307366.4695 | 2594 | 730551.0533 | 1301072.5732 | 2592 | 734109.4647 | 1307366.4695
VN | 1051151685 | LINEVN2586 | 500 | 1.3008 | [5 empty] | 50 |  | LINESTRING (738044.0308348563 1308425.5869675763, 738727.6761062219 1308529.4153202663, 739039.0877967391 1308768.3361512835) | line | [10 empty] | 3 | 1 |  |  | 2595 | 2596 | 1 | FALSE | FALSE | 1 | TRUE | TRUE | 2595 | 2596 | 738044.0308 | 1308425.587 | 739039.0878 | 1308768.3362 | 2595 | 738044.0308 | 1308425.587 | 2596 | 739039.0878 | 1308768.3362
VN | 1051151686 | LINEVN2587a | 500 | 3.9299 | [5 empty] | 50 | 6 cables - 2 systems | LINESTRING (734804.3837761288 1307946.3733698688, 735221.4699550667 1308008.0516356342, 735636.7916387033 1308069.4677521097, 736112.6294111996 1308139.8463954462, 736531.3250298914 1308201.7773456087, 737041.3501322751 1308277.2283206265, 737474.5146194214 1308341.321677986, 738044.0308348563 1308425.5869675763) | line |  | ĐD 500kV PLEIKU - MỸ PHƯỚC - CẦU BÔNG | [8 empty] | 6 | 2 |  |  | 2593 | 2595 | 1 | FALSE | FALSE | 2 | TRUE | TRUE | 2593 | 2595 | 734804.3838 | 1307946.3734 | 738044.0308 | 1308425.587 | 2593 | 734804.3838 | 1307946.3734 | 2595 | 738044.0308 | 1308425.587
VN | 1051151686 | LINEVN2587b | 500 | 3.9299 | [5 empty] | 50 | 6 cables - 2 systems | LINESTRING (734804.3837761288 1307946.3733698688, 735221.4699550667 1308008.0516356342, 735636.7916387033 1308069.4677521097, 736112.6294111996 1308139.8463954462, 736531.3250298914 1308201.7773456087, 737041.3501322751 1308277.2283206265, 737474.5146194214 1308341.321677986, 738044.0308348563 1308425.5869675763) | line |  | ĐD 500kV PLEIKU - MỸ PHƯỚC - CẦU BÔNG | [8 empty] | 6 | 2 |  |  | 2593 | 2595 | 1 | FALSE | FALSE | 2 | TRUE | TRUE | 2593 | 2595 | 734804.3838 | 1307946.3734 | 738044.0308 | 1308425.587 | 2593 | 734804.3838 | 1307946.3734 | 2595 | 738044.0308 | 1308425.587
VN | 1051151687 | LINEVN2588 | 500 | 1.312 | [5 empty] | 50 |  | LINESTRING (738044.0308348563 1308425.5869675763, 738735.8434348456 1308513.7880571394, 739039.0877967391 1308768.3361512835) | line | [10 empty] | 3 | 1 |  |  | 2595 | 2596 | 1 | FALSE | FALSE | 1 | TRUE | TRUE | 2595 | 2596 | 738044.0308 | 1308425.587 | 739039.0878 | 1308768.3362 | 2595 | 738044.0308 | 1308425.587 | 2596 | 739039.0878 | 1308768.3362
VN | 1051151688 | LINEVN2589a | 500 | 5.3961 | [5 empty] | 50 | 6 cables - 2 systems | LINESTRING (739039.0877967391 1308768.3361512835, 739378.7945763962 1309037.5275171685, 739794.9000118047 1309367.258844184, 740304.7095903017 1309771.2820797781, 740788.1188446329 1310154.3808330572, 741151.973403386 1310442.7454060712, 741452.9635546408 1310681.294868632, 741666.9478686472 1310850.9007659687, 742158.5671988565 1311240.544884704, 742563.2636111262 1311561.326724264) | line |  | ĐD 500kV PLEIKU - MỸ PHƯỚC - CẦU BÔNG | [8 empty] | 6 | 2 |  |  | 2596 | 2597 | 1 | FALSE | FALSE | 2 | TRUE | TRUE | 2596 | 2597 | 739039.0878 | 1308768.3362 | 742563.2636 | 1311561.3267 | 2596 | 739039.0878 | 1308768.3362 | 2597 | 742563.2636 | 1311561.3267
VN | 1051151688 | LINEVN2589b | 500 | 5.3961 | [5 empty] | 50 | 6 cables - 2 systems | LINESTRING (739039.0877967391 1308768.3361512835, 739378.7945763962 1309037.5275171685, 739794.9000118047 1309367.258844184, 740304.7095903017 1309771.2820797781, 740788.1188446329 1310154.3808330572, 741151.973403386 1310442.7454060712, 741452.9635546408 1310681.294868632, 741666.9478686472 1310850.9007659687, 742158.5671988565 1311240.544884704, 742563.2636111262 1311561.326724264) | line |  | ĐD 500kV PLEIKU - MỸ PHƯỚC - CẦU BÔNG | [8 empty] | 6 | 2 |  |  | 2596 | 2597 | 1 | FALSE | FALSE | 2 | TRUE | TRUE | 2596 | 2597 | 739039.0878 | 1308768.3362 | 742563.2636 | 1311561.3267 | 2596 | 739039.0878 | 1308768.3362 | 2597 | 742563.2636 | 1311561.3267
VN | 1051151689 | LINEVN2590 | 500 | 1.7691 | [5 empty] | 50 |  | LINESTRING (742563.2636111262 1311561.326724264, 743099.7773536697 1311977.0781228375, 743867.4365640675 1312185.5585134882) | line | [10 empty] | 3 | 1 |  |  | 2597 | 2598 | 1 | FALSE | FALSE | 1 | TRUE | TRUE | 2597 | 2598 | 742563.2636 | 1311561.3267 | 743867.4366 | 1312185.5585 | 2597 | 742563.2636 | 1311561.3267 | 2598 | 743867.4366 | 1312185.5585
VN | 1051151690 | LINEVN2591 | 500 | 1.7789 | [5 empty] | 50 |  | LINESTRING (742563.2636111262 1311561.326724264, 743092.0352448752 1311995.1756551818, 743867.4365640675 1312185.5585134882) | line | [10 empty] | 3 | 1 |  |  | 2597 | 2598 | 1 | FALSE | FALSE | 1 | TRUE | TRUE | 2597 | 2598 | 742563.2636 | 1311561.3267 | 743867.4366 | 1312185.5585 | 2597 | 742563.2636 | 1311561.3267 | 2598 | 743867.4366 | 1312185.5585
VN | 1051151691 | LINEVN2592a | 500 | 4.4075 | [5 empty] | 50 | 6 cables - 2 systems | LINESTRING (743867.4365640675 1312185.5585134882, 744251.6313420325 1312286.085893304, 744662.6249386029 1312393.6404053478, 744993.9658171721 1312480.3508192636, 745727.9516636148 1312672.4433571398, 746230.498074868 1312803.9910746259, 746807.937969705 1312955.136090786, 747420.6465698805 1313115.533640183) | line |  | ĐD 500kV PLEIKU - MỸ PHƯỚC - CẦU BÔNG | [8 empty] | 6 | 2 |  |  | 2598 | 2530 | 1 | FALSE | FALSE | 2 | TRUE | TRUE | 2598 | 2530 | 743867.4366 | 1312185.5585 | 747420.6466 | 1313115.5336 | 2598 | 743867.4366 | 1312185.5585 | 2530 | 747420.6466 | 1313115.5336
VN | 1051151691 | LINEVN2592b | 500 | 4.4075 | [5 empty] | 50 | 6 cables - 2 systems | LINESTRING (743867.4365640675 1312185.5585134882, 744251.6313420325 1312286.085893304, 744662.6249386029 1312393.6404053478, 744993.9658171721 1312480.3508192636, 745727.9516636148 1312672.4433571398, 746230.498074868 1312803.9910746259, 746807.937969705 1312955.136090786, 747420.6465698805 1313115.533640183) | line |  | ĐD 500kV PLEIKU - MỸ PHƯỚC - CẦU BÔNG | [8 empty] | 6 | 2 |  |  | 2598 | 2530 | 1 | FALSE | FALSE | 2 | TRUE | TRUE | 2598 | 2530 | 743867.4366 | 1312185.5585 | 747420.6466 | 1313115.5336 | 2598 | 743867.4366 | 1312185.5585 | 2530 | 747420.6466 | 1313115.5336
VN | 1051194484 | LINEVN2593 | 500 | 0.92991 | [5 empty] | 50 |  | LINESTRING (685600.2805750882 1254907.5990774743, 685735.7786899847 1255244.5384701623, 685734.691164073 1255656.3010167952) | line | [10 empty] | 3 | 1 |  |  | 2599 | 2600 | 1 | FALSE | FALSE | 1 | TRUE | TRUE | 2599 | 2600 | 685600.2806 | 1254907.5991 | 685734.6912 | 1255656.301 | 2599 | 685600.2806 | 1254907.5991 | 2600 | 685734.6912 | 1255656.301
VN | 1051194486 | LINEVN2594 | 500 | 0.92261 | [5 empty] | 50 |  | LINESTRING (685600.2805750882 1254907.5990774743, 685718.0420389408 1255247.9193495302, 685734.691164073 1255656.3010167952) | line | [10 empty] | 3 | 1 |  |  | 2599 | 2600 | 1 | FALSE | FALSE | 1 | TRUE | TRUE | 2599 | 2600 | 685600.2806 | 1254907.5991 | 685734.6912 | 1255656.301 | 2599 | 685600.2806 | 1254907.5991 | 2600 | 685734.6912 | 1255656.301
VN | 1051194487 | LINEVN2595a | 500 | 3.589 | [5 empty] | 50 | 6 cables - 2 systems | LINESTRING (686122.0859342393 1262943.1926948298, 686434.1571347462 1263237.0352144954, 686779.9207577284 1263571.801651496, 687190.955483846 1263956.9733113914, 687659.0645249628 1264390.1815525745, 687992.033926005 1264708.5832448895, 688296.477387374 1264996.585460438) | line |  | ĐD 500kV PLEIKU - MỸ PHƯỚC - CẦU BÔNG | [8 empty] | 6 | 2 |  |  | 2601 | 2602 | 1 | FALSE | FALSE | 2 | TRUE | TRUE | 2601 | 2602 | 686122.0859 | 1262943.1927 | 688296.4774 | 1264996.5855 | 2601 | 686122.0859 | 1262943.1927 | 2602 | 688296.4774 | 1264996.5855
VN | 1051194487 | LINEVN2595b | 500 | 3.589 | [5 empty] | 50 | 6 cables - 2 systems | LINESTRING (686122.0859342393 1262943.1926948298, 686434.1571347462 1263237.0352144954, 686779.9207577284 1263571.801651496, 687190.955483846 1263956.9733113914, 687659.0645249628 1264390.1815525745, 687992.033926005 1264708.5832448895, 688296.477387374 1264996.585460438) | line |  | ĐD 500kV PLEIKU - MỸ PHƯỚC - CẦU BÔNG | [8 empty] | 6 | 2 |  |  | 2601 | 2602 | 1 | FALSE | FALSE | 2 | TRUE | TRUE | 2601 | 2602 | 686122.0859 | 1262943.1927 | 688296.4774 | 1264996.5855 | 2601 | 686122.0859 | 1262943.1927 | 2602 | 688296.4774 | 1264996.5855
VN | 1051194488 | LINEVN2596 | 500 | 0.53547 | [5 empty] | 50 |  | LINESTRING (685800.7487898053 1262633.5912291126, 685868.658227931 1262697.6101184147, 686122.0859342393 1262943.1926948298) | line | [10 empty] | 3 | 1 |  |  | 2603 | 2601 | 1 | FALSE | FALSE | 1 | TRUE | TRUE | 2603 | 2601 | 685800.7488 | 1262633.5912 | 686122.0859 | 1262943.1927 | 2603 | 685800.7488 | 1262633.5912 | 2601 | 686122.0859 | 1262943.1927
VN | 1051194489 | LINEVN2597 | 500 | 0.5478 | [5 empty] | 50 |  | LINESTRING (685782.8699697561 1262637.7007361546, 685896.4774130888 1262740.1535085295, 686122.0859342393 1262943.1926948298) | line | [10 empty] | 3 | 1 |  |  | 2604 | 2601 | 1 | FALSE | FALSE | 1 | TRUE | TRUE | 2604 | 2601 | 685782.87 | 1262637.7007 | 686122.0859 | 1262943.1927 | 2604 | 685782.87 | 1262637.7007 | 2601 | 686122.0859 | 1262943.1927
VN | 1051194490 | LINEVN2598 | 500 | 0.94183 | [5 empty] | 50 |  | LINESTRING (688296.477387374 1264996.585460438, 688588.3400034069 1265261.5173885415, 688745.2725770494 1265619.2986351205) | line | [10 empty] | 3 | 1 |  |  | 2602 | 1579 | 1 | FALSE | FALSE | 1 | TRUE | TRUE | 2602 | 1579 | 688296.4774 | 1264996.5855 | 688745.2726 | 1265619.2986 | 2602 | 688296.4774 | 1264996.5855 | 1579 | 688745.2726 | 1265619.2986
VN | 1051194491 | LINEVN2599 | 500 | 0.936 | [5 empty] | 50 |  | LINESTRING (688296.477387374 1264996.585460438, 688577.6166575274 1265268.1459716712, 688745.2725770494 1265619.2986351205) | line | [10 empty] | 3 | 1 |  |  | 2602 | 1579 | 1 | FALSE | FALSE | 1 | TRUE | TRUE | 2602 | 1579 | 688296.4774 | 1264996.5855 | 688745.2726 | 1265619.2986 | 2602 | 688296.4774 | 1264996.5855 | 1579 | 688745.2726 | 1265619.2986
VN | 1051194492 | LINEVN2600a | 500 | 7.833 | [5 empty] | 50 | 6 cables - 2 systems | LINESTRING (685734.691164073 1255656.3010167952, 685739.4714371162 1256223.5775392577, 685744.2309269366 1256788.5089803515, 685748.9154225045 1257343.5837646706, 685753.0207969503 1257831.430174475, 685755.98093219 1258183.0053933694, 685760.3951471241 1258707.1380624, 685764.7195697256 1259220.2745313803, 685769.7205110658 1259814.999252966, 685773.1806767583 1260225.7388407008, 685777.5240581366 1260742.3495339754, 685781.5808363681 1261225.7719540645, 685785.8224115977 1261729.5170095402, 685789.6345025043 1262183.5901394442) | line | [10 empty] | 6 | 2 |  |  | 2600 | 2605 | 1 | FALSE | FALSE | 2 | TRUE | TRUE | 2600 | 2605 | 685734.6912 | 1255656.301 | 685789.6345 | 1262183.5901 | 2600 | 685734.6912 | 1255656.301 | 2605 | 685789.6345 | 1262183.5901
VN | 1051194492 | LINEVN2600b | 500 | 7.833 | [5 empty] | 50 | 6 cables - 2 systems | LINESTRING (685734.691164073 1255656.3010167952, 685739.4714371162 1256223.5775392577, 685744.2309269366 1256788.5089803515, 685748.9154225045 1257343.5837646706, 685753.0207969503 1257831.430174475, 685755.98093219 1258183.0053933694, 685760.3951471241 1258707.1380624, 685764.7195697256 1259220.2745313803, 685769.7205110658 1259814.999252966, 685773.1806767583 1260225.7388407008, 685777.5240581366 1260742.3495339754, 685781.5808363681 1261225.7719540645, 685785.8224115977 1261729.5170095402, 685789.6345025043 1262183.5901394442) | line | [10 empty] | 6 | 2 |  |  | 2600 | 2605 | 1 | FALSE | FALSE | 2 | TRUE | TRUE | 2600 | 2605 | 685734.6912 | 1255656.301 | 685789.6345 | 1262183.5901 | 2600 | 685734.6912 | 1255656.301 | 2605 | 685789.6345 | 1262183.5901
VN | 1051320279 | LINEVN2601 | 220 | 12.2555 | [5 empty] | 50 |  | LINESTRING (716422.0866424055 1228422.4941682487, 716418.0546083747 1228368.37647682, 716437.4455058151 1228123.0999864338, 715956.636736498 1227722.6560351693, 715764.2986563907 1227378.1923622787, 715539.9255145867 1226976.36308775, 715327.0908116606 1226595.2245183955, 715083.7625399571 1226159.4976618516, 714881.176225767 1225796.7090286925, 714638.6448534151 1225362.4092657901, 714399.1845811631 1224933.6093001806, 714169.934993829 1224523.12335683, 713928.3654940864 1224090.5759284, 713712.2915753716 1223703.703169435, 713577.1495448452 1223557.0218397498, 713202.6754362884 1223150.629981876, 712919.4453440667 1222843.2495340905, 712569.9362153917 1222463.9594735315, 712305.2405776792 1222176.710077736, 712004.6184400715 1221850.4861682449, 711703.6212726947 1221523.8543772637, 711373.9552256867 1221166.1408601438, 711034.5249258714 1220797.8255522626, 710782.5872282671 1220524.4498392115, 710686.4911619625 1220311.6016076317, 710675.0646477521 1220264.9290432034, 710649.5987384538 1220190.3416595447) | line | [10 empty] | 3 | 1 |  |  | 2606 | 2607 | 1 | FALSE | FALSE | 1 | FALSE | TRUE |  | 2607 |  |  | 710649.5987 | 1220190.3417 | 2606 | 716422.0866 | 1228422.4942 | 2607 | 710649.5987 | 1220190.3417
VN | 1051321394 | LINEVN2602 | 220 | 0.21274 | [5 empty] | 50 |  | LINESTRING (714703.333802156 1216194.0914780512, 714636.98423829 1216193.8343807189, 714530.4665602173 1216224.834888257) | line | [10 empty] | 3 | 1 |  |  | 2608 | 2609 | 1 | FALSE | FALSE | 1 | FALSE | TRUE |  | 2609 |  |  | 714530.4666 | 1216224.8349 | 2608 | 714703.3338 | 1216194.0915 | 2609 | 714530.4666 | 1216224.8349
VN | 1051321395 | LINEVN2603a | 220 | 7.7286 | [5 empty] | 50 | 9 cables - 3 systems | LINESTRING (714530.4665602173 1216224.834888257, 714322.2163734299 1216367.6653260412, 714033.1975564694 1216574.5143994926, 713649.6239403058 1216836.221766219, 713369.0325976816 1217027.652297038, 713106.5806948019 1217206.9884718943, 713192.0799264325 1217606.9037908907, 713280.9711240324 1218002.4607379327, 713358.2175798372 1218341.1424131137, 713412.5716288579 1218593.0147857103, 713239.2267267519 1218741.3093136572, 712996.8702020613 1218951.9297140532, 712740.8064419959 1219174.9861438344, 712445.8308727493 1219430.8379212422, 712139.3671550981 1219697.6915933394, 711862.9723321686 1219938.0902169058, 711604.956819444 1219990.5864308414, 711213.7805589691 1220074.7174714894, 710871.8069826916 1220144.3008922148, 710649.5987384538 1220190.3416595447) | line | [10 empty] | 9 | 3 |  |  | 2609 | 2607 | 1 | FALSE | FALSE | 3 | TRUE | TRUE | 2609 | 2607 | 714530.4666 | 1216224.8349 | 710649.5987 | 1220190.3417 | 2609 | 714530.4666 | 1216224.8349 | 2607 | 710649.5987 | 1220190.3417
VN | 1051321395 | LINEVN2603b | 220 | 7.7286 | [5 empty] | 50 | 9 cables - 3 systems | LINESTRING (714530.4665602173 1216224.834888257, 714322.2163734299 1216367.6653260412, 714033.1975564694 1216574.5143994926, 713649.6239403058 1216836.221766219, 713369.0325976816 1217027.652297038, 713106.5806948019 1217206.9884718943, 713192.0799264325 1217606.9037908907, 713280.9711240324 1218002.4607379327, 713358.2175798372 1218341.1424131137, 713412.5716288579 1218593.0147857103, 713239.2267267519 1218741.3093136572, 712996.8702020613 1218951.9297140532, 712740.8064419959 1219174.9861438344, 712445.8308727493 1219430.8379212422, 712139.3671550981 1219697.6915933394, 711862.9723321686 1219938.0902169058, 711604.956819444 1219990.5864308414, 711213.7805589691 1220074.7174714894, 710871.8069826916 1220144.3008922148, 710649.5987384538 1220190.3416595447) | line | [10 empty] | 9 | 3 |  |  | 2609 | 2607 | 1 | FALSE | FALSE | 3 | TRUE | TRUE | 2609 | 2607 | 714530.4666 | 1216224.8349 | 710649.5987 | 1220190.3417 | 2609 | 714530.4666 | 1216224.8349 | 2607 | 710649.5987 | 1220190.3417
VN | 1051321395 | LINEVN2603c | 220 | 7.7286 | [5 empty] | 50 | 9 cables - 3 systems | LINESTRING (714530.4665602173 1216224.834888257, 714322.2163734299 1216367.6653260412, 714033.1975564694 1216574.5143994926, 713649.6239403058 1216836.221766219, 713369.0325976816 1217027.652297038, 713106.5806948019 1217206.9884718943, 713192.0799264325 1217606.9037908907, 713280.9711240324 1218002.4607379327, 713358.2175798372 1218341.1424131137, 713412.5716288579 1218593.0147857103, 713239.2267267519 1218741.3093136572, 712996.8702020613 1218951.9297140532, 712740.8064419959 1219174.9861438344, 712445.8308727493 1219430.8379212422, 712139.3671550981 1219697.6915933394, 711862.9723321686 1219938.0902169058, 711604.956819444 1219990.5864308414, 711213.7805589691 1220074.7174714894, 710871.8069826916 1220144.3008922148, 710649.5987384538 1220190.3416595447) | line | [10 empty] | 9 | 3 |  |  | 2609 | 2607 | 1 | FALSE | FALSE | 3 | TRUE | TRUE | 2609 | 2607 | 714530.4666 | 1216224.8349 | 710649.5987 | 1220190.3417 | 2609 | 714530.4666 | 1216224.8349 | 2607 | 710649.5987 | 1220190.3417
VN | 1051321396 | LINEVN2604a | 220 | 0.25556 | [5 empty] | 50 | 6 cables - 2 systems | LINESTRING (714703.9772222087 1216117.4803299005, 714655.2867427598 1216118.03578562, 714530.4665602173 1216224.834888257) | line | [10 empty] | 6 | 2 |  |  | 2610 | 2609 | 1 | FALSE | FALSE | 2 | FALSE | TRUE |  | 2609 |  |  | 714530.4666 | 1216224.8349 | 2610 | 714703.9772 | 1216117.4803 | 2609 | 714530.4666 | 1216224.8349
VN | 1051321396 | LINEVN2604b | 220 | 0.25556 | [5 empty] | 50 | 6 cables - 2 systems | LINESTRING (714703.9772222087 1216117.4803299005, 714655.2867427598 1216118.03578562, 714530.4665602173 1216224.834888257) | line | [10 empty] | 6 | 2 |  |  | 2610 | 2609 | 1 | FALSE | FALSE | 2 | FALSE | TRUE |  | 2609 |  |  | 714530.4666 | 1216224.8349 | 2610 | 714703.9772 | 1216117.4803 | 2609 | 714530.4666 | 1216224.8349
VN | 1051321397 | LINEVN2605 | 220 | 21.3144 | [5 empty] | 50 |  | LINESTRING (714704.262002531 1216083.9816448737, 714649.9795758012 1216083.8035223358, 714456.9455497011 1216248.1187941108, 714211.3364901394 1216414.005502818, 713997.0683906717 1216563.2040441802, 713779.279916596 1216712.8232390936, 713560.3249600892 1216862.2921113442, 713341.2466815357 1217007.5239703564, 713091.3768453638 1217132.9080220517, 712849.0245590251 1217250.6201415474, 712628.5858296565 1217358.8506732676, 712383.4526593741 1217477.853095687, 712137.3091409313 1217594.5271754407, 711933.7870520606 1217693.9871467864, 711740.4130749917 1217787.8492726507, 711549.4069103785 1217880.8425618545, 711184.0747832909 1217931.6452495896, 710828.736757264 1217978.732447915, 710453.5962172165 1218029.0372205316, 710134.6601913038 1218070.822723985, 709770.9498652148 1218122.0933200675, 709495.2183625232 1218159.5148651132, 709132.6064113786 1218208.7414464056, 708790.018836737 1218259.8585469231, 708730.1935182922 1218310.4787870897, 708573.0192793994 1218140.8294839787, 708411.1305569231 1217966.3387419705, 708371.8700648642 1217656.9494183883, 708331.0675523662 1217335.4584363692, 708285.3817657547 1216975.492032056, 708238.9140616395 1216609.292399463, 708193.3704773914 1216250.489180127, 708143.2968048947 1215855.9787463457, 708095.210125355 1215477.047198236, 708036.9698403138 1215018.2418851007, 707981.7779287838 1214583.3971011029, 707927.0518983953 1214152.2729564398, 707925.4690775962 1214139.8279404854, 707876.2491766034 1213752.0513656992, 707828.9430510722 1213379.4105930855, 707778.9278341095 1212985.4011680947, 707477.5373349312 1212625.6066457077, 707205.5552710096 1212300.9274654943, 706966.6400298517 1212015.7333655935, 706682.2343511884 1211676.2352314529, 706385.5501428994 1211322.093671042, 706110.116898549 1210993.323670897, 705838.541051668 1210669.172235852, 705592.1681281582 1210375.0955407103, 705349.8492125731 1210085.870208028, 705064.7255228078 1209745.5580243769, 704779.997291587 1209405.7275546568, 704549.7424731457 1209130.923153367, 704340.8960228371 1208881.665106304, 704347.9310494418 1208591.1299284338, 704339.6083783787 1208512.067043453, 704336.097842803 1208478.668490409) | line | [10 empty] | 3 | 1 |  |  | 2611 | 2612 | 1 | FALSE | FALSE | 1 | FALSE | FALSE | [6 empty] | 2611 | 714704.262 | 1216083.9816 | 2612 | 704336.0978 | 1208478.6685
VN | 1051321398 | LINEVN2606 | 500 | 0.59152 | [5 empty] | 50 |  | LINESTRING (714319.2282980809 1216433.5182881511, 714566.180007104 1216251.289118317, 714733.832210298 1216230.701350302, 714738.1817992385 1216214.1454938157) | line | [10 empty] | 3 | 1 |  |  | 2613 | 2614 | 1 | FALSE | FALSE | 1 | FALSE | FALSE | [6 empty] | 2613 | 714319.2283 | 1216433.5183 | 2614 | 714738.1818 | 1216214.1455
VN | 1051321400 | LINEVN2607 | 500 | 0.92506 | [5 empty] | 50 |  | LINESTRING (714034.1889906799 1216630.2922349893, 714319.2282980809 1216433.5182881511, 714574.1854784341 1216272.4065361272, 714696.2382429978 1216257.7713232273) | line | [10 empty] | 3 | 1 |  |  | 2615 | 2616 | 1 | FALSE | FALSE | 1 | TRUE | FALSE | 2615 |  | 714034.189 | 1216630.2922 |  |  | 2615 | 714034.189 | 1216630.2922 | 2616 | 714696.2382 | 1216257.7713
VN | 1051321401 | LINEVN2608 | 500 | 1.2485 | [5 empty] | 50 |  | LINESTRING (713173.0721666648 1217218.6391779308, 713785.195956374 1216814.7237984673, 714033.7106953864 1216994.977026925) | line | [10 empty] | 3 |  |  |  | 2617 | 2618 | 1 | FALSE | FALSE | 1 | TRUE | TRUE | 2617 | 2618 | 713173.0722 | 1217218.6392 | 714033.7107 | 1216994.977 | 2617 | 713173.0722 | 1217218.6392 | 2618 | 714033.7107 | 1216994.977
VN | 1051321402 | LINEVN2609 | 500 | 1.2517 | [5 empty] | 50 |  | LINESTRING (713173.0721666648 1217218.6391779308, 713773.6148271353 1216798.794250245, 714034.1889906799 1216630.2922349893) | line | [10 empty] | 3 | 1 |  |  | 2617 | 2615 | 1 | FALSE | FALSE | 1 | TRUE | TRUE | 2617 | 2615 | 713173.0722 | 1217218.6392 | 714034.189 | 1216630.2922 | 2617 | 713173.0722 | 1217218.6392 | 2615 | 714034.189 | 1216630.2922
VN | 1051321403 | LINEVN2610 | 500 | 0.69441 | [5 empty] | 50 |  | LINESTRING (714034.1889906799 1216630.2922349893, 713809.5532666591 1216799.0838651985, 714033.7106953864 1216994.977026925) | line | [10 empty] | 3 | 1 |  |  | 2615 | 2618 | 1 | FALSE | FALSE | 1 | TRUE | TRUE | 2615 | 2618 | 714034.189 | 1216630.2922 | 714033.7107 | 1216994.977 | 2615 | 714034.189 | 1216630.2922 | 2618 | 714033.7107 | 1216994.977
VN | 1051321404 | LINEVN2611 | 500 | 1.514 | [5 empty] | 50 |  | LINESTRING (712973.3900002434 1217358.655272038, 712294.3112840224 1217842.8452776284, 711869.0208294544 1217887.3000372066) | line | [10 empty] | 3 | 1 |  |  | 2619 | 2620 | 1 | FALSE | FALSE | 1 | TRUE | TRUE | 2619 | 2620 | 712973.39 | 1217358.6553 | 711869.0208 | 1217887.3 | 2619 | 712973.39 | 1217358.6553 | 2620 | 711869.0208 | 1217887.3
VN | 1051321405 | LINEVN2612a | 500 | 0.29266 | [5 empty] | 50 | 6 cables - 2 systems | LINESTRING (713173.0721666648 1217218.6391779308, 712973.3900002434 1217358.655272038) | line | [10 empty] | 6 | 2 |  |  | 2617 | 2619 | 1 | FALSE | FALSE | 2 | TRUE | TRUE | 2617 | 2619 | 713173.0722 | 1217218.6392 | 712973.39 | 1217358.6553 | 2617 | 713173.0722 | 1217218.6392 | 2619 | 712973.39 | 1217358.6553
VN | 1051321405 | LINEVN2612b | 500 | 0.29266 | [5 empty] | 50 | 6 cables - 2 systems | LINESTRING (713173.0721666648 1217218.6391779308, 712973.3900002434 1217358.655272038) | line | [10 empty] | 6 | 2 |  |  | 2617 | 2619 | 1 | FALSE | FALSE | 2 | TRUE | TRUE | 2617 | 2619 | 713173.0722 | 1217218.6392 | 712973.39 | 1217358.6553 | 2617 | 713173.0722 | 1217218.6392 | 2619 | 712973.39 | 1217358.6553
VN | 1051321406 | LINEVN2613 | 500 | 1.5019 | [5 empty] | 50 |  | LINESTRING (712973.3900002434 1217358.655272038, 712286.8106210304 1217822.9820304785, 711869.0208294544 1217887.3000372066) | line | [10 empty] | 3 | 1 |  |  | 2619 | 2620 | 1 | FALSE | FALSE | 1 | TRUE | TRUE | 2619 | 2620 | 712973.39 | 1217358.6553 | 711869.0208 | 1217887.3 | 2619 | 712973.39 | 1217358.6553 | 2620 | 711869.0208 | 1217887.3
VN | 1051321407 | LINEVN2614a | 500 | 2.9765 | [5 empty] | 50 | 6 cables - 2 systems | LINESTRING (711869.0208294544 1217887.3000372066, 711563.0672239611 1217928.6251371996, 711183.1512889038 1217979.9531181452, 710790.3175793578 1218033.0276189253, 710478.5376003913 1218075.154609031, 710211.3596413266 1218111.2534573346, 709761.6456395064 1218172.0177525403, 709410.9254372513 1218219.425642941) | line | [10 empty] | 6 | 2 |  |  | 2620 | 2621 | 1 | FALSE | FALSE | 2 | TRUE | TRUE | 2620 | 2621 | 711869.0208 | 1217887.3 | 709410.9254 | 1218219.4256 | 2620 | 711869.0208 | 1217887.3 | 2621 | 709410.9254 | 1218219.4256
VN | 1051321407 | LINEVN2614b | 500 | 2.9765 | [5 empty] | 50 | 6 cables - 2 systems | LINESTRING (711869.0208294544 1217887.3000372066, 711563.0672239611 1217928.6251371996, 711183.1512889038 1217979.9531181452, 710790.3175793578 1218033.0276189253, 710478.5376003913 1218075.154609031, 710211.3596413266 1218111.2534573346, 709761.6456395064 1218172.0177525403, 709410.9254372513 1218219.425642941) | line | [10 empty] | 6 | 2 |  |  | 2620 | 2621 | 1 | FALSE | FALSE | 2 | TRUE | TRUE | 2620 | 2621 | 711869.0208 | 1217887.3 | 709410.9254 | 1218219.4256 | 2620 | 711869.0208 | 1217887.3 | 2621 | 709410.9254 | 1218219.4256
VN | 1051321408 | LINEVN2615 | 500 | 1.6037 | [5 empty] | 50 |  | LINESTRING (709410.9254372513 1218219.425642941, 709002.5775585752 1218281.5596003304, 708705.4787958891 1218420.5775781255, 708563.9037277536 1218499.530054243, 708131.2167699371 1218478.2350961703) | line | [10 empty] | 3 | 1 |  |  | 2621 | 2622 | 1 | FALSE | FALSE | 1 | TRUE | TRUE | 2621 | 2622 | 709410.9254 | 1218219.4256 | 708131.2168 | 1218478.2351 | 2621 | 709410.9254 | 1218219.4256 | 2622 | 708131.2168 | 1218478.2351
VN | 1051321409 | LINEVN2616 | 500 | 1.6013 | [5 empty] | 50 |  | LINESTRING (709410.9254372513 1218219.425642941, 708996.0817845163 1218258.1082880762, 708705.4787958891 1218420.5775781255, 708558.4922150865 1218477.4133671136, 708131.2167699371 1218478.2350961703) | line | [10 empty] | 3 | 1 |  |  | 2621 | 2622 | 1 | FALSE | FALSE | 1 | TRUE | TRUE | 2621 | 2622 | 709410.9254 | 1218219.4256 | 708131.2168 | 1218478.2351 | 2621 | 709410.9254 | 1218219.4256 | 2622 | 708131.2168 | 1218478.2351
VN | 1051321412 | LINEVN2617a | 500 | 3.7759 | [5 empty] | 50 | 6 cables - 2 systems | LINESTRING (704985.7630251609 1218405.1034523197, 705386.3939751175 1218402.9008025057, 705803.9142289408 1218407.3474486407, 706211.2315141286 1218419.7448619278, 706620.8223223302 1218432.2170464357, 707031.0584701495 1218444.7095421304, 707370.7787301975 1218455.0568716382, 707639.1195738991 1218463.2292192061, 708131.2167699371 1218478.2350961703) | line | [10 empty] | 6 | 2 |  |  | 61 | 2622 | 1 | FALSE | FALSE | 2 | TRUE | TRUE | 61 | 2622 | 704985.763 | 1218405.1035 | 708131.2168 | 1218478.2351 | 61 | 704985.763 | 1218405.1035 | 2622 | 708131.2168 | 1218478.2351
VN | 1051321412 | LINEVN2617b | 500 | 3.7759 | [5 empty] | 50 | 6 cables - 2 systems | LINESTRING (704985.7630251609 1218405.1034523197, 705386.3939751175 1218402.9008025057, 705803.9142289408 1218407.3474486407, 706211.2315141286 1218419.7448619278, 706620.8223223302 1218432.2170464357, 707031.0584701495 1218444.7095421304, 707370.7787301975 1218455.0568716382, 707639.1195738991 1218463.2292192061, 708131.2167699371 1218478.2350961703) | line | [10 empty] | 6 | 2 |  |  | 61 | 2622 | 1 | FALSE | FALSE | 2 | TRUE | TRUE | 61 | 2622 | 704985.763 | 1218405.1035 | 708131.2168 | 1218478.2351 | 61 | 704985.763 | 1218405.1035 | 2622 | 708131.2168 | 1218478.2351
VN | 1051321413 | LINEVN2618a | 500 | 2.5298 | [5 empty] | 50 | multiple vlevels, 12 cables - 4 systems | LINESTRING (703048.317155873 1218458.846581559, 702600.2582598836 1218471.6036748714, 702310.7828756025 1218479.847975201, 701927.1339925278 1218490.7885422823, 701557.7297267286 1218501.3234042197, 701236.9599913565 1218510.468632049, 700941.0268734975 1218518.9175364692) | line | [10 empty] | 12 | 4 |  |  | 2623 | 2624 | 2 | FALSE | FALSE | 4 | TRUE | TRUE | 2623 | 2624 | 703048.3172 | 1218458.8466 | 700941.0269 | 1218518.9175 | 2623 | 703048.3172 | 1218458.8466 | 2624 | 700941.0269 | 1218518.9175
VN | 1051321413 | LINEVN2618b | 500 | 2.5298 | [5 empty] | 50 | multiple vlevels, 12 cables - 4 systems | LINESTRING (703048.317155873 1218458.846581559, 702600.2582598836 1218471.6036748714, 702310.7828756025 1218479.847975201, 701927.1339925278 1218490.7885422823, 701557.7297267286 1218501.3234042197, 701236.9599913565 1218510.468632049, 700941.0268734975 1218518.9175364692) | line | [10 empty] | 12 | 4 |  |  | 2623 | 2624 | 2 | FALSE | FALSE | 4 | TRUE | TRUE | 2623 | 2624 | 703048.3172 | 1218458.8466 | 700941.0269 | 1218518.9175 | 2623 | 703048.3172 | 1218458.8466 | 2624 | 700941.0269 | 1218518.9175
VN | 1051321413 | LINEVN2618c | 500 | 2.5298 | [5 empty] | 50 | multiple vlevels, 12 cables - 4 systems | LINESTRING (703048.317155873 1218458.846581559, 702600.2582598836 1218471.6036748714, 702310.7828756025 1218479.847975201, 701927.1339925278 1218490.7885422823, 701557.7297267286 1218501.3234042197, 701236.9599913565 1218510.468632049, 700941.0268734975 1218518.9175364692) | line | [10 empty] | 12 | 4 |  |  | 2623 | 2624 | 2 | FALSE | FALSE | 4 | TRUE | TRUE | 2623 | 2624 | 703048.3172 | 1218458.8466 | 700941.0269 | 1218518.9175 | 2623 | 703048.3172 | 1218458.8466 | 2624 | 700941.0269 | 1218518.9175
VN | 1051321413 | LINEVN2618d | 500 | 2.5298 | [5 empty] | 50 | multiple vlevels, 12 cables - 4 systems | LINESTRING (703048.317155873 1218458.846581559, 702600.2582598836 1218471.6036748714, 702310.7828756025 1218479.847975201, 701927.1339925278 1218490.7885422823, 701557.7297267286 1218501.3234042197, 701236.9599913565 1218510.468632049, 700941.0268734975 1218518.9175364692) | line | [10 empty] | 12 | 4 |  |  | 2623 | 2624 | 2 | FALSE | FALSE | 4 | TRUE | TRUE | 2623 | 2624 | 703048.3172 | 1218458.8466 | 700941.0269 | 1218518.9175 | 2623 | 703048.3172 | 1218458.8466 | 2624 | 700941.0269 | 1218518.9175
VN | 1051321413 | LINEVN2619a | 110 | 2.5298 | [5 empty] | 50 | multiple vlevels, 12 cables - 4 systems | LINESTRING (703048.317155873 1218458.846581559, 702600.2582598836 1218471.6036748714, 702310.7828756025 1218479.847975201, 701927.1339925278 1218490.7885422823, 701557.7297267286 1218501.3234042197, 701236.9599913565 1218510.468632049, 700941.0268734975 1218518.9175364692) | line | [10 empty] | 12 | 4 |  |  | 2623 | 2624 | 2 | FALSE | FALSE | 4 | TRUE | TRUE | 2623 | 2624 | 703048.3172 | 1218458.8466 | 700941.0269 | 1218518.9175 | 2623 | 703048.3172 | 1218458.8466 | 2624 | 700941.0269 | 1218518.9175
VN | 1051321413 | LINEVN2619b | 110 | 2.5298 | [5 empty] | 50 | multiple vlevels, 12 cables - 4 systems | LINESTRING (703048.317155873 1218458.846581559, 702600.2582598836 1218471.6036748714, 702310.7828756025 1218479.847975201, 701927.1339925278 1218490.7885422823, 701557.7297267286 1218501.3234042197, 701236.9599913565 1218510.468632049, 700941.0268734975 1218518.9175364692) | line | [10 empty] | 12 | 4 |  |  | 2623 | 2624 | 2 | FALSE | FALSE | 4 | TRUE | TRUE | 2623 | 2624 | 703048.3172 | 1218458.8466 | 700941.0269 | 1218518.9175 | 2623 | 703048.3172 | 1218458.8466 | 2624 | 700941.0269 | 1218518.9175
VN | 1051321413 | LINEVN2619c | 110 | 2.5298 | [5 empty] | 50 | multiple vlevels, 12 cables - 4 systems | LINESTRING (703048.317155873 1218458.846581559, 702600.2582598836 1218471.6036748714, 702310.7828756025 1218479.847975201, 701927.1339925278 1218490.7885422823, 701557.7297267286 1218501.3234042197, 701236.9599913565 1218510.468632049, 700941.0268734975 1218518.9175364692) | line | [10 empty] | 12 | 4 |  |  | 2623 | 2624 | 2 | FALSE | FALSE | 4 | TRUE | TRUE | 2623 | 2624 | 703048.3172 | 1218458.8466 | 700941.0269 | 1218518.9175 | 2623 | 703048.3172 | 1218458.8466 | 2624 | 700941.0269 | 1218518.9175
VN | 1051321413 | LINEVN2619d | 110 | 2.5298 | [5 empty] | 50 | multiple vlevels, 12 cables - 4 systems | LINESTRING (703048.317155873 1218458.846581559, 702600.2582598836 1218471.6036748714, 702310.7828756025 1218479.847975201, 701927.1339925278 1218490.7885422823, 701557.7297267286 1218501.3234042197, 701236.9599913565 1218510.468632049, 700941.0268734975 1218518.9175364692) | line | [10 empty] | 12 | 4 |  |  | 2623 | 2624 | 2 | FALSE | FALSE | 4 | TRUE | TRUE | 2623 | 2624 | 703048.3172 | 1218458.8466 | 700941.0269 | 1218518.9175 | 2623 | 703048.3172 | 1218458.8466 | 2624 | 700941.0269 | 1218518.9175
VN | 1051321414 | LINEVN2620a | 500 | 0.75755 | [5 empty] | 50 | multiple vlevels, 6 cables - 2 systems | LINESTRING (700941.0268734975 1218518.9175364692, 700647.1945092563 1218537.7920316516, 700310.3656958411 1218533.6278182971) | line | [10 empty] | 6 | 2 |  |  | 2624 | 2625 | 2 | FALSE | FALSE | 2 | TRUE | TRUE | 2624 | 2625 | 700941.0269 | 1218518.9175 | 700310.3657 | 1218533.6278 | 2624 | 700941.0269 | 1218518.9175 | 2625 | 700310.3657 | 1218533.6278
VN | 1051321414 | LINEVN2620b | 500 | 0.75755 | [5 empty] | 50 | multiple vlevels, 6 cables - 2 systems | LINESTRING (700941.0268734975 1218518.9175364692, 700647.1945092563 1218537.7920316516, 700310.3656958411 1218533.6278182971) | line | [10 empty] | 6 | 2 |  |  | 2624 | 2625 | 2 | FALSE | FALSE | 2 | TRUE | TRUE | 2624 | 2625 | 700941.0269 | 1218518.9175 | 700310.3657 | 1218533.6278 | 2624 | 700941.0269 | 1218518.9175 | 2625 | 700310.3657 | 1218533.6278
VN | 1051321414 | LINEVN2621a | 110 | 0.75755 | [5 empty] | 50 | multiple vlevels, 6 cables - 2 systems | LINESTRING (700941.0268734975 1218518.9175364692, 700647.1945092563 1218537.7920316516, 700310.3656958411 1218533.6278182971) | line | [10 empty] | 6 | 2 |  |  | 2624 | 2625 | 2 | FALSE | FALSE | 2 | TRUE | TRUE | 2624 | 2625 | 700941.0269 | 1218518.9175 | 700310.3657 | 1218533.6278 | 2624 | 700941.0269 | 1218518.9175 | 2625 | 700310.3657 | 1218533.6278
VN | 1051321414 | LINEVN2621b | 110 | 0.75755 | [5 empty] | 50 | multiple vlevels, 6 cables - 2 systems | LINESTRING (700941.0268734975 1218518.9175364692, 700647.1945092563 1218537.7920316516, 700310.3656958411 1218533.6278182971) | line | [10 empty] | 6 | 2 |  |  | 2624 | 2625 | 2 | FALSE | FALSE | 2 | TRUE | TRUE | 2624 | 2625 | 700941.0269 | 1218518.9175 | 700310.3657 | 1218533.6278 | 2624 | 700941.0269 | 1218518.9175 | 2625 | 700310.3657 | 1218533.6278
VN | 1051321415 | LINEVN2622a | 500 | 3.2744 | [5 empty] | 50 | multiple vlevels, 12 cables - 4 systems | LINESTRING (696940.5952514911 1218446.9661544566, 696671.2016041169 1218325.0307516342, 696385.609269817 1218195.7769345017, 696048.0559038459 1218043.0057977368, 695737.7713170311 1217902.5703255986, 695445.9488760143 1217770.500972094, 695145.7423012711 1217634.6455669436, 694798.4344035774 1217477.4725542082, 694454.6552796687 1217321.9066387324) | line | [10 empty] | 12 | 4 |  |  | 2626 | 2627 | 2 | FALSE | FALSE | 4 | TRUE | TRUE | 2626 | 2627 | 696940.5953 | 1218446.9662 | 694454.6553 | 1217321.9066 | 2626 | 696940.5953 | 1218446.9662 | 2627 | 694454.6553 | 1217321.9066
VN | 1051321415 | LINEVN2622b | 500 | 3.2744 | [5 empty] | 50 | multiple vlevels, 12 cables - 4 systems | LINESTRING (696940.5952514911 1218446.9661544566, 696671.2016041169 1218325.0307516342, 696385.609269817 1218195.7769345017, 696048.0559038459 1218043.0057977368, 695737.7713170311 1217902.5703255986, 695445.9488760143 1217770.500972094, 695145.7423012711 1217634.6455669436, 694798.4344035774 1217477.4725542082, 694454.6552796687 1217321.9066387324) | line | [10 empty] | 12 | 4 |  |  | 2626 | 2627 | 2 | FALSE | FALSE | 4 | TRUE | TRUE | 2626 | 2627 | 696940.5953 | 1218446.9662 | 694454.6553 | 1217321.9066 | 2626 | 696940.5953 | 1218446.9662 | 2627 | 694454.6553 | 1217321.9066
VN | 1051321415 | LINEVN2622c | 500 | 3.2744 | [5 empty] | 50 | multiple vlevels, 12 cables - 4 systems | LINESTRING (696940.5952514911 1218446.9661544566, 696671.2016041169 1218325.0307516342, 696385.609269817 1218195.7769345017, 696048.0559038459 1218043.0057977368, 695737.7713170311 1217902.5703255986, 695445.9488760143 1217770.500972094, 695145.7423012711 1217634.6455669436, 694798.4344035774 1217477.4725542082, 694454.6552796687 1217321.9066387324) | line | [10 empty] | 12 | 4 |  |  | 2626 | 2627 | 2 | FALSE | FALSE | 4 | TRUE | TRUE | 2626 | 2627 | 696940.5953 | 1218446.9662 | 694454.6553 | 1217321.9066 | 2626 | 696940.5953 | 1218446.9662 | 2627 | 694454.6553 | 1217321.9066
VN | 1051321415 | LINEVN2622d | 500 | 3.2744 | [5 empty] | 50 | multiple vlevels, 12 cables - 4 systems | LINESTRING (696940.5952514911 1218446.9661544566, 696671.2016041169 1218325.0307516342, 696385.609269817 1218195.7769345017, 696048.0559038459 1218043.0057977368, 695737.7713170311 1217902.5703255986, 695445.9488760143 1217770.500972094, 695145.7423012711 1217634.6455669436, 694798.4344035774 1217477.4725542082, 694454.6552796687 1217321.9066387324) | line | [10 empty] | 12 | 4 |  |  | 2626 | 2627 | 2 | FALSE | FALSE | 4 | TRUE | TRUE | 2626 | 2627 | 696940.5953 | 1218446.9662 | 694454.6553 | 1217321.9066 | 2626 | 696940.5953 | 1218446.9662 | 2627 | 694454.6553 | 1217321.9066
VN | 1051321415 | LINEVN2623a | 110 | 3.2744 | [5 empty] | 50 | multiple vlevels, 12 cables - 4 systems | LINESTRING (696940.5952514911 1218446.9661544566, 696671.2016041169 1218325.0307516342, 696385.609269817 1218195.7769345017, 696048.0559038459 1218043.0057977368, 695737.7713170311 1217902.5703255986, 695445.9488760143 1217770.500972094, 695145.7423012711 1217634.6455669436, 694798.4344035774 1217477.4725542082, 694454.6552796687 1217321.9066387324) | line | [10 empty] | 12 | 4 |  |  | 2626 | 2627 | 2 | FALSE | FALSE | 4 | TRUE | TRUE | 2626 | 2627 | 696940.5953 | 1218446.9662 | 694454.6553 | 1217321.9066 | 2626 | 696940.5953 | 1218446.9662 | 2627 | 694454.6553 | 1217321.9066
VN | 1051321415 | LINEVN2623b | 110 | 3.2744 | [5 empty] | 50 | multiple vlevels, 12 cables - 4 systems | LINESTRING (696940.5952514911 1218446.9661544566, 696671.2016041169 1218325.0307516342, 696385.609269817 1218195.7769345017, 696048.0559038459 1218043.0057977368, 695737.7713170311 1217902.5703255986, 695445.9488760143 1217770.500972094, 695145.7423012711 1217634.6455669436, 694798.4344035774 1217477.4725542082, 694454.6552796687 1217321.9066387324) | line | [10 empty] | 12 | 4 |  |  | 2626 | 2627 | 2 | FALSE | FALSE | 4 | TRUE | TRUE | 2626 | 2627 | 696940.5953 | 1218446.9662 | 694454.6553 | 1217321.9066 | 2626 | 696940.5953 | 1218446.9662 | 2627 | 694454.6553 | 1217321.9066
VN | 1051321415 | LINEVN2623c | 110 | 3.2744 | [5 empty] | 50 | multiple vlevels, 12 cables - 4 systems | LINESTRING (696940.5952514911 1218446.9661544566, 696671.2016041169 1218325.0307516342, 696385.609269817 1218195.7769345017, 696048.0559038459 1218043.0057977368, 695737.7713170311 1217902.5703255986, 695445.9488760143 1217770.500972094, 695145.7423012711 1217634.6455669436, 694798.4344035774 1217477.4725542082, 694454.6552796687 1217321.9066387324) | line | [10 empty] | 12 | 4 |  |  | 2626 | 2627 | 2 | FALSE | FALSE | 4 | TRUE | TRUE | 2626 | 2627 | 696940.5953 | 1218446.9662 | 694454.6553 | 1217321.9066 | 2626 | 696940.5953 | 1218446.9662 | 2627 | 694454.6553 | 1217321.9066
VN | 1051321415 | LINEVN2623d | 110 | 3.2744 | [5 empty] | 50 | multiple vlevels, 12 cables - 4 systems | LINESTRING (696940.5952514911 1218446.9661544566, 696671.2016041169 1218325.0307516342, 696385.609269817 1218195.7769345017, 696048.0559038459 1218043.0057977368, 695737.7713170311 1217902.5703255986, 695445.9488760143 1217770.500972094, 695145.7423012711 1217634.6455669436, 694798.4344035774 1217477.4725542082, 694454.6552796687 1217321.9066387324) | line | [10 empty] | 12 | 4 |  |  | 2626 | 2627 | 2 | FALSE | FALSE | 4 | TRUE | TRUE | 2626 | 2627 | 696940.5953 | 1218446.9662 | 694454.6553 | 1217321.9066 | 2626 | 696940.5953 | 1218446.9662 | 2627 | 694454.6553 | 1217321.9066
VN | 1051321416 | LINEVN2624a | 500 | 0.75737 | [5 empty] | 50 | multiple vlevels, 6 cables - 2 systems | LINESTRING (700310.3656958411 1218533.6278182971, 700646.3448488076 1218515.9267769072, 700941.0268734975 1218518.9175364692) | line | [10 empty] | 6 | 2 |  |  | 2625 | 2624 | 2 | FALSE | FALSE | 2 | TRUE | TRUE | 2625 | 2624 | 700310.3657 | 1218533.6278 | 700941.0269 | 1218518.9175 | 2625 | 700310.3657 | 1218533.6278 | 2624 | 700941.0269 | 1218518.9175
VN | 1051321416 | LINEVN2624b | 500 | 0.75737 | [5 empty] | 50 | multiple vlevels, 6 cables - 2 systems | LINESTRING (700310.3656958411 1218533.6278182971, 700646.3448488076 1218515.9267769072, 700941.0268734975 1218518.9175364692) | line | [10 empty] | 6 | 2 |  |  | 2625 | 2624 | 2 | FALSE | FALSE | 2 | TRUE | TRUE | 2625 | 2624 | 700310.3657 | 1218533.6278 | 700941.0269 | 1218518.9175 | 2625 | 700310.3657 | 1218533.6278 | 2624 | 700941.0269 | 1218518.9175
VN | 1051321416 | LINEVN2625a | 110 | 0.75737 | [5 empty] | 50 | multiple vlevels, 6 cables - 2 systems | LINESTRING (700310.3656958411 1218533.6278182971, 700646.3448488076 1218515.9267769072, 700941.0268734975 1218518.9175364692) | line | [10 empty] | 6 | 2 |  |  | 2625 | 2624 | 2 | FALSE | FALSE | 2 | TRUE | TRUE | 2625 | 2624 | 700310.3657 | 1218533.6278 | 700941.0269 | 1218518.9175 | 2625 | 700310.3657 | 1218533.6278 | 2624 | 700941.0269 | 1218518.9175
VN | 1051321416 | LINEVN2625b | 110 | 0.75737 | [5 empty] | 50 | multiple vlevels, 6 cables - 2 systems | LINESTRING (700310.3656958411 1218533.6278182971, 700646.3448488076 1218515.9267769072, 700941.0268734975 1218518.9175364692) | line | [10 empty] | 6 | 2 |  |  | 2625 | 2624 | 2 | FALSE | FALSE | 2 | TRUE | TRUE | 2625 | 2624 | 700310.3657 | 1218533.6278 | 700941.0269 | 1218518.9175 | 2625 | 700310.3657 | 1218533.6278 | 2624 | 700941.0269 | 1218518.9175
VN | 1051321417 | LINEVN2626 | 500 | 0.86389 | [5 empty] | 50 |  | LINESTRING (693102.0174011317 1216840.2975085916, 692713.8960736959 1216734.902211882, 692823.645152211 1216464.39866007, 692809.8709855521 1216442.569156059) | line | [10 empty] | 3 | 1 |  |  | 2628 | 2629 | 1 | FALSE | FALSE | 1 | TRUE | FALSE | 2628 |  | 693102.0174 | 1216840.2975 |  |  | 2628 | 693102.0174 | 1216840.2975 | 2629 | 692809.871 | 1216442.5692
VN | 1051321418 | LINEVN2627 | 500 | 0.8327 | [5 empty] | 50 |  | LINESTRING (693102.0174011317 1216840.2975085916, 692748.7351067411 1216717.0421955748, 692857.3690312221 1216450.3707779131, 692840.3894707684 1216423.4779912103) | line | [10 empty] | 3 | 1 |  |  | 2628 | 2630 | 1 | FALSE | FALSE | 1 | TRUE | FALSE | 2628 |  | 693102.0174 | 1216840.2975 |  |  | 2628 | 693102.0174 | 1216840.2975 | 2630 | 692840.3895 | 1216423.478
VN | 1051379218 | LINEVN2628a | 220 | 7.2831 | [5 empty] | 50 | 6 cables - 2 systems | LINESTRING (677612.9534788779 1207257.5519507118, 677619.4305247419 1207567.772365243, 677625.4999628873 1207870.3361305185, 677631.2028051165 1208186.0832718692, 677638.4652208914 1208498.3323947205, 677645.6301049346 1208814.3751611845, 677652.0604400556 1209122.582530246, 677657.2606706014 1209293.7094872727, 677618.1509711364 1209520.7459681898, 677582.3527803844 1209749.9793856568, 677544.6065302346 1209973.6052034346, 677508.1069846437 1210203.2662357225, 677393.4045416479 1210437.7716156675, 677165.6111939762 1210904.6678012656, 677021.1226324434 1211201.0684815256, 676891.9276356007 1211467.0109127546, 676756.6594850229 1211744.7456738919, 676625.2458454923 1212013.3867439937, 676475.2231363714 1212322.2251119611, 676566.5455466704 1212544.0655008978, 676670.8759449184 1212800.0012373042, 676761.9915623437 1213019.0761518609) | line | [10 empty] | 6 | 2 |  |  | 2631 | 2632 | 1 | FALSE | FALSE | 2 | TRUE | FALSE | 2631 |  | 677612.9535 | 1207257.552 |  |  | 2631 | 677612.9535 | 1207257.552 | 2632 | 676761.9916 | 1213019.0762
VN | 1051379218 | LINEVN2628b | 220 | 7.2831 | [5 empty] | 50 | 6 cables - 2 systems | LINESTRING (677612.9534788779 1207257.5519507118, 677619.4305247419 1207567.772365243, 677625.4999628873 1207870.3361305185, 677631.2028051165 1208186.0832718692, 677638.4652208914 1208498.3323947205, 677645.6301049346 1208814.3751611845, 677652.0604400556 1209122.582530246, 677657.2606706014 1209293.7094872727, 677618.1509711364 1209520.7459681898, 677582.3527803844 1209749.9793856568, 677544.6065302346 1209973.6052034346, 677508.1069846437 1210203.2662357225, 677393.4045416479 1210437.7716156675, 677165.6111939762 1210904.6678012656, 677021.1226324434 1211201.0684815256, 676891.9276356007 1211467.0109127546, 676756.6594850229 1211744.7456738919, 676625.2458454923 1212013.3867439937, 676475.2231363714 1212322.2251119611, 676566.5455466704 1212544.0655008978, 676670.8759449184 1212800.0012373042, 676761.9915623437 1213019.0761518609) | line | [10 empty] | 6 | 2 |  |  | 2631 | 2632 | 1 | FALSE | FALSE | 2 | TRUE | FALSE | 2631 |  | 677612.9535 | 1207257.552 |  |  | 2631 | 677612.9535 | 1207257.552 | 2632 | 676761.9916 | 1213019.0762
VN | 1051379219 | LINEVN2629a | 220 | 8.1119 | [5 empty] | 50 | 12 cables - 4 systems | LINESTRING (671450.7830352972 1209441.2638278427, 671512.4312330525 1209340.6510103787, 671734.3194790229 1209281.3557444804, 672037.2275863673 1209203.4146315777, 672342.5346560902 1209122.7564986441, 672645.1193579977 1209044.6529373457, 672893.723084705 1208977.9829896807, 673125.8182267367 1208901.638071615, 673432.7545712322 1208797.2160508907, 673773.3967747737 1208681.9016549748, 674131.1486177228 1208560.4863291704, 674481.0521530745 1208441.6656184518, 674824.4263453761 1208324.0414897234, 675103.3843329578 1208231.210372611, 675314.5889445948 1208157.3126967952, 675573.8007405216 1207919.8193457169, 675865.0886979378 1207647.599560121, 676122.2279622144 1207406.669336639, 676243.3819799072 1207292.3209033436, 676530.9755733311 1207261.589480551, 676818.1991690972 1207230.7146995927, 677068.3751431373 1207204.0131301077, 677338.880973503 1207174.0044593401, 677612.9534788779 1207257.5519507118) | line | [10 empty] | 12 | 4 |  |  | 2633 | 2631 | 1 | FALSE | FALSE | 4 | TRUE | TRUE | 2633 | 2631 | 671450.783 | 1209441.2638 | 677612.9535 | 1207257.552 | 2633 | 671450.783 | 1209441.2638 | 2631 | 677612.9535 | 1207257.552
VN | 1051379219 | LINEVN2629b | 220 | 8.1119 | [5 empty] | 50 | 12 cables - 4 systems | LINESTRING (671450.7830352972 1209441.2638278427, 671512.4312330525 1209340.6510103787, 671734.3194790229 1209281.3557444804, 672037.2275863673 1209203.4146315777, 672342.5346560902 1209122.7564986441, 672645.1193579977 1209044.6529373457, 672893.723084705 1208977.9829896807, 673125.8182267367 1208901.638071615, 673432.7545712322 1208797.2160508907, 673773.3967747737 1208681.9016549748, 674131.1486177228 1208560.4863291704, 674481.0521530745 1208441.6656184518, 674824.4263453761 1208324.0414897234, 675103.3843329578 1208231.210372611, 675314.5889445948 1208157.3126967952, 675573.8007405216 1207919.8193457169, 675865.0886979378 1207647.599560121, 676122.2279622144 1207406.669336639, 676243.3819799072 1207292.3209033436, 676530.9755733311 1207261.589480551, 676818.1991690972 1207230.7146995927, 677068.3751431373 1207204.0131301077, 677338.880973503 1207174.0044593401, 677612.9534788779 1207257.5519507118) | line | [10 empty] | 12 | 4 |  |  | 2633 | 2631 | 1 | FALSE | FALSE | 4 | TRUE | TRUE | 2633 | 2631 | 671450.783 | 1209441.2638 | 677612.9535 | 1207257.552 | 2633 | 671450.783 | 1209441.2638 | 2631 | 677612.9535 | 1207257.552
VN | 1051379219 | LINEVN2629c | 220 | 8.1119 | [5 empty] | 50 | 12 cables - 4 systems | LINESTRING (671450.7830352972 1209441.2638278427, 671512.4312330525 1209340.6510103787, 671734.3194790229 1209281.3557444804, 672037.2275863673 1209203.4146315777, 672342.5346560902 1209122.7564986441, 672645.1193579977 1209044.6529373457, 672893.723084705 1208977.9829896807, 673125.8182267367 1208901.638071615, 673432.7545712322 1208797.2160508907, 673773.3967747737 1208681.9016549748, 674131.1486177228 1208560.4863291704, 674481.0521530745 1208441.6656184518, 674824.4263453761 1208324.0414897234, 675103.3843329578 1208231.210372611, 675314.5889445948 1208157.3126967952, 675573.8007405216 1207919.8193457169, 675865.0886979378 1207647.599560121, 676122.2279622144 1207406.669336639, 676243.3819799072 1207292.3209033436, 676530.9755733311 1207261.589480551, 676818.1991690972 1207230.7146995927, 677068.3751431373 1207204.0131301077, 677338.880973503 1207174.0044593401, 677612.9534788779 1207257.5519507118) | line | [10 empty] | 12 | 4 |  |  | 2633 | 2631 | 1 | FALSE | FALSE | 4 | TRUE | TRUE | 2633 | 2631 | 671450.783 | 1209441.2638 | 677612.9535 | 1207257.552 | 2633 | 671450.783 | 1209441.2638 | 2631 | 677612.9535 | 1207257.552
VN | 1051379219 | LINEVN2629d | 220 | 8.1119 | [5 empty] | 50 | 12 cables - 4 systems | LINESTRING (671450.7830352972 1209441.2638278427, 671512.4312330525 1209340.6510103787, 671734.3194790229 1209281.3557444804, 672037.2275863673 1209203.4146315777, 672342.5346560902 1209122.7564986441, 672645.1193579977 1209044.6529373457, 672893.723084705 1208977.9829896807, 673125.8182267367 1208901.638071615, 673432.7545712322 1208797.2160508907, 673773.3967747737 1208681.9016549748, 674131.1486177228 1208560.4863291704, 674481.0521530745 1208441.6656184518, 674824.4263453761 1208324.0414897234, 675103.3843329578 1208231.210372611, 675314.5889445948 1208157.3126967952, 675573.8007405216 1207919.8193457169, 675865.0886979378 1207647.599560121, 676122.2279622144 1207406.669336639, 676243.3819799072 1207292.3209033436, 676530.9755733311 1207261.589480551, 676818.1991690972 1207230.7146995927, 677068.3751431373 1207204.0131301077, 677338.880973503 1207174.0044593401, 677612.9534788779 1207257.5519507118) | line | [10 empty] | 12 | 4 |  |  | 2633 | 2631 | 1 | FALSE | FALSE | 4 | TRUE | TRUE | 2633 | 2631 | 671450.783 | 1209441.2638 | 677612.9535 | 1207257.552 | 2633 | 671450.783 | 1209441.2638 | 2631 | 677612.9535 | 1207257.552
VN | 1051379220 | LINEVN2630 | 220 | 0.47384 | [5 empty] | 50 |  | LINESTRING (671445.0080351282 1209810.0023189164, 671443.3833823832 1209794.5082279558, 671429.8547301753 1209772.7911908438, 671391.9326063877 1209735.594493258, 671439.3699934948 1209536.1646950247, 671450.7830352972 1209441.2638278427) | line | [10 empty] | 3 | 1 |  |  | 2634 | 2633 | 1 | FALSE | FALSE | 1 | FALSE | TRUE |  | 2633 |  |  | 671450.783 | 1209441.2638 | 2634 | 671445.008 | 1209810.0023 | 2633 | 671450.783 | 1209441.2638
VN | 1051379221 | LINEVN2631a | 220 | 0.40805 | [5 empty] | 50 | 6 cables - 2 systems | LINESTRING (671314.5866038381 1209737.7367571793, 671371.4428558166 1209700.8997495146, 671413.6782188384 1209528.5980863513, 671450.7830352972 1209441.2638278427) | line | [10 empty] | 6 | 2 |  |  | 2635 | 2633 | 1 | FALSE | FALSE | 2 | FALSE | TRUE |  | 2633 |  |  | 671450.783 | 1209441.2638 | 2635 | 671314.5866 | 1209737.7368 | 2633 | 671450.783 | 1209441.2638
VN | 1051379221 | LINEVN2631b | 220 | 0.40805 | [5 empty] | 50 | 6 cables - 2 systems | LINESTRING (671314.5866038381 1209737.7367571793, 671371.4428558166 1209700.8997495146, 671413.6782188384 1209528.5980863513, 671450.7830352972 1209441.2638278427) | line | [10 empty] | 6 | 2 |  |  | 2635 | 2633 | 1 | FALSE | FALSE | 2 | FALSE | TRUE |  | 2633 |  |  | 671450.783 | 1209441.2638 | 2635 | 671314.5866 | 1209737.7368 | 2633 | 671450.783 | 1209441.2638
VN | 1051379223 | LINEVN2632 | 500 | 0.097746 | [5 empty] | 50 |  | LINESTRING (671625.2256884164 1209941.749159704, 671681.1007909143 1210001.0182409154) | line |  | Đường dây 500kV Tân Định - Cầu Bông | [8 empty] | 3 | 1 |  |  | 2636 | 2637 | 1 | FALSE | FALSE | 1 | FALSE | TRUE |  | 2637 |  |  | 671681.1008 | 1210001.0182 | 2636 | 671625.2257 | 1209941.7492 | 2637 | 671681.1008 | 1210001.0182
VN | 1051379224 | LINEVN2633a | 500 | 0.20452 | [5 empty] | 50 | 6 cables - 2 systems | LINESTRING (671367.7369590602 1209568.4119134673, 671503.2330723673 1209671.7969508297) | line | [10 empty] | 6 | 2 |  |  | 49 | 2638 | 1 | FALSE | FALSE | 2 | TRUE | TRUE | 49 | 2638 | 671367.737 | 1209568.4119 | 671503.2331 | 1209671.797 | 49 | 671367.737 | 1209568.4119 | 2638 | 671503.2331 | 1209671.797
VN | 1051379224 | LINEVN2633b | 500 | 0.20452 | [5 empty] | 50 | 6 cables - 2 systems | LINESTRING (671367.7369590602 1209568.4119134673, 671503.2330723673 1209671.7969508297) | line | [10 empty] | 6 | 2 |  |  | 49 | 2638 | 1 | FALSE | FALSE | 2 | TRUE | TRUE | 49 | 2638 | 671367.737 | 1209568.4119 | 671503.2331 | 1209671.797 | 49 | 671367.737 | 1209568.4119 | 2638 | 671503.2331 | 1209671.797
VN | 1051379226 | LINEVN2634a | 500 | 0.92356 | [5 empty] | 50 | 6 cables - 2 systems | LINESTRING (671693.112914094 1210171.1908165973, 671544.1766894287 1210561.129842991, 671718.2228489353 1210867.3472082308) | line |  | Đường dây 500kV Tân Định - Cầu Bông | [8 empty] | 6 | 2 |  |  | 2639 | 2640 | 1 | FALSE | FALSE | 2 | TRUE | TRUE | 2639 | 2640 | 671693.1129 | 1210171.1908 | 671718.2228 | 1210867.3472 | 2639 | 671693.1129 | 1210171.1908 | 2640 | 671718.2228 | 1210867.3472
VN | 1051379226 | LINEVN2634b | 500 | 0.92356 | [5 empty] | 50 | 6 cables - 2 systems | LINESTRING (671693.112914094 1210171.1908165973, 671544.1766894287 1210561.129842991, 671718.2228489353 1210867.3472082308) | line |  | Đường dây 500kV Tân Định - Cầu Bông | [8 empty] | 6 | 2 |  |  | 2639 | 2640 | 1 | FALSE | FALSE | 2 | TRUE | TRUE | 2639 | 2640 | 671693.1129 | 1210171.1908 | 671718.2228 | 1210867.3472 | 2639 | 671693.1129 | 1210171.1908 | 2640 | 671718.2228 | 1210867.3472
VN | 1051379227 | LINEVN2635a | 500 | 0.90108 | [5 empty] | 50 | 6 cables - 2 systems | LINESTRING (671693.112914094 1210171.1908165973, 671567.4573741806 1210559.2599977953, 671718.2228489353 1210867.3472082308) | line |  | Đường dây 500kV Tân Định - Cầu Bông | [8 empty] | 6 | 2 |  |  | 2639 | 2640 | 1 | FALSE | FALSE | 2 | TRUE | TRUE | 2639 | 2640 | 671693.1129 | 1210171.1908 | 671718.2228 | 1210867.3472 | 2639 | 671693.1129 | 1210171.1908 | 2640 | 671718.2228 | 1210867.3472
VN | 1051379227 | LINEVN2635b | 500 | 0.90108 | [5 empty] | 50 | 6 cables - 2 systems | LINESTRING (671693.112914094 1210171.1908165973, 671567.4573741806 1210559.2599977953, 671718.2228489353 1210867.3472082308) | line |  | Đường dây 500kV Tân Định - Cầu Bông | [8 empty] | 6 | 2 |  |  | 2639 | 2640 | 1 | FALSE | FALSE | 2 | TRUE | TRUE | 2639 | 2640 | 671693.1129 | 1210171.1908 | 671718.2228 | 1210867.3472 | 2639 | 671693.1129 | 1210171.1908 | 2640 | 671718.2228 | 1210867.3472
VN | 1051379228 | LINEVN2636 | 500 | 1.1179 | [5 empty] | 50 |  | LINESTRING (671632.0652339808 1210024.24589652, 671645.6207611611 1210170.9435533897, 671511.6341330464 1210563.7257931076, 671673.4687943562 1210895.6076638442) | line |  | Đường dây 500kV Chơn Thành - Cầu Bông | [8 empty] | 3 | 1 |  |  | 2641 | 2642 | 1 | FALSE | FALSE | 1 | FALSE | TRUE |  | 2642 |  |  | 671673.4688 | 1210895.6077 | 2641 | 671632.0652 | 1210024.2459 | 2642 | 671673.4688 | 1210895.6077
VN | 1051379230 | LINEVN2637 | 500 | 1.1294 | [5 empty] | 50 |  | LINESTRING (671595.1284970271 1210043.5545440132, 671645.6207611611 1210170.9435533897, 671487.3037045123 1210565.6787048012, 671673.4687943562 1210895.6076638442) | line |  | Đường dây 500kV Chơn Thành - Cầu Bông | [8 empty] | 3 | 1 |  |  | 2643 | 2642 | 1 | FALSE | FALSE | 1 | FALSE | TRUE |  | 2642 |  |  | 671673.4688 | 1210895.6077 | 2643 | 671595.1285 | 1210043.5545 | 2642 | 671673.4688 | 1210895.6077
VN | 1051379231 | LINEVN2638a | 500 | 8.3185 | [5 empty] | 50 | 6 cables - 2 systems | LINESTRING (671718.2228489353 1210867.3472082308, 671920.5741664913 1211249.1069127715, 672136.094849908 1211661.5217421176, 672334.5073853432 1212044.0835222704, 672581.2980243064 1212510.667760581, 672808.444912048 1212938.9130097933, 672974.3866400506 1213255.6729877465, 673152.6059296788 1213593.8915126843, 673344.7272343799 1213962.4707546427, 673463.8372090326 1214196.2493226873, 673616.0257995995 1214492.5338903912, 673807.7942609072 1214869.8430899812, 674030.7551314009 1215307.902424717, 674252.3933156879 1215744.773674416, 674497.7578266648 1216225.6098021907, 674732.8512447516 1216698.4632175243, 674902.1977916529 1217024.7369238983) | line |  | Đường dây 500kV Tân Định - Cầu Bông | [8 empty] | 6 | 2 |  |  | 2640 | 2644 | 1 | FALSE | FALSE | 2 | TRUE | TRUE | 2640 | 2644 | 671718.2228 | 1210867.3472 | 674902.1978 | 1217024.7369 | 2640 | 671718.2228 | 1210867.3472 | 2644 | 674902.1978 | 1217024.7369
VN | 1051379231 | LINEVN2638b | 500 | 8.3185 | [5 empty] | 50 | 6 cables - 2 systems | LINESTRING (671718.2228489353 1210867.3472082308, 671920.5741664913 1211249.1069127715, 672136.094849908 1211661.5217421176, 672334.5073853432 1212044.0835222704, 672581.2980243064 1212510.667760581, 672808.444912048 1212938.9130097933, 672974.3866400506 1213255.6729877465, 673152.6059296788 1213593.8915126843, 673344.7272343799 1213962.4707546427, 673463.8372090326 1214196.2493226873, 673616.0257995995 1214492.5338903912, 673807.7942609072 1214869.8430899812, 674030.7551314009 1215307.902424717, 674252.3933156879 1215744.773674416, 674497.7578266648 1216225.6098021907, 674732.8512447516 1216698.4632175243, 674902.1977916529 1217024.7369238983) | line |  | Đường dây 500kV Tân Định - Cầu Bông | [8 empty] | 6 | 2 |  |  | 2640 | 2644 | 1 | FALSE | FALSE | 2 | TRUE | TRUE | 2640 | 2644 | 671718.2228 | 1210867.3472 | 674902.1978 | 1217024.7369 | 2640 | 671718.2228 | 1210867.3472 | 2644 | 674902.1978 | 1217024.7369
VN | 1051379232 | LINEVN2639a | 500 | 7.8722 | [5 empty] | 50 | 6 cables - 2 systems | LINESTRING (671673.4687943562 1210895.6076638442, 671914.6389854883 1211353.8366481657, 672148.5102734326 1211801.8318906545, 672373.917768209 1212228.382020361, 672614.8894285227 1212684.9369886902, 672784.9565682872 1213009.7255073762, 672956.8976252594 1213334.9456429959, 673140.6859994957 1213684.40959877, 673301.5162610178 1213984.5203339017, 673500.6143447708 1214382.5610299099, 673696.6818622147 1214767.7897598962, 673912.6398498052 1215193.4000846553, 674087.4668504288 1215530.2706323385, 674296.5089964718 1215938.9798949843, 674507.5812031503 1216369.703221488, 674691.031695042 1216720.2525574116) | line |  | Đường dây 500kV Chơn Thành - Cầu Bông | [8 empty] | 6 | 2 |  |  | 2642 | 2645 | 1 | FALSE | FALSE | 2 | TRUE | TRUE | 2642 | 2645 | 671673.4688 | 1210895.6077 | 674691.0317 | 1216720.2526 | 2642 | 671673.4688 | 1210895.6077 | 2645 | 674691.0317 | 1216720.2526
VN | 1051379232 | LINEVN2639b | 500 | 7.8722 | [5 empty] | 50 | 6 cables - 2 systems | LINESTRING (671673.4687943562 1210895.6076638442, 671914.6389854883 1211353.8366481657, 672148.5102734326 1211801.8318906545, 672373.917768209 1212228.382020361, 672614.8894285227 1212684.9369886902, 672784.9565682872 1213009.7255073762, 672956.8976252594 1213334.9456429959, 673140.6859994957 1213684.40959877, 673301.5162610178 1213984.5203339017, 673500.6143447708 1214382.5610299099, 673696.6818622147 1214767.7897598962, 673912.6398498052 1215193.4000846553, 674087.4668504288 1215530.2706323385, 674296.5089964718 1215938.9798949843, 674507.5812031503 1216369.703221488, 674691.031695042 1216720.2525574116) | line |  | Đường dây 500kV Chơn Thành - Cầu Bông | [8 empty] | 6 | 2 |  |  | 2642 | 2645 | 1 | FALSE | FALSE | 2 | TRUE | TRUE | 2642 | 2645 | 671673.4688 | 1210895.6077 | 674691.0317 | 1216720.2526 | 2642 | 671673.4688 | 1210895.6077 | 2645 | 674691.0317 | 1216720.2526
VN | 1051379233 | LINEVN2640a | 500 | 0.48094 | [5 empty] | 50 | 6 cables - 2 systems | LINESTRING (674510.8369468634 1217174.8336928014, 674177.9518659851 1217398.0290871914) | line |  | Đường dây 500kV Chơn Thành - Cầu Bông | [8 empty] | 6 | 2 |  |  | 2646 | 2647 | 1 | FALSE | FALSE | 2 | TRUE | TRUE | 2646 | 2647 | 674510.8369 | 1217174.8337 | 674177.9519 | 1217398.0291 | 2646 | 674510.8369 | 1217174.8337 | 2647 | 674177.9519 | 1217398.0291
VN | 1051379233 | LINEVN2640b | 500 | 0.48094 | [5 empty] | 50 | 6 cables - 2 systems | LINESTRING (674510.8369468634 1217174.8336928014, 674177.9518659851 1217398.0290871914) | line |  | Đường dây 500kV Chơn Thành - Cầu Bông | [8 empty] | 6 | 2 |  |  | 2646 | 2647 | 1 | FALSE | FALSE | 2 | TRUE | TRUE | 2646 | 2647 | 674510.8369 | 1217174.8337 | 674177.9519 | 1217398.0291 | 2646 | 674510.8369 | 1217174.8337 | 2647 | 674177.9519 | 1217398.0291
VN | 1051379234 | LINEVN2641 | 500 | 0.89703 | [5 empty] | 50 | potentially DC | LINESTRING (674902.1977916529 1217024.7369238983, 675003.7322211883 1217225.7445484484, 675239.293230156 1217691.936475035) | line |  | Đường dây 500kV Tân Định - Cầu Bông | [8 empty] | 1 | 1 |  |  | 2644 | 2648 | 1 | FALSE | TRUE | 1 | TRUE | TRUE | 2644 | 2648 | 674902.1978 | 1217024.7369 | 675239.2932 | 1217691.9365 | 2644 | 674902.1978 | 1217024.7369 | 2648 | 675239.2932 | 1217691.9365
VN | 1051379235 | LINEVN2642 | 500 | 0.76517 | [5 empty] | 50 |  | LINESTRING (674691.031695042 1216720.2525574116, 674809.7375498126 1216966.2931400635, 674510.8369468634 1217174.8336928014) | line |  | Đường dây 500kV Chơn Thành - Cầu Bông | [8 empty] | 3 | 1 |  |  | 2645 | 2646 | 1 | FALSE | FALSE | 1 | TRUE | TRUE | 2645 | 2646 | 674691.0317 | 1216720.2526 | 674510.8369 | 1217174.8337 | 2645 | 674691.0317 | 1216720.2526 | 2646 | 674510.8369 | 1217174.8337
VN | 1051379236 | LINEVN2643 | 500 | 0.58718 | [5 empty] | 50 |  | LINESTRING (674177.9518659851 1217398.0290871914, 673924.5573584957 1217585.33465386, 673838.4262138988 1217736.760943882) | line |  | Đường dây 500kV Chơn Thành - Cầu Bông | [8 empty] | 3 | 1 |  |  | 2647 | 2649 | 1 | FALSE | FALSE | 1 | TRUE | TRUE | 2647 | 2649 | 674177.9519 | 1217398.0291 | 673838.4262 | 1217736.7609 | 2647 | 674177.9519 | 1217398.0291 | 2649 | 673838.4262 | 1217736.7609
VN | 1051379237 | LINEVN2644 | 500 | 0.8047 | [5 empty] | 50 |  | LINESTRING (674691.031695042 1216720.2525574116, 674833.6962551884 1216971.796734955, 674510.8369468634 1217174.8336928014) | line |  | Đường dây 500kV Chơn Thành - Cầu Bông | [8 empty] | 3 | 1 |  |  | 2645 | 2646 | 1 | FALSE | FALSE | 1 | TRUE | TRUE | 2645 | 2646 | 674691.0317 | 1216720.2526 | 674510.8369 | 1217174.8337 | 2645 | 674691.0317 | 1216720.2526 | 2646 | 674510.8369 | 1217174.8337
VN | 1051379238 | LINEVN2645 | 500 | 0.59982 | [5 empty] | 50 |  | LINESTRING (674177.9518659851 1217398.0290871914, 673907.971159369 1217572.437577978, 673838.4262138988 1217736.760943882) | line |  | Đường dây 500kV Chơn Thành - Cầu Bông | [8 empty] | 3 | 1 |  |  | 2647 | 2649 | 1 | FALSE | FALSE | 1 | TRUE | TRUE | 2647 | 2649 | 674177.9519 | 1217398.0291 | 673838.4262 | 1217736.7609 | 2647 | 674177.9519 | 1217398.0291 | 2649 | 673838.4262 | 1217736.7609
VN | 1051379239 | LINEVN2646 | 500 | 0.90527 | [5 empty] | 50 |  | LINESTRING (672105.2190296418 1221301.607769901, 671908.8813406051 1221690.3622748589, 672104.6957591092 1221942.031496598) | line |  | Đường dây 500kV Chơn Thành - Cầu Bông | [8 empty] | 3 | 1 |  |  | 2650 | 2651 | 1 | FALSE | FALSE | 1 | TRUE | TRUE | 2650 | 2651 | 672105.219 | 1221301.6078 | 672104.6958 | 1221942.0315 | 2650 | 672105.219 | 1221301.6078 | 2651 | 672104.6958 | 1221942.0315
VN | 1051379240 | LINEVN2647a | 500 | 4.7566 | [5 empty] | 50 | 6 cables - 2 systems | LINESTRING (673838.4262138988 1217736.760943882, 673704.6487860781 1218011.8991373964, 673524.6246760162 1218382.1633471795, 673358.0498501108 1218724.7574419503, 673193.5550972768 1219063.0822234913, 673033.1068326063 1219393.0885730584, 672849.4725773933 1219770.7908219215, 672654.1539911779 1220172.534456838, 672479.4756283148 1220531.8236934207, 672301.7076745844 1220897.4462772717, 672105.2190296418 1221301.607769901) | line |  | Đường dây 500kV Chơn Thành - Cầu Bông | [8 empty] | 6 | 2 |  |  | 2649 | 2650 | 1 | FALSE | FALSE | 2 | TRUE | TRUE | 2649 | 2650 | 673838.4262 | 1217736.7609 | 672105.219 | 1221301.6078 | 2649 | 673838.4262 | 1217736.7609 | 2650 | 672105.219 | 1221301.6078
VN | 1051379240 | LINEVN2647b | 500 | 4.7566 | [5 empty] | 50 | 6 cables - 2 systems | LINESTRING (673838.4262138988 1217736.760943882, 673704.6487860781 1218011.8991373964, 673524.6246760162 1218382.1633471795, 673358.0498501108 1218724.7574419503, 673193.5550972768 1219063.0822234913, 673033.1068326063 1219393.0885730584, 672849.4725773933 1219770.7908219215, 672654.1539911779 1220172.534456838, 672479.4756283148 1220531.8236934207, 672301.7076745844 1220897.4462772717, 672105.2190296418 1221301.607769901) | line |  | Đường dây 500kV Chơn Thành - Cầu Bông | [8 empty] | 6 | 2 |  |  | 2649 | 2650 | 1 | FALSE | FALSE | 2 | TRUE | TRUE | 2649 | 2650 | 673838.4262 | 1217736.7609 | 672105.219 | 1221301.6078 | 2649 | 673838.4262 | 1217736.7609 | 2650 | 672105.219 | 1221301.6078
VN | 1051379241 | LINEVN2648 | 500 | 0.88118 | [5 empty] | 50 |  | LINESTRING (672105.2190296418 1221301.607769901, 671928.2232598771 1221687.9974408213, 672104.6957591092 1221942.031496598) | line |  | Đường dây 500kV Chơn Thành - Cầu Bông | [8 empty] | 3 | 1 |  |  | 2650 | 2651 | 1 | FALSE | FALSE | 1 | TRUE | TRUE | 2650 | 2651 | 672105.219 | 1221301.6078 | 672104.6958 | 1221942.0315 | 2650 | 672105.219 | 1221301.6078 | 2651 | 672104.6958 | 1221942.0315
VN | 1051379242 | LINEVN2649 | 500 | 0.81301 | [5 empty] | 50 |  | LINESTRING (673251.6075504151 1223598.6617112076, 673438.2330311191 1223870.7017650774, 673451.3312162517 1224218.065335583) | line | [10 empty] | 3 | 1 |  |  | 2652 | 2653 | 1 | FALSE | FALSE | 1 | TRUE | TRUE | 2652 | 2653 | 673251.6076 | 1223598.6617 | 673451.3312 | 1224218.0653 | 2652 | 673251.6076 | 1223598.6617 | 2653 | 673451.3312 | 1224218.0653
VN | 1051379243 | LINEVN2650a | 500 | 2.4193 | [5 empty] | 50 | 6 cables - 2 systems | LINESTRING (672104.6957591092 1221942.031496598, 672334.7132304726 1222246.4020033053, 672602.2365607375 1222600.4283324792, 672837.2315190725 1222961.6522482964, 673037.3662146847 1223269.3116366758, 673251.6075504151 1223598.6617112076) | line | [10 empty] | 6 | 2 |  |  | 2651 | 2652 | 1 | FALSE | FALSE | 2 | TRUE | TRUE | 2651 | 2652 | 672104.6958 | 1221942.0315 | 673251.6076 | 1223598.6617 | 2651 | 672104.6958 | 1221942.0315 | 2652 | 673251.6076 | 1223598.6617
VN | 1051379243 | LINEVN2650b | 500 | 2.4193 | [5 empty] | 50 | 6 cables - 2 systems | LINESTRING (672104.6957591092 1221942.031496598, 672334.7132304726 1222246.4020033053, 672602.2365607375 1222600.4283324792, 672837.2315190725 1222961.6522482964, 673037.3662146847 1223269.3116366758, 673251.6075504151 1223598.6617112076) | line | [10 empty] | 6 | 2 |  |  | 2651 | 2652 | 1 | FALSE | FALSE | 2 | TRUE | TRUE | 2651 | 2652 | 672104.6958 | 1221942.0315 | 673251.6076 | 1223598.6617 | 2651 | 672104.6958 | 1221942.0315 | 2652 | 673251.6076 | 1223598.6617
VN | 1051379244 | LINEVN2651 | 500 | 0.80132 | [5 empty] | 50 |  | LINESTRING (673251.6075504151 1223598.6617112076, 673419.6077527613 1223876.155471568, 673451.3312162517 1224218.065335583) | line | [10 empty] | 3 | 1 |  |  | 2652 | 2653 | 1 | FALSE | FALSE | 1 | TRUE | TRUE | 2652 | 2653 | 673251.6076 | 1223598.6617 | 673451.3312 | 1224218.0653 | 2652 | 673251.6076 | 1223598.6617 | 2653 | 673451.3312 | 1224218.0653
VN | 1051379245 | LINEVN2652 | 500 | 0.91155 | [5 empty] | 50 |  | LINESTRING (673576.0631004521 1226226.3267342742, 673609.7432056541 1226634.1520661493, 673281.8207325658 1226757.6621448) | line | [10 empty] | 3 | 1 |  |  | 2654 | 2655 | 1 | FALSE | FALSE | 1 | TRUE | TRUE | 2654 | 2655 | 673576.0631 | 1226226.3267 | 673281.8207 | 1226757.6621 | 2654 | 673576.0631 | 1226226.3267 | 2655 | 673281.8207 | 1226757.6621
VN | 1051379246 | LINEVN2653a | 500 | 2.4146 | [5 empty] | 50 | 6 cables - 2 systems | LINESTRING (673451.3312162517 1224218.065335583, 673474.1345964915 1224585.225263886, 673503.1958191484 1225053.1436361116, 673515.2206778431 1225246.682342116, 673548.3646059341 1225780.3164673233, 673576.0631004521 1226226.3267342742) | line | [10 empty] | 6 | 2 |  |  | 2653 | 2654 | 1 | FALSE | FALSE | 2 | TRUE | TRUE | 2653 | 2654 | 673451.3312 | 1224218.0653 | 673576.0631 | 1226226.3267 | 2653 | 673451.3312 | 1224218.0653 | 2654 | 673576.0631 | 1226226.3267
VN | 1051379246 | LINEVN2653b | 500 | 2.4146 | [5 empty] | 50 | 6 cables - 2 systems | LINESTRING (673451.3312162517 1224218.065335583, 673474.1345964915 1224585.225263886, 673503.1958191484 1225053.1436361116, 673515.2206778431 1225246.682342116, 673548.3646059341 1225780.3164673233, 673576.0631004521 1226226.3267342742) | line | [10 empty] | 6 | 2 |  |  | 2653 | 2654 | 1 | FALSE | FALSE | 2 | TRUE | TRUE | 2653 | 2654 | 673451.3312 | 1224218.0653 | 673576.0631 | 1226226.3267 | 2653 | 673451.3312 | 1224218.0653 | 2654 | 673576.0631 | 1226226.3267
VN | 1051379247 | LINEVN2654 | 500 | 0.88386 | [5 empty] | 50 |  | LINESTRING (673576.0631004521 1226226.3267342742, 673592.5439889638 1226624.4700202863, 673281.8207325658 1226757.6621448) | line | [10 empty] | 3 | 1 |  |  | 2654 | 2655 | 1 | FALSE | FALSE | 1 | TRUE | TRUE | 2654 | 2655 | 673576.0631 | 1226226.3267 | 673281.8207 | 1226757.6621 | 2654 | 673576.0631 | 1226226.3267 | 2655 | 673281.8207 | 1226757.6621
VN | 1051379248 | LINEVN2655 | 500 | 0.84821 | [5 empty] | 50 |  | LINESTRING (672043.476311146 1227235.340111391, 671740.3697458713 1227362.5239683713, 671715.062306964 1227739.813209772) | line | [10 empty] | 3 | 1 |  |  | 2656 | 1552 | 1 | FALSE | FALSE | 1 | TRUE | TRUE | 2656 | 1552 | 672043.4763 | 1227235.3401 | 671715.0623 | 1227739.8132 | 2656 | 672043.4763 | 1227235.3401 | 1552 | 671715.0623 | 1227739.8132
VN | 1051379249 | LINEVN2656a | 500 | 1.5927 | [5 empty] | 50 | 6 cables - 2 systems | LINESTRING (673281.8207325658 1226757.6621448, 672828.6016984568 1226932.4862258253, 672426.7425837622 1227087.489865491, 672043.476311146 1227235.340111391) | line | [10 empty] | 6 | 2 |  |  | 2655 | 2656 | 1 | FALSE | FALSE | 2 | TRUE | TRUE | 2655 | 2656 | 673281.8207 | 1226757.6621 | 672043.4763 | 1227235.3401 | 2655 | 673281.8207 | 1226757.6621 | 2656 | 672043.4763 | 1227235.3401
VN | 1051379249 | LINEVN2656b | 500 | 1.5927 | [5 empty] | 50 | 6 cables - 2 systems | LINESTRING (673281.8207325658 1226757.6621448, 672828.6016984568 1226932.4862258253, 672426.7425837622 1227087.489865491, 672043.476311146 1227235.340111391) | line | [10 empty] | 6 | 2 |  |  | 2655 | 2656 | 1 | FALSE | FALSE | 2 | TRUE | TRUE | 2655 | 2656 | 673281.8207 | 1226757.6621 | 672043.4763 | 1227235.3401 | 2655 | 673281.8207 | 1226757.6621 | 2656 | 672043.4763 | 1227235.3401
VN | 1051379250 | LINEVN2657 | 500 | 0.87525 | [5 empty] | 50 |  | LINESTRING (672043.476311146 1227235.340111391, 671725.083743836 1227348.450638581, 671715.062306964 1227739.813209772) | line | [10 empty] | 3 | 1 |  |  | 2656 | 1552 | 1 | FALSE | FALSE | 1 | TRUE | TRUE | 2656 | 1552 | 672043.4763 | 1227235.3401 | 671715.0623 | 1227739.8132 | 2656 | 672043.4763 | 1227235.3401 | 1552 | 671715.0623 | 1227739.8132
VN | 1051379251 | LINEVN2658 | 500 | 0.99633 | [5 empty] | 50 |  | LINESTRING (674037.4948219605 1238919.9800266158, 674186.3851602369 1239262.44228465, 674642.8336122669 1239281.508530234) | line | [10 empty] | 3 | 1 |  |  | 2657 | 2658 | 1 | FALSE | FALSE | 1 | TRUE | TRUE | 2657 | 2658 | 674037.4948 | 1238919.98 | 674642.8336 | 1239281.5085 | 2657 | 674037.4948 | 1238919.98 | 2658 | 674642.8336 | 1239281.5085
VN | 1051379252 | LINEVN2659a | 500 | 4.6139 | [5 empty] | 50 | 6 cables - 2 systems | LINESTRING (674642.8336122669 1239281.508530234, 675203.9235202614 1239311.3607111275, 675437.161572719 1239323.7704771326, 676000.6976451923 1239353.7607007518, 676557.9235583672 1239383.4276452097, 677061.7395718611 1239410.2662436368, 677522.7032763115 1239434.818913387, 678004.5312698727 1239460.5003195957, 678482.3199678207 1239485.9675265667) | line | [10 empty] | 6 | 2 |  |  | 2658 | 2659 | 1 | FALSE | FALSE | 2 | TRUE | TRUE | 2658 | 2659 | 674642.8336 | 1239281.5085 | 678482.32 | 1239485.9675 | 2658 | 674642.8336 | 1239281.5085 | 2659 | 678482.32 | 1239485.9675
VN | 1051379252 | LINEVN2659b | 500 | 4.6139 | [5 empty] | 50 | 6 cables - 2 systems | LINESTRING (674642.8336122669 1239281.508530234, 675203.9235202614 1239311.3607111275, 675437.161572719 1239323.7704771326, 676000.6976451923 1239353.7607007518, 676557.9235583672 1239383.4276452097, 677061.7395718611 1239410.2662436368, 677522.7032763115 1239434.818913387, 678004.5312698727 1239460.5003195957, 678482.3199678207 1239485.9675265667) | line | [10 empty] | 6 | 2 |  |  | 2658 | 2659 | 1 | FALSE | FALSE | 2 | TRUE | TRUE | 2658 | 2659 | 674642.8336 | 1239281.5085 | 678482.32 | 1239485.9675 | 2658 | 674642.8336 | 1239281.5085 | 2659 | 678482.32 | 1239485.9675
VN | 1051379253 | LINEVN2660 | 500 | 0.97202 | [5 empty] | 50 |  | LINESTRING (674037.4948219605 1238919.9800266158, 674198.9073171339 1239247.0792572317, 674642.8336122669 1239281.508530234) | line | [10 empty] | 3 | 1 |  |  | 2657 | 2658 | 1 | FALSE | FALSE | 1 | TRUE | TRUE | 2657 | 2658 | 674037.4948 | 1238919.98 | 674642.8336 | 1239281.5085 | 2657 | 674037.4948 | 1238919.98 | 2658 | 674642.8336 | 1239281.5085
VN | 1051379254 | LINEVN2661a | 500 | 19.8866 | [5 empty] | 50 | 6 cables - 2 systems | LINESTRING (678945.9044669564 1239818.9792510073, 679108.6897459396 1240305.939251227, 679329.5481873425 1240966.5962449776, 679482.8890988156 1241425.31097361, 679618.3522859163 1241830.5650653515, 679787.0956377855 1242335.374997582, 679951.7405472758 1242827.9736431674, 680116.7448515187 1243321.6048052616, 680278.9829629941 1243807.0032125944, 680450.3860311706 1244319.8330353207, 680608.9502341705 1244794.2740283085, 680820.4189212513 1245141.914244309, 681088.24755329 1245582.2311954862, 681359.281295484 1246027.8241818543, 681618.2016706486 1246453.506819571, 681922.0942108595 1246953.1432613053, 682248.9630149817 1247490.58119749, 682561.5310239914 1248004.5132678878, 682856.4682261343 1248489.466186775, 683158.0909495548 1248985.4241537557, 683456.0911955895 1249475.4253820414, 683696.0891824528 1249870.0847148974, 683831.3949192483 1250228.0033607131, 684030.0993663442 1250753.6252989983, 684205.3439905863 1251217.1883337516, 684374.9374715961 1251665.8198526006, 684565.7286982806 1252170.5614344485, 684745.8686513399 1252647.112370812, 684918.9815603113 1253105.0842665303, 685107.0756908449 1253602.7035029775, 685275.005224394 1254046.9982729978, 685451.1425304718 1254513.0245634364, 685600.2805750882 1254907.5990774743) | line | [10 empty] | 6 | 2 |  |  | 2660 | 2599 | 1 | FALSE | FALSE | 2 | TRUE | TRUE | 2660 | 2599 | 678945.9045 | 1239818.9793 | 685600.2806 | 1254907.5991 | 2660 | 678945.9045 | 1239818.9793 | 2599 | 685600.2806 | 1254907.5991
VN | 1051379254 | LINEVN2661b | 500 | 19.8866 | [5 empty] | 50 | 6 cables - 2 systems | LINESTRING (678945.9044669564 1239818.9792510073, 679108.6897459396 1240305.939251227, 679329.5481873425 1240966.5962449776, 679482.8890988156 1241425.31097361, 679618.3522859163 1241830.5650653515, 679787.0956377855 1242335.374997582, 679951.7405472758 1242827.9736431674, 680116.7448515187 1243321.6048052616, 680278.9829629941 1243807.0032125944, 680450.3860311706 1244319.8330353207, 680608.9502341705 1244794.2740283085, 680820.4189212513 1245141.914244309, 681088.24755329 1245582.2311954862, 681359.281295484 1246027.8241818543, 681618.2016706486 1246453.506819571, 681922.0942108595 1246953.1432613053, 682248.9630149817 1247490.58119749, 682561.5310239914 1248004.5132678878, 682856.4682261343 1248489.466186775, 683158.0909495548 1248985.4241537557, 683456.0911955895 1249475.4253820414, 683696.0891824528 1249870.0847148974, 683831.3949192483 1250228.0033607131, 684030.0993663442 1250753.6252989983, 684205.3439905863 1251217.1883337516, 684374.9374715961 1251665.8198526006, 684565.7286982806 1252170.5614344485, 684745.8686513399 1252647.112370812, 684918.9815603113 1253105.0842665303, 685107.0756908449 1253602.7035029775, 685275.005224394 1254046.9982729978, 685451.1425304718 1254513.0245634364, 685600.2805750882 1254907.5990774743) | line | [10 empty] | 6 | 2 |  |  | 2660 | 2599 | 1 | FALSE | FALSE | 2 | TRUE | TRUE | 2660 | 2599 | 678945.9045 | 1239818.9793 | 685600.2806 | 1254907.5991 | 2660 | 678945.9045 | 1239818.9793 | 2599 | 685600.2806 | 1254907.5991
VN | 1051379255 | LINEVN2662 | 500 | 0.81628 | [5 empty] | 50 |  | LINESTRING (678482.3199678207 1239485.9675265667, 678839.4315741023 1239515.1624289986, 678945.9044669564 1239818.9792510073) | line | [10 empty] | 3 | 1 |  |  | 2659 | 2660 | 1 | FALSE | FALSE | 1 | TRUE | TRUE | 2659 | 2660 | 678482.32 | 1239485.9675 | 678945.9045 | 1239818.9793 | 2659 | 678482.32 | 1239485.9675 | 2660 | 678945.9045 | 1239818.9793
VN | 1051379256 | LINEVN2663 | 500 | 0.84491 | [5 empty] | 50 |  | LINESTRING (678482.3199678207 1239485.9675265667, 678852.1824838122 1239498.3752037862, 678945.9044669564 1239818.9792510073) | line | [10 empty] | 3 | 1 |  |  | 2659 | 2660 | 1 | FALSE | FALSE | 1 | TRUE | TRUE | 2659 | 2660 | 678482.32 | 1239485.9675 | 678945.9045 | 1239818.9793 | 2659 | 678482.32 | 1239485.9675 | 2660 | 678945.9045 | 1239818.9793
VN | 1051382595 | LINEVN2664a | 220 | 69.5067 | [5 empty] | 50 | 6 cables - 2 systems | LINESTRING (728049.6327923089 1296066.2684324223, 727759.2601503762 1296101.3159900785, 727293.5858740534 1296157.5201230557, 726770.8667791318 1296220.6239546204, 726259.1089558036 1296282.4227945155, 726057.9538809205 1296306.7126211936, 725769.7719506642 1296341.5065515032, 725189.613385734 1296411.5722632469, 724947.916506779 1296440.7724258483, 724502.417613734 1296494.5865428394, 724238.808397044 1296526.4313324194, 723989.5568355694 1296672.4826299476, 723678.2286996794 1296854.9179624708, 723343.8649371408 1297050.842146058, 722843.4339697456 1297344.0946720943, 722483.6447677468 1297554.9451093543, 722014.022776399 1297830.163951586, 721605.2901281271 1298069.7022292868, 721304.9646008662 1298245.7081090244, 721026.9248854533 1298408.6547186065, 720691.1199944303 1298605.4767699477, 720500.3301566385 1298717.295021325, 720102.7148011905 1298950.3347676864, 719818.5795015311 1299116.886624094, 719423.0776525533 1299348.6982931867, 719017.5100407812 1299310.1706827665, 718605.8409908987 1299271.0629421314, 718285.017140572 1299240.5849772184, 717934.1220458925 1299207.2633899807, 717598.1208986077 1299175.3461690163, 717118.9874970542 1299129.8608697494, 716763.7885506271 1299096.1353625248, 716464.9183941617 1299067.7684868637, 715960.2548135561 1298967.5305613945, 715577.1695266783 1298891.4460758674, 715274.6722734992 1298831.3668274682, 714914.5031756862 1298759.844526631, 714550.7837949938 1298687.6159234918, 714167.7380039969 1298611.550487773, 713834.4364728718 1298545.3741381166, 713393.9126990236 1298457.9206576052, 713212.4157831089 1298421.88429783, 712681.1628195886 1298316.4296411579, 712298.7539343629 1298240.5151995355, 711800.7920743432 1298141.6800291915, 711584.5282594063 1298098.753454211, 711091.4522718494 1298000.904674802, 710749.2693037691 1297932.9991007277, 710433.0639013181 1297870.2544488972, 710041.6542469579 1297776.7609220468, 709490.8000875216 1297645.1866882937, 709155.8797707525 1297565.2015744224, 708782.6973770651 1297476.0759355787, 708458.6705886605 1297398.6956554684, 708025.3341806622 1297295.2201500149, 707672.0781251794 1297210.8687228512, 707407.7311515273 1297147.7558745367, 707081.9145498151 1297069.9587453022, 706713.404720197 1296981.9759661772, 706529.551985105 1296938.0886406982, 706286.6894957589 1296889.8564064782, 706052.2867958569 1296843.2982560517, 705612.9983430834 1296756.0497913216, 705341.7264493882 1296702.1809984394, 705024.3090486485 1296639.155890139, 704795.5224728403 1296593.7185884686, 704562.5542249822 1296547.4697436686, 703962.1768594582 1296428.2627017545, 703813.9412634925 1296398.8347834004, 703508.8361200184 1296431.9280937314, 703277.6513974541 1296456.9943979504, 703069.444891519 1296479.5811301712, 702636.7332182454 1296526.5208967563, 702309.7679369396 1296561.9929159172, 701980.4909576771 1296597.7186124073, 701627.3107296238 1296636.0345435408, 701321.5700072047 1296669.2220583365, 701005.4766139304 1296703.528543999, 700641.9140404642 1296742.9823055356, 700293.7254681123 1296780.7813895873, 699952.8481654141 1296817.7910603636, 699662.824270795 1296849.2824234236, 699326.4991270155 1296885.7973493915, 699115.1933129828 1296908.7438267164, 698881.270517151 1296769.3028962566, 698477.9856860124 1296528.90184258, 698254.7119430201 1296395.8193042022, 697906.8953801244 1296188.4990141287, 697531.2594960636 1295964.609032737, 697225.9661874147 1295782.640342152, 696842.3273240741 1295553.9961588718, 696565.1792420282 1295388.8101538063, 696177.5234988327 1295157.7826749615, 696037.4530526903 1295074.3038183544, 695692.3048640098 1294936.8492515893, 695350.2535648062 1294800.6356386377, 695025.7309746771 1294671.407527934, 694699.5856900745 1294541.5313470818, 694289.6522431737 1294378.3061636568, 693970.6688388804 1294251.2938760766, 693540.4890442848 1294080.020195893, 693262.469910513 1293969.3260327468, 692974.7286004642 1294002.2031783375, 692547.5264708312 1294051.0258531603, 692199.4840124694 1294090.801164086, 691858.5350471797 1294129.7615796726, 691558.2950487661 1294164.0891924868, 691203.8850611858 1294204.599061512, 690845.5160259618 1294245.5750779216, 690536.2895640787 1294280.9296701388, 690173.2865526709 1294322.4376834438, 689860.5316918694 1294389.3610786935, 689494.5361073532 1294467.6860180737, 689098.9797835448 1294552.3492705617, 688748.4914066093 1294627.3594410864, 688369.2176166079 1294708.535989724, 688029.2795106752 1294781.3063268021, 687677.4116350493 1294856.6292335547, 687354.6825214919 1294925.7170625776, 686950.6161757981 1295012.2128404672, 686777.8294138476 1295049.207297079, 686490.747843561 1295110.676740486, 686234.5364524315 1295272.241304948, 685903.4609829087 1295481.0232869536, 685606.3376565601 1295668.3970337547, 685358.6503592938 1295824.5873639714, 685048.2816079775 1296020.3263507993, 684802.4825932676 1296175.3369846777, 684509.5479569775 1296188.5885460526, 684112.2775631226 1296206.5717974484, 683715.0955929658 1296224.5606383039, 683237.7765980817 1296246.1807217638, 682755.9231011412 1296268.0023899411, 682421.0104085753 1296283.1810972313, 682116.1405947141 1296297.0037813266, 681911.7346425685 1296433.3749554409, 681657.0399346778 1296603.278345331, 681364.4362766251 1296798.491354164, 681042.440030364 1297013.312690833, 680785.5009252452 1297184.7353399165, 680524.066873293 1297359.1533077226, 680269.4102629422 1297529.0552529574, 679983.8731501214 1297719.5637417126, 679834.64369517 1297819.1339227357, 679464.3870853228 1298066.1757494574, 679174.8503788575 1298032.4586914731, 678815.5952417677 1297990.6388422626, 678561.6687048654 1297961.0734135597, 678262.7954767854 1297926.2821298083, 677844.0282889702 1297877.5353445949, 677487.070287789 1297835.9882211494, 677115.8958545056 1297792.7925206996, 676783.2840447499 1297754.0934983236, 676411.923627288 1297710.8833847444, 676008.0672709352 1297663.9074533668, 675625.5073834793 1297619.4039887781, 675261.9563333213 1297577.1157442129, 674922.4687786578 1297537.6349856306, 674579.8217469549 1297497.7861482135, 674187.3469626094 1297452.1496493604, 673863.731428873 1297520.182175867, 673531.0434422669 1297500.390494632, 673237.007474314 1297482.9002042331, 673000.9004269062 1297468.858621018, 672953.9231400461 1297466.0607504412) | line | [10 empty] | 6 | 2 |  |  | 2661 | 2662 | 1 | FALSE | FALSE | 2 | TRUE | FALSE | 2661 |  | 728049.6328 | 1296066.2684 |  |  | 2661 | 728049.6328 | 1296066.2684 | 2662 | 672953.9231 | 1297466.0608
VN | 1051382595 | LINEVN2664b | 220 | 69.5067 | [5 empty] | 50 | 6 cables - 2 systems | LINESTRING (728049.6327923089 1296066.2684324223, 727759.2601503762 1296101.3159900785, 727293.5858740534 1296157.5201230557, 726770.8667791318 1296220.6239546204, 726259.1089558036 1296282.4227945155, 726057.9538809205 1296306.7126211936, 725769.7719506642 1296341.5065515032, 725189.613385734 1296411.5722632469, 724947.916506779 1296440.7724258483, 724502.417613734 1296494.5865428394, 724238.808397044 1296526.4313324194, 723989.5568355694 1296672.4826299476, 723678.2286996794 1296854.9179624708, 723343.8649371408 1297050.842146058, 722843.4339697456 1297344.0946720943, 722483.6447677468 1297554.9451093543, 722014.022776399 1297830.163951586, 721605.2901281271 1298069.7022292868, 721304.9646008662 1298245.7081090244, 721026.9248854533 1298408.6547186065, 720691.1199944303 1298605.4767699477, 720500.3301566385 1298717.295021325, 720102.7148011905 1298950.3347676864, 719818.5795015311 1299116.886624094, 719423.0776525533 1299348.6982931867, 719017.5100407812 1299310.1706827665, 718605.8409908987 1299271.0629421314, 718285.017140572 1299240.5849772184, 717934.1220458925 1299207.2633899807, 717598.1208986077 1299175.3461690163, 717118.9874970542 1299129.8608697494, 716763.7885506271 1299096.1353625248, 716464.9183941617 1299067.7684868637, 715960.2548135561 1298967.5305613945, 715577.1695266783 1298891.4460758674, 715274.6722734992 1298831.3668274682, 714914.5031756862 1298759.844526631, 714550.7837949938 1298687.6159234918, 714167.7380039969 1298611.550487773, 713834.4364728718 1298545.3741381166, 713393.9126990236 1298457.9206576052, 713212.4157831089 1298421.88429783, 712681.1628195886 1298316.4296411579, 712298.7539343629 1298240.5151995355, 711800.7920743432 1298141.6800291915, 711584.5282594063 1298098.753454211, 711091.4522718494 1298000.904674802, 710749.2693037691 1297932.9991007277, 710433.0639013181 1297870.2544488972, 710041.6542469579 1297776.7609220468, 709490.8000875216 1297645.1866882937, 709155.8797707525 1297565.2015744224, 708782.6973770651 1297476.0759355787, 708458.6705886605 1297398.6956554684, 708025.3341806622 1297295.2201500149, 707672.0781251794 1297210.8687228512, 707407.7311515273 1297147.7558745367, 707081.9145498151 1297069.9587453022, 706713.404720197 1296981.9759661772, 706529.551985105 1296938.0886406982, 706286.6894957589 1296889.8564064782, 706052.2867958569 1296843.2982560517, 705612.9983430834 1296756.0497913216, 705341.7264493882 1296702.1809984394, 705024.3090486485 1296639.155890139, 704795.5224728403 1296593.7185884686, 704562.5542249822 1296547.4697436686, 703962.1768594582 1296428.2627017545, 703813.9412634925 1296398.8347834004, 703508.8361200184 1296431.9280937314, 703277.6513974541 1296456.9943979504, 703069.444891519 1296479.5811301712, 702636.7332182454 1296526.5208967563, 702309.7679369396 1296561.9929159172, 701980.4909576771 1296597.7186124073, 701627.3107296238 1296636.0345435408, 701321.5700072047 1296669.2220583365, 701005.4766139304 1296703.528543999, 700641.9140404642 1296742.9823055356, 700293.7254681123 1296780.7813895873, 699952.8481654141 1296817.7910603636, 699662.824270795 1296849.2824234236, 699326.4991270155 1296885.7973493915, 699115.1933129828 1296908.7438267164, 698881.270517151 1296769.3028962566, 698477.9856860124 1296528.90184258, 698254.7119430201 1296395.8193042022, 697906.8953801244 1296188.4990141287, 697531.2594960636 1295964.609032737, 697225.9661874147 1295782.640342152, 696842.3273240741 1295553.9961588718, 696565.1792420282 1295388.8101538063, 696177.5234988327 1295157.7826749615, 696037.4530526903 1295074.3038183544, 695692.3048640098 1294936.8492515893, 695350.2535648062 1294800.6356386377, 695025.7309746771 1294671.407527934, 694699.5856900745 1294541.5313470818, 694289.6522431737 1294378.3061636568, 693970.6688388804 1294251.2938760766, 693540.4890442848 1294080.020195893, 693262.469910513 1293969.3260327468, 692974.7286004642 1294002.2031783375, 692547.5264708312 1294051.0258531603, 692199.4840124694 1294090.801164086, 691858.5350471797 1294129.7615796726, 691558.2950487661 1294164.0891924868, 691203.8850611858 1294204.599061512, 690845.5160259618 1294245.5750779216, 690536.2895640787 1294280.9296701388, 690173.2865526709 1294322.4376834438, 689860.5316918694 1294389.3610786935, 689494.5361073532 1294467.6860180737, 689098.9797835448 1294552.3492705617, 688748.4914066093 1294627.3594410864, 688369.2176166079 1294708.535989724, 688029.2795106752 1294781.3063268021, 687677.4116350493 1294856.6292335547, 687354.6825214919 1294925.7170625776, 686950.6161757981 1295012.2128404672, 686777.8294138476 1295049.207297079, 686490.747843561 1295110.676740486, 686234.5364524315 1295272.241304948, 685903.4609829087 1295481.0232869536, 685606.3376565601 1295668.3970337547, 685358.6503592938 1295824.5873639714, 685048.2816079775 1296020.3263507993, 684802.4825932676 1296175.3369846777, 684509.5479569775 1296188.5885460526, 684112.2775631226 1296206.5717974484, 683715.0955929658 1296224.5606383039, 683237.7765980817 1296246.1807217638, 682755.9231011412 1296268.0023899411, 682421.0104085753 1296283.1810972313, 682116.1405947141 1296297.0037813266, 681911.7346425685 1296433.3749554409, 681657.0399346778 1296603.278345331, 681364.4362766251 1296798.491354164, 681042.440030364 1297013.312690833, 680785.5009252452 1297184.7353399165, 680524.066873293 1297359.1533077226, 680269.4102629422 1297529.0552529574, 679983.8731501214 1297719.5637417126, 679834.64369517 1297819.1339227357, 679464.3870853228 1298066.1757494574, 679174.8503788575 1298032.4586914731, 678815.5952417677 1297990.6388422626, 678561.6687048654 1297961.0734135597, 678262.7954767854 1297926.2821298083, 677844.0282889702 1297877.5353445949, 677487.070287789 1297835.9882211494, 677115.8958545056 1297792.7925206996, 676783.2840447499 1297754.0934983236, 676411.923627288 1297710.8833847444, 676008.0672709352 1297663.9074533668, 675625.5073834793 1297619.4039887781, 675261.9563333213 1297577.1157442129, 674922.4687786578 1297537.6349856306, 674579.8217469549 1297497.7861482135, 674187.3469626094 1297452.1496493604, 673863.731428873 1297520.182175867, 673531.0434422669 1297500.390494632, 673237.007474314 1297482.9002042331, 673000.9004269062 1297468.858621018, 672953.9231400461 1297466.0607504412) | line | [10 empty] | 6 | 2 |  |  | 2661 | 2662 | 1 | FALSE | FALSE | 2 | TRUE | FALSE | 2661 |  | 728049.6328 | 1296066.2684 |  |  | 2661 | 728049.6328 | 1296066.2684 | 2662 | 672953.9231 | 1297466.0608
VN | 1051382596 | LINEVN2665 | 220 | 0.87527 | [5 empty] | 50 |  | LINESTRING (728773.760581157 1295980.6835378504, 728549.2669486499 1296014.6873306883, 728408.4776120137 1296032.4624947691, 728049.6327923089 1296066.2684324223) | line | [10 empty] | 3 | 1 |  |  | 225 | 2661 | 1 | FALSE | FALSE | 1 | TRUE | TRUE | 225 | 2661 | 728773.7606 | 1295980.6835 | 728049.6328 | 1296066.2684 | 225 | 728773.7606 | 1295980.6835 | 2661 | 728049.6328 | 1296066.2684
VN | 1051382597 | LINEVN2666 | 220 | 0.87603 | [5 empty] | 50 |  | LINESTRING (728773.760581157 1295980.6835378504, 728550.4718726738 1295991.957636055, 728408.3548178336 1296007.8972180346, 728049.6327923089 1296066.2684324223) | line | [10 empty] | 3 | 1 |  |  | 225 | 2661 | 1 | FALSE | FALSE | 1 | TRUE | TRUE | 225 | 2661 | 728773.7606 | 1295980.6835 | 728049.6328 | 1296066.2684 | 225 | 728773.7606 | 1295980.6835 | 2661 | 728049.6328 | 1296066.2684
VN | 1051605922 | LINEVN2667a | 220 | 1.1313 | [5 empty] | 50 | 12 cables - 4 systems | LINESTRING (632036.6495398178 1267137.213605778, 631789.5478997634 1267215.4763954806, 631371.1161792489 1267348.1912992792, 631138.0004584512 1267422.126543254) | line | [10 empty] | 12 | 4 |  |  | 2663 | 2664 | 1 | FALSE | FALSE | 4 | TRUE | TRUE | 2663 | 2664 | 632036.6495 | 1267137.2136 | 631138.0005 | 1267422.1265 | 2663 | 632036.6495 | 1267137.2136 | 2664 | 631138.0005 | 1267422.1265
VN | 1051605922 | LINEVN2667b | 220 | 1.1313 | [5 empty] | 50 | 12 cables - 4 systems | LINESTRING (632036.6495398178 1267137.213605778, 631789.5478997634 1267215.4763954806, 631371.1161792489 1267348.1912992792, 631138.0004584512 1267422.126543254) | line | [10 empty] | 12 | 4 |  |  | 2663 | 2664 | 1 | FALSE | FALSE | 4 | TRUE | TRUE | 2663 | 2664 | 632036.6495 | 1267137.2136 | 631138.0005 | 1267422.1265 | 2663 | 632036.6495 | 1267137.2136 | 2664 | 631138.0005 | 1267422.1265
VN | 1051605922 | LINEVN2667c | 220 | 1.1313 | [5 empty] | 50 | 12 cables - 4 systems | LINESTRING (632036.6495398178 1267137.213605778, 631789.5478997634 1267215.4763954806, 631371.1161792489 1267348.1912992792, 631138.0004584512 1267422.126543254) | line | [10 empty] | 12 | 4 |  |  | 2663 | 2664 | 1 | FALSE | FALSE | 4 | TRUE | TRUE | 2663 | 2664 | 632036.6495 | 1267137.2136 | 631138.0005 | 1267422.1265 | 2663 | 632036.6495 | 1267137.2136 | 2664 | 631138.0005 | 1267422.1265
VN | 1051605922 | LINEVN2667d | 220 | 1.1313 | [5 empty] | 50 | 12 cables - 4 systems | LINESTRING (632036.6495398178 1267137.213605778, 631789.5478997634 1267215.4763954806, 631371.1161792489 1267348.1912992792, 631138.0004584512 1267422.126543254) | line | [10 empty] | 12 | 4 |  |  | 2663 | 2664 | 1 | FALSE | FALSE | 4 | TRUE | TRUE | 2663 | 2664 | 632036.6495 | 1267137.2136 | 631138.0005 | 1267422.1265 | 2663 | 632036.6495 | 1267137.2136 | 2664 | 631138.0005 | 1267422.1265
VN | 1051605924 | LINEVN2668a | 220 | 67.1064 | [5 empty] | 50 | 6 cables - 2 systems | LINESTRING (672925.9207840349 1297504.4757189597, 672959.0563997896 1297528.146737105, 672987.4564765029 1297672.5535219808, 672784.9993428558 1297922.1965606147, 672549.9778088538 1298212.0109970926, 672253.4630685691 1298019.9706147648, 671949.0813481064 1297822.8453567731, 671620.9097163775 1297610.325362233, 671376.040873178 1297451.747103485, 671098.291872561 1297271.8820423135, 670789.8122833334 1297072.1148461192, 670492.1589609787 1297110.9025475369, 670160.0901820647 1297154.1814049871, 669865.0027358048 1297192.6462723345, 669553.488257101 1297233.2465572287, 669161.5797451464 1297284.3357821994, 668827.1167378305 1297327.9471974706, 668560.695369292 1297131.4885564274, 668259.0837482589 1296909.0884043144, 668002.3941196603 1296719.8126168088, 667763.4419185144 1296543.622598763, 667431.136646474 1296298.6095926708, 667190.3107122881 1296121.0431013356, 666751.9074918348 1295797.8096837054, 666390.7159953801 1295531.5149203225, 666130.4211522909 1295339.616882033, 665836.2136326388 1295122.7055346933, 665544.0108255557 1294907.2906032577, 665268.4390840773 1294704.1359690793, 664952.5463045372 1294471.2672172324, 664670.8102574849 1294263.572902774, 664644.0254075978 1293966.020641211, 664617.1261824254 1293667.2622202653, 664590.3498858127 1293369.8098552162, 664561.3906604869 1293048.176754398, 664530.1869328001 1292701.5993898644, 664495.3287696235 1292314.3520015911, 664461.0447736919 1291933.6341630542, 664433.35760681 1291626.089797932, 664262.9322572026 1291388.5228673005, 664087.3744501551 1291143.7953607226, 663911.6513663379 1290898.8471488212, 663737.8301547361 1290656.5540969556, 663547.3390108347 1290391.0116030297, 663359.7774316934 1290129.5678934564, 663179.2151573603 1289877.8856799863, 662986.7115979202 1289609.5609996666, 662749.2756742064 1289278.6043890202, 662566.3650616757 1289023.662792552, 662385.8975248043 1288772.1313629446, 662223.7414676759 1288546.1273845013, 662031.4339790758 1288376.489713794, 661887.7474633285 1288249.7270923466, 661523.5386388171 1287928.4731457937, 661308.1270282919 1287738.4562098521, 661052.6730597485 1287513.1243476577, 660836.387383133 1287322.3547755876, 660611.4158366529 1287123.920835703, 660388.2975863512 1286927.113460546, 660163.7762682693 1286729.084091793, 659900.772879346 1286497.110384624, 659693.2437892647 1286314.0834463355, 659513.8478819462 1286155.8694517324, 659160.5108084516 1285844.2406915543, 658864.8620384117 1285583.4950637557, 658600.1460853973 1285350.0330079445, 658210.826469901 1285006.6983657773, 657822.7033757842 1284664.4266631582, 657596.510544447 1284464.9628268036, 657340.3955117047 1284239.112477345, 657160.9108922676 1284080.8374596802, 656972.0988864345 1283914.342448874, 656707.7246737359 1283866.8043803154, 656432.2589289717 1283817.2770780514, 656115.5118132748 1283760.3328805352, 655777.5515465381 1283699.5690935345, 655452.9584698011 1283641.2210192282, 655134.008192336 1283583.889115936, 654796.1543044026 1283523.1591425994, 654549.1641219896 1283478.7687296337, 654251.5219497096 1283502.1641781693, 653952.0260479014 1283525.7080809597, 653555.1249147496 1283556.9025177022, 653213.3588375759 1283583.7727288941, 652865.2666456564 1283611.1463896434, 652511.001113011 1283639.0133986657, 652236.251112778 1283660.6267591487, 651918.2593628829 1283685.6366247935, 651600.1921346905 1283710.6603756472, 651301.5433712156 1283734.1560535869, 650992.7066215865 1283758.4677163446, 650735.8724396967 1283778.6770060144, 650508.0228038925 1283571.8194044912, 650286.7928626444 1283370.9797626163, 650068.1006590541 1283172.443898298, 649839.1456067604 1282964.602607892, 649582.4795676984 1282731.6106576913, 649284.3123021437 1282460.9372469033, 649019.8530699901 1282220.8789926579, 648808.1156208916 1282028.6698741799, 648577.5803955131 1281819.405653574, 648340.8529473483 1281604.5283749634, 648112.4505528673 1281397.214188733, 647875.1304423597 1281181.7964823842, 647653.8342913276 1280980.9353834593, 647431.3951419137 1280779.0421706042, 647265.0063800325 1280628.0293413338, 647003.0249356143 1280491.7851632226, 646737.1032657998 1280353.4897501096, 646479.5996922617 1280219.5833084602, 646222.6815184485 1280085.991712078, 645956.7425741436 1279947.7037300775, 645610.8066140364 1279767.810506136, 645228.7583383004 1279569.160490019, 644893.0521793104 1279394.6108678353, 644572.2802743425 1279227.8216477213, 644302.1826981407 1279087.3956032505, 644124.0011301842 1278835.476808769, 643939.9004552839 1278575.2035694227, 643748.8944068444 1278305.1668072056, 643552.727117419 1278027.8411947063, 643370.2852379761 1277769.9249915257, 643191.8171219944 1277517.613981017, 642974.7580613052 1277210.765748667, 642758.7132136893 1276905.351002261, 642573.7327537509 1276643.857043616, 642422.4408305195 1276429.9892456823, 642186.6796015119 1276284.2674611898, 641914.5461362642 1276116.062658294, 641659.6815756372 1275958.5346845828, 641405.9022507266 1275801.677629268, 641148.683490757 1275642.7059434315, 640893.681153826 1275485.0960368956, 640621.4366269426 1275316.848359432, 640354.3885550427 1275151.801033672, 640081.1922688374 1274982.9682847827, 639809.1135441563 1274814.8290058228, 639568.7391789478 1274666.277831875, 639469.5401033307 1274367.5191055657, 639368.8643106485 1274064.3192414688, 639070.1112036185 1274007.6662969282, 638691.4621445643 1273935.852382117, 638362.5189989053 1273873.4761841977, 638080.4050720793 1273819.981422636, 637844.1325534486 1273687.7218716806, 637571.6579836075 1273535.1867644284, 637294.8067524928 1273380.2240292262, 636920.1330697621 1273170.4976658088, 636546.0966509094 1272961.144128776, 636275.7320920338 1272809.8143941208, 636005.0930285968 1272658.3423210164, 635747.9010174784 1272514.385650815, 635486.8329084902 1272368.2800068876, 635220.4849936403 1272219.2120556678, 634953.3512598176 1272069.7008721563, 634690.1760666018 1271922.4212759822, 634444.4531364266 1271784.9076069968, 634235.6289476516 1271668.0483063639, 634019.164130559 1271546.9108664377, 633919.851938463 1271325.9836473702, 633803.6056683671 1271067.4139415289, 633681.8032220488 1270796.4561943738, 633562.7756402218 1270531.6714035699, 633430.7457358113 1270238.0098017673, 633308.5363489895 1269966.1678146673, 633172.6001217244 1269663.7982186282, 633079.03497724 1269455.662745619, 632908.3489537273 1269076.0157401245, 632432.6003070442 1268017.852012307, 632225.4408755952 1267557.109840256, 632098.9176916194 1267275.7013871314, 632036.6495398178 1267137.213605778) | line | [10 empty] | 6 | 2 |  |  | 2665 | 2663 | 1 | FALSE | FALSE | 2 | FALSE | TRUE |  | 2663 |  |  | 632036.6495 | 1267137.2136 | 2665 | 672925.9208 | 1297504.4757 | 2663 | 632036.6495 | 1267137.2136
VN | 1051605924 | LINEVN2668b | 220 | 67.1064 | [5 empty] | 50 | 6 cables - 2 systems | LINESTRING (672925.9207840349 1297504.4757189597, 672959.0563997896 1297528.146737105, 672987.4564765029 1297672.5535219808, 672784.9993428558 1297922.1965606147, 672549.9778088538 1298212.0109970926, 672253.4630685691 1298019.9706147648, 671949.0813481064 1297822.8453567731, 671620.9097163775 1297610.325362233, 671376.040873178 1297451.747103485, 671098.291872561 1297271.8820423135, 670789.8122833334 1297072.1148461192, 670492.1589609787 1297110.9025475369, 670160.0901820647 1297154.1814049871, 669865.0027358048 1297192.6462723345, 669553.488257101 1297233.2465572287, 669161.5797451464 1297284.3357821994, 668827.1167378305 1297327.9471974706, 668560.695369292 1297131.4885564274, 668259.0837482589 1296909.0884043144, 668002.3941196603 1296719.8126168088, 667763.4419185144 1296543.622598763, 667431.136646474 1296298.6095926708, 667190.3107122881 1296121.0431013356, 666751.9074918348 1295797.8096837054, 666390.7159953801 1295531.5149203225, 666130.4211522909 1295339.616882033, 665836.2136326388 1295122.7055346933, 665544.0108255557 1294907.2906032577, 665268.4390840773 1294704.1359690793, 664952.5463045372 1294471.2672172324, 664670.8102574849 1294263.572902774, 664644.0254075978 1293966.020641211, 664617.1261824254 1293667.2622202653, 664590.3498858127 1293369.8098552162, 664561.3906604869 1293048.176754398, 664530.1869328001 1292701.5993898644, 664495.3287696235 1292314.3520015911, 664461.0447736919 1291933.6341630542, 664433.35760681 1291626.089797932, 664262.9322572026 1291388.5228673005, 664087.3744501551 1291143.7953607226, 663911.6513663379 1290898.8471488212, 663737.8301547361 1290656.5540969556, 663547.3390108347 1290391.0116030297, 663359.7774316934 1290129.5678934564, 663179.2151573603 1289877.8856799863, 662986.7115979202 1289609.5609996666, 662749.2756742064 1289278.6043890202, 662566.3650616757 1289023.662792552, 662385.8975248043 1288772.1313629446, 662223.7414676759 1288546.1273845013, 662031.4339790758 1288376.489713794, 661887.7474633285 1288249.7270923466, 661523.5386388171 1287928.4731457937, 661308.1270282919 1287738.4562098521, 661052.6730597485 1287513.1243476577, 660836.387383133 1287322.3547755876, 660611.4158366529 1287123.920835703, 660388.2975863512 1286927.113460546, 660163.7762682693 1286729.084091793, 659900.772879346 1286497.110384624, 659693.2437892647 1286314.0834463355, 659513.8478819462 1286155.8694517324, 659160.5108084516 1285844.2406915543, 658864.8620384117 1285583.4950637557, 658600.1460853973 1285350.0330079445, 658210.826469901 1285006.6983657773, 657822.7033757842 1284664.4266631582, 657596.510544447 1284464.9628268036, 657340.3955117047 1284239.112477345, 657160.9108922676 1284080.8374596802, 656972.0988864345 1283914.342448874, 656707.7246737359 1283866.8043803154, 656432.2589289717 1283817.2770780514, 656115.5118132748 1283760.3328805352, 655777.5515465381 1283699.5690935345, 655452.9584698011 1283641.2210192282, 655134.008192336 1283583.889115936, 654796.1543044026 1283523.1591425994, 654549.1641219896 1283478.7687296337, 654251.5219497096 1283502.1641781693, 653952.0260479014 1283525.7080809597, 653555.1249147496 1283556.9025177022, 653213.3588375759 1283583.7727288941, 652865.2666456564 1283611.1463896434, 652511.001113011 1283639.0133986657, 652236.251112778 1283660.6267591487, 651918.2593628829 1283685.6366247935, 651600.1921346905 1283710.6603756472, 651301.5433712156 1283734.1560535869, 650992.7066215865 1283758.4677163446, 650735.8724396967 1283778.6770060144, 650508.0228038925 1283571.8194044912, 650286.7928626444 1283370.9797626163, 650068.1006590541 1283172.443898298, 649839.1456067604 1282964.602607892, 649582.4795676984 1282731.6106576913, 649284.3123021437 1282460.9372469033, 649019.8530699901 1282220.8789926579, 648808.1156208916 1282028.6698741799, 648577.5803955131 1281819.405653574, 648340.8529473483 1281604.5283749634, 648112.4505528673 1281397.214188733, 647875.1304423597 1281181.7964823842, 647653.8342913276 1280980.9353834593, 647431.3951419137 1280779.0421706042, 647265.0063800325 1280628.0293413338, 647003.0249356143 1280491.7851632226, 646737.1032657998 1280353.4897501096, 646479.5996922617 1280219.5833084602, 646222.6815184485 1280085.991712078, 645956.7425741436 1279947.7037300775, 645610.8066140364 1279767.810506136, 645228.7583383004 1279569.160490019, 644893.0521793104 1279394.6108678353, 644572.2802743425 1279227.8216477213, 644302.1826981407 1279087.3956032505, 644124.0011301842 1278835.476808769, 643939.9004552839 1278575.2035694227, 643748.8944068444 1278305.1668072056, 643552.727117419 1278027.8411947063, 643370.2852379761 1277769.9249915257, 643191.8171219944 1277517.613981017, 642974.7580613052 1277210.765748667, 642758.7132136893 1276905.351002261, 642573.7327537509 1276643.857043616, 642422.4408305195 1276429.9892456823, 642186.6796015119 1276284.2674611898, 641914.5461362642 1276116.062658294, 641659.6815756372 1275958.5346845828, 641405.9022507266 1275801.677629268, 641148.683490757 1275642.7059434315, 640893.681153826 1275485.0960368956, 640621.4366269426 1275316.848359432, 640354.3885550427 1275151.801033672, 640081.1922688374 1274982.9682847827, 639809.1135441563 1274814.8290058228, 639568.7391789478 1274666.277831875, 639469.5401033307 1274367.5191055657, 639368.8643106485 1274064.3192414688, 639070.1112036185 1274007.6662969282, 638691.4621445643 1273935.852382117, 638362.5189989053 1273873.4761841977, 638080.4050720793 1273819.981422636, 637844.1325534486 1273687.7218716806, 637571.6579836075 1273535.1867644284, 637294.8067524928 1273380.2240292262, 636920.1330697621 1273170.4976658088, 636546.0966509094 1272961.144128776, 636275.7320920338 1272809.8143941208, 636005.0930285968 1272658.3423210164, 635747.9010174784 1272514.385650815, 635486.8329084902 1272368.2800068876, 635220.4849936403 1272219.2120556678, 634953.3512598176 1272069.7008721563, 634690.1760666018 1271922.4212759822, 634444.4531364266 1271784.9076069968, 634235.6289476516 1271668.0483063639, 634019.164130559 1271546.9108664377, 633919.851938463 1271325.9836473702, 633803.6056683671 1271067.4139415289, 633681.8032220488 1270796.4561943738, 633562.7756402218 1270531.6714035699, 633430.7457358113 1270238.0098017673, 633308.5363489895 1269966.1678146673, 633172.6001217244 1269663.7982186282, 633079.03497724 1269455.662745619, 632908.3489537273 1269076.0157401245, 632432.6003070442 1268017.852012307, 632225.4408755952 1267557.109840256, 632098.9176916194 1267275.7013871314, 632036.6495398178 1267137.213605778) | line | [10 empty] | 6 | 2 |  |  | 2665 | 2663 | 1 | FALSE | FALSE | 2 | FALSE | TRUE |  | 2663 |  |  | 632036.6495 | 1267137.2136 | 2665 | 672925.9208 | 1297504.4757 | 2663 | 632036.6495 | 1267137.2136
VN | 1051605926 | LINEVN2669a | 220 | 51.4589 | [5 empty] | 50 | 6 cables - 2 systems | LINESTRING (625782.7946292553 1254439.2614816525, 625798.2520639775 1254449.3647458167, 625819.5767621103 1254463.3067961028, 625858.2637979767 1254488.598374475, 626365.3865825214 1254560.7398222524, 626668.9291704829 1254382.6062347472, 627034.8576763114 1254161.0390966912, 627405.868402994 1253941.7300781892, 627742.8659917025 1253738.6232708883, 628051.5342256154 1253554.726694333, 628362.0773358499 1253369.645884795, 628679.6582302203 1253180.5815635172, 628962.2638559411 1253010.1022449608, 629187.0338498204 1252883.5293898212, 629540.1361801877 1252679.4651450852, 629916.9001785589 1252471.4752078035, 630280.7945840016 1252265.0844544456, 630604.9066243632 1252078.1430392568, 630984.0062239524 1251868.537039713, 631385.6130832855 1251641.4981941865, 631799.9675330141 1251408.2788630626, 632014.5027284157 1251284.0481184989, 632260.0412255106 1251030.2936627327, 632500.4313968921 1250781.8501225226, 632739.5886625958 1250531.5559082788, 632984.2504170956 1250286.639012312, 633207.0227192063 1250056.6292684851, 633461.1947008007 1249794.512793182, 633704.523846269 1249539.4528860876, 633949.2603116892 1249282.90727869, 634207.0151436155 1249012.7258238317, 634452.8998945361 1248754.9936358226, 634681.2563141913 1248515.6368265057, 634983.5316942302 1248203.3995293635, 635209.1231072777 1247951.1824584114, 635435.1822772791 1247715.6358232296, 635563.3940032664 1247582.0343473884, 635751.8365862044 1247414.1490599466, 636025.8666316734 1247169.342296609, 636285.491279727 1246937.2612804978, 636539.2876487183 1246703.2216148481, 636808.8096011372 1246468.8084390245, 637076.2248388785 1246235.272889138, 637392.8149950206 1245943.0893277903, 637655.6722408151 1245710.3455259027, 637919.2274573206 1245473.602788151, 638148.4560824522 1245271.2649831427, 638447.8467102896 1245002.3411086064, 638625.0213120978 1244695.5076585438, 638834.508193504 1244337.385967942, 639040.8070834479 1243992.8551366692, 639211.4384273437 1243699.289556978, 639434.942740628 1243321.6662409697, 639655.9080352816 1242944.0439714538, 639862.099600051 1242592.880205775, 640082.763134361 1242216.497293012, 640294.0906818401 1241856.3549354204, 640531.4865687778 1241456.0469484713, 640733.7088110287 1241110.2778792481, 640963.9730237997 1240717.6496107208, 641183.117429007 1240352.0264563505, 641396.7610645778 1239981.9229101052, 641576.0030420502 1239676.1710897996, 641789.1820798025 1239413.3940134952, 642007.7930680698 1239140.3671520427, 642257.6961634698 1238829.4330144846, 642543.1870387807 1238472.6368362226, 642779.4708324575 1238181.708383845, 642975.9799893678 1237936.9022186159, 643175.7265663816 1237686.6918705134, 643424.8786393957 1237380.1298062429, 643675.4100157823 1237068.9521794512, 643924.2216332384 1236757.5581637472, 644200.492588255 1236414.3134572085, 644443.9681604219 1236111.5033083474, 644349.0324835778 1235823.9903569506, 644236.6866907405 1235482.7806144317, 644117.7469197855 1235140.4361729445, 643997.4423430576 1234767.969759929, 643872.1902771727 1234399.7182011767, 643756.594222391 1234059.835424861, 643654.932768486 1233751.5255582416, 643546.2928296613 1233430.3224348426, 643420.5431459746 1233050.9012703495, 643279.3713302022 1232623.9760809955, 643143.1830310884 1232217.590522278, 643027.8703709308 1231861.4113773853, 642907.8858661621 1231513.8171258213, 642994.3627864893 1231314.4985295911, 643128.2618723337 1230994.801754351, 643244.8236745456 1230723.3389775883, 643363.2326004712 1230447.0513551538, 643494.0727702202 1230136.3226467024, 643631.5630485287 1229816.6429023535, 643766.634920896 1229491.1130433453, 643943.1015001865 1229085.6257789126, 644105.8560607545 1228701.4794254627, 644226.0001672166 1228423.553280971, 644377.4992887599 1228066.2779150603, 644477.9418157178 1227827.594369947, 644647.7653411143 1227538.8742467782, 644833.9031763563 1227217.7328231547, 644993.7883863972 1226944.5090190715, 645161.0540522628 1226660.5240021606, 645320.8060506112 1226384.0268452943, 645509.9626710961 1226059.9151633882, 645698.518004415 1225736.6863046535, 645870.2838713813 1225455.4003363552, 646060.8696731359 1225114.4857121466, 646239.1759019746 1224808.5330523655, 646419.6063764642 1224499.759166254, 646622.6540704052 1224152.1891272175, 646797.739483986 1223850.38254212, 646944.748385834 1223599.9792883224, 647185.7222946697 1223461.7082050596, 647544.8105520692 1223255.6209532802, 647824.3426949221 1223098.5491542306, 648101.9533121303 1222937.0134428423, 648453.1788213527 1222735.2900318673, 648732.217441094 1222575.9221868853, 648700.0220685727 1222446.0721410592, 648646.073125304 1222457.8709302593) | line | [10 empty] | 6 | 2 |  |  | 2666 | 2667 | 1 | FALSE | FALSE | 2 | FALSE | FALSE | [6 empty] | 2666 | 625782.7946 | 1254439.2615 | 2667 | 648646.0731 | 1222457.8709
VN | 1051605926 | LINEVN2669b | 220 | 51.4589 | [5 empty] | 50 | 6 cables - 2 systems | LINESTRING (625782.7946292553 1254439.2614816525, 625798.2520639775 1254449.3647458167, 625819.5767621103 1254463.3067961028, 625858.2637979767 1254488.598374475, 626365.3865825214 1254560.7398222524, 626668.9291704829 1254382.6062347472, 627034.8576763114 1254161.0390966912, 627405.868402994 1253941.7300781892, 627742.8659917025 1253738.6232708883, 628051.5342256154 1253554.726694333, 628362.0773358499 1253369.645884795, 628679.6582302203 1253180.5815635172, 628962.2638559411 1253010.1022449608, 629187.0338498204 1252883.5293898212, 629540.1361801877 1252679.4651450852, 629916.9001785589 1252471.4752078035, 630280.7945840016 1252265.0844544456, 630604.9066243632 1252078.1430392568, 630984.0062239524 1251868.537039713, 631385.6130832855 1251641.4981941865, 631799.9675330141 1251408.2788630626, 632014.5027284157 1251284.0481184989, 632260.0412255106 1251030.2936627327, 632500.4313968921 1250781.8501225226, 632739.5886625958 1250531.5559082788, 632984.2504170956 1250286.639012312, 633207.0227192063 1250056.6292684851, 633461.1947008007 1249794.512793182, 633704.523846269 1249539.4528860876, 633949.2603116892 1249282.90727869, 634207.0151436155 1249012.7258238317, 634452.8998945361 1248754.9936358226, 634681.2563141913 1248515.6368265057, 634983.5316942302 1248203.3995293635, 635209.1231072777 1247951.1824584114, 635435.1822772791 1247715.6358232296, 635563.3940032664 1247582.0343473884, 635751.8365862044 1247414.1490599466, 636025.8666316734 1247169.342296609, 636285.491279727 1246937.2612804978, 636539.2876487183 1246703.2216148481, 636808.8096011372 1246468.8084390245, 637076.2248388785 1246235.272889138, 637392.8149950206 1245943.0893277903, 637655.6722408151 1245710.3455259027, 637919.2274573206 1245473.602788151, 638148.4560824522 1245271.2649831427, 638447.8467102896 1245002.3411086064, 638625.0213120978 1244695.5076585438, 638834.508193504 1244337.385967942, 639040.8070834479 1243992.8551366692, 639211.4384273437 1243699.289556978, 639434.942740628 1243321.6662409697, 639655.9080352816 1242944.0439714538, 639862.099600051 1242592.880205775, 640082.763134361 1242216.497293012, 640294.0906818401 1241856.3549354204, 640531.4865687778 1241456.0469484713, 640733.7088110287 1241110.2778792481, 640963.9730237997 1240717.6496107208, 641183.117429007 1240352.0264563505, 641396.7610645778 1239981.9229101052, 641576.0030420502 1239676.1710897996, 641789.1820798025 1239413.3940134952, 642007.7930680698 1239140.3671520427, 642257.6961634698 1238829.4330144846, 642543.1870387807 1238472.6368362226, 642779.4708324575 1238181.708383845, 642975.9799893678 1237936.9022186159, 643175.7265663816 1237686.6918705134, 643424.8786393957 1237380.1298062429, 643675.4100157823 1237068.9521794512, 643924.2216332384 1236757.5581637472, 644200.492588255 1236414.3134572085, 644443.9681604219 1236111.5033083474, 644349.0324835778 1235823.9903569506, 644236.6866907405 1235482.7806144317, 644117.7469197855 1235140.4361729445, 643997.4423430576 1234767.969759929, 643872.1902771727 1234399.7182011767, 643756.594222391 1234059.835424861, 643654.932768486 1233751.5255582416, 643546.2928296613 1233430.3224348426, 643420.5431459746 1233050.9012703495, 643279.3713302022 1232623.9760809955, 643143.1830310884 1232217.590522278, 643027.8703709308 1231861.4113773853, 642907.8858661621 1231513.8171258213, 642994.3627864893 1231314.4985295911, 643128.2618723337 1230994.801754351, 643244.8236745456 1230723.3389775883, 643363.2326004712 1230447.0513551538, 643494.0727702202 1230136.3226467024, 643631.5630485287 1229816.6429023535, 643766.634920896 1229491.1130433453, 643943.1015001865 1229085.6257789126, 644105.8560607545 1228701.4794254627, 644226.0001672166 1228423.553280971, 644377.4992887599 1228066.2779150603, 644477.9418157178 1227827.594369947, 644647.7653411143 1227538.8742467782, 644833.9031763563 1227217.7328231547, 644993.7883863972 1226944.5090190715, 645161.0540522628 1226660.5240021606, 645320.8060506112 1226384.0268452943, 645509.9626710961 1226059.9151633882, 645698.518004415 1225736.6863046535, 645870.2838713813 1225455.4003363552, 646060.8696731359 1225114.4857121466, 646239.1759019746 1224808.5330523655, 646419.6063764642 1224499.759166254, 646622.6540704052 1224152.1891272175, 646797.739483986 1223850.38254212, 646944.748385834 1223599.9792883224, 647185.7222946697 1223461.7082050596, 647544.8105520692 1223255.6209532802, 647824.3426949221 1223098.5491542306, 648101.9533121303 1222937.0134428423, 648453.1788213527 1222735.2900318673, 648732.217441094 1222575.9221868853, 648700.0220685727 1222446.0721410592, 648646.073125304 1222457.8709302593) | line | [10 empty] | 6 | 2 |  |  | 2666 | 2667 | 1 | FALSE | FALSE | 2 | FALSE | FALSE | [6 empty] | 2666 | 625782.7946 | 1254439.2615 | 2667 | 648646.0731 | 1222457.8709
VN | 1051605928 | LINEVN2670a | 220 | 0.26364 | [5 empty] | 50 | 12 cables - 4 systems | LINESTRING (661515.4002452773 1219822.0490430542, 661552.2556156861 1219605.461995775) | line | [10 empty] | 12 |  |  |  | 2668 | 2669 | 1 | FALSE | FALSE | 4 | TRUE | TRUE | 2668 | 2669 | 661515.4002 | 1219822.049 | 661552.2556 | 1219605.462 | 2668 | 661515.4002 | 1219822.049 | 2669 | 661552.2556 | 1219605.462
VN | 1051605928 | LINEVN2670b | 220 | 0.26364 | [5 empty] | 50 | 12 cables - 4 systems | LINESTRING (661515.4002452773 1219822.0490430542, 661552.2556156861 1219605.461995775) | line | [10 empty] | 12 |  |  |  | 2668 | 2669 | 1 | FALSE | FALSE | 4 | TRUE | TRUE | 2668 | 2669 | 661515.4002 | 1219822.049 | 661552.2556 | 1219605.462 | 2668 | 661515.4002 | 1219822.049 | 2669 | 661552.2556 | 1219605.462
VN | 1051605928 | LINEVN2670c | 220 | 0.26364 | [5 empty] | 50 | 12 cables - 4 systems | LINESTRING (661515.4002452773 1219822.0490430542, 661552.2556156861 1219605.461995775) | line | [10 empty] | 12 |  |  |  | 2668 | 2669 | 1 | FALSE | FALSE | 4 | TRUE | TRUE | 2668 | 2669 | 661515.4002 | 1219822.049 | 661552.2556 | 1219605.462 | 2668 | 661515.4002 | 1219822.049 | 2669 | 661552.2556 | 1219605.462
VN | 1051605928 | LINEVN2670d | 220 | 0.26364 | [5 empty] | 50 | 12 cables - 4 systems | LINESTRING (661515.4002452773 1219822.0490430542, 661552.2556156861 1219605.461995775) | line | [10 empty] | 12 |  |  |  | 2668 | 2669 | 1 | FALSE | FALSE | 4 | TRUE | TRUE | 2668 | 2669 | 661515.4002 | 1219822.049 | 661552.2556 | 1219605.462 | 2668 | 661515.4002 | 1219822.049 | 2669 | 661552.2556 | 1219605.462
VN | 1051605929 | LINEVN2671a | 220 | 16.5559 | [5 empty] | 50 | 6 cables - 2 systems | LINESTRING (648620.3208644477 1222359.7379198216, 648670.5388657317 1222344.349619562, 648805.7394088332 1222407.1353898684, 649143.891391591 1222316.7574135277, 649552.6510744276 1222206.3221070187, 649939.5923238129 1222103.754744936, 650325.3504543848 1222000.1465504966, 650690.0412682026 1221902.47322834, 651011.114210617 1221817.6752352132, 651371.7752740006 1221654.6901487827, 651760.1792915945 1221475.656214652, 652078.9783100863 1221329.5496785084, 652469.2803965724 1221150.6758397492, 652869.9735986632 1220975.0733254612, 653272.1895691608 1220790.324307733, 653690.718508074 1220597.3499976667, 654067.5297474382 1220424.269542377, 654441.5701636642 1220251.179839332, 654819.1471225546 1220072.8679962798, 655210.1593339291 1219887.246408863, 655606.5794449169 1219709.717772955, 656012.4589558409 1219538.4434614426, 656436.0682441203 1219332.539370577, 656854.6713873807 1219139.6011845411, 657257.3811427492 1218951.236791954, 657660.9119386666 1218768.1676768917, 658048.6676107624 1218875.0691720648, 658405.9108921902 1218973.3886415355, 658782.194697578 1219076.9589380864, 659174.4362128179 1219181.5184768217, 659609.853885135 1219302.8625516344, 660054.1058249855 1219422.6190911138, 660433.437544942 1219522.4861638949, 660874.1584325614 1219648.3207410318, 661302.4321953414 1219765.041561022, 661515.4002452773 1219822.0490430542) | line | [10 empty] | 6 | 2 |  |  | 2670 | 2668 | 1 | FALSE | FALSE | 2 | FALSE | TRUE |  | 2668 |  |  | 661515.4002 | 1219822.049 | 2670 | 648620.3209 | 1222359.7379 | 2668 | 661515.4002 | 1219822.049
VN | 1051605929 | LINEVN2671b | 220 | 16.5559 | [5 empty] | 50 | 6 cables - 2 systems | LINESTRING (648620.3208644477 1222359.7379198216, 648670.5388657317 1222344.349619562, 648805.7394088332 1222407.1353898684, 649143.891391591 1222316.7574135277, 649552.6510744276 1222206.3221070187, 649939.5923238129 1222103.754744936, 650325.3504543848 1222000.1465504966, 650690.0412682026 1221902.47322834, 651011.114210617 1221817.6752352132, 651371.7752740006 1221654.6901487827, 651760.1792915945 1221475.656214652, 652078.9783100863 1221329.5496785084, 652469.2803965724 1221150.6758397492, 652869.9735986632 1220975.0733254612, 653272.1895691608 1220790.324307733, 653690.718508074 1220597.3499976667, 654067.5297474382 1220424.269542377, 654441.5701636642 1220251.179839332, 654819.1471225546 1220072.8679962798, 655210.1593339291 1219887.246408863, 655606.5794449169 1219709.717772955, 656012.4589558409 1219538.4434614426, 656436.0682441203 1219332.539370577, 656854.6713873807 1219139.6011845411, 657257.3811427492 1218951.236791954, 657660.9119386666 1218768.1676768917, 658048.6676107624 1218875.0691720648, 658405.9108921902 1218973.3886415355, 658782.194697578 1219076.9589380864, 659174.4362128179 1219181.5184768217, 659609.853885135 1219302.8625516344, 660054.1058249855 1219422.6190911138, 660433.437544942 1219522.4861638949, 660874.1584325614 1219648.3207410318, 661302.4321953414 1219765.041561022, 661515.4002452773 1219822.0490430542) | line | [10 empty] | 6 | 2 |  |  | 2670 | 2668 | 1 | FALSE | FALSE | 2 | FALSE | TRUE |  | 2668 |  |  | 661515.4002 | 1219822.049 | 2670 | 648620.3209 | 1222359.7379 | 2668 | 661515.4002 | 1219822.049
VN | 1051605930 | LINEVN2672a |  | 0.32041 | [5 empty] | 50 | multiple vlevels, 6 cables - 2 systems | LINESTRING (661554.7433129478 1219338.4671935046, 661552.2556156861 1219605.461995775) | line | [10 empty] | 6 | 2 |  |  | 2671 | 2669 | 0 | FALSE | FALSE | 2 | FALSE | TRUE |  | 2669 |  |  | 661552.2556 | 1219605.462 | 2671 | 661554.7433 | 1219338.4672 | 2669 | 661552.2556 | 1219605.462
VN | 1051605930 | LINEVN2672b |  | 0.32041 | [5 empty] | 50 | multiple vlevels, 6 cables - 2 systems | LINESTRING (661554.7433129478 1219338.4671935046, 661552.2556156861 1219605.461995775) | line | [10 empty] | 6 | 2 |  |  | 2671 | 2669 | 0 | FALSE | FALSE | 2 | FALSE | TRUE |  | 2669 |  |  | 661552.2556 | 1219605.462 | 2671 | 661554.7433 | 1219338.4672 | 2669 | 661552.2556 | 1219605.462
VN | 1051605931 | LINEVN2673a | 220 | 0.71077 | [5 empty] | 50 | 6 cables - 2 systems | LINESTRING (661554.0740127511 1219832.4049143076, 661596.7641426241 1219580.5296397824, 661677.4052009743 1219324.0636273762, 661678.3858415002 1219256.077867078) | line | [10 empty] | 6 | 2 |  |  | 128 | 2672 | 1 | FALSE | FALSE | 2 | TRUE | FALSE | 128 |  | 661554.074 | 1219832.4049 |  |  | 128 | 661554.074 | 1219832.4049 | 2672 | 661678.3858 | 1219256.0779
VN | 1051605931 | LINEVN2673b | 220 | 0.71077 | [5 empty] | 50 | 6 cables - 2 systems | LINESTRING (661554.0740127511 1219832.4049143076, 661596.7641426241 1219580.5296397824, 661677.4052009743 1219324.0636273762, 661678.3858415002 1219256.077867078) | line | [10 empty] | 6 | 2 |  |  | 128 | 2672 | 1 | FALSE | FALSE | 2 | TRUE | FALSE | 128 |  | 661554.074 | 1219832.4049 |  |  | 128 | 661554.074 | 1219832.4049 | 2672 | 661678.3858 | 1219256.0779
VN | 1051605932 | LINEVN2674a | 220 | 0.43265 | [5 empty] | 50 | 6 cables - 2 systems | LINESTRING (661552.2556156861 1219605.461995775, 661644.6699213401 1219323.6143023223, 661644.0787765905 1219259.6911512045) | line | [10 empty] | 6 | 2 |  |  | 2669 | 2673 | 1 | FALSE | FALSE | 2 | TRUE | FALSE | 2669 |  | 661552.2556 | 1219605.462 |  |  | 2669 | 661552.2556 | 1219605.462 | 2673 | 661644.0788 | 1219259.6912
VN | 1051605932 | LINEVN2674b | 220 | 0.43265 | [5 empty] | 50 | 6 cables - 2 systems | LINESTRING (661552.2556156861 1219605.461995775, 661644.6699213401 1219323.6143023223, 661644.0787765905 1219259.6911512045) | line | [10 empty] | 6 | 2 |  |  | 2669 | 2673 | 1 | FALSE | FALSE | 2 | TRUE | FALSE | 2669 |  | 661552.2556 | 1219605.462 |  |  | 2669 | 661552.2556 | 1219605.462 | 2673 | 661644.0788 | 1219259.6912
VN | 1051632866 | LINEVN2675a | 220 | 0.40206 | [5 empty] | 50 | 6 cables - 2 systems | LINESTRING (678966.5650098281 1200834.3765279553, 679200.0553752487 1200977.4983818678, 679254.4651146922 1201005.4898329074) | line | [10 empty] | 6 | 4 |  |  | 2674 | 2675 | 1 | FALSE | FALSE | 2 | TRUE | FALSE | 2674 |  | 678966.565 | 1200834.3765 |  |  | 2674 | 678966.565 | 1200834.3765 | 2675 | 679254.4651 | 1201005.4898
VN | 1051632866 | LINEVN2675b | 220 | 0.40206 | [5 empty] | 50 | 6 cables - 2 systems | LINESTRING (678966.5650098281 1200834.3765279553, 679200.0553752487 1200977.4983818678, 679254.4651146922 1201005.4898329074) | line | [10 empty] | 6 | 4 |  |  | 2674 | 2675 | 1 | FALSE | FALSE | 2 | TRUE | FALSE | 2674 |  | 678966.565 | 1200834.3765 |  |  | 2674 | 678966.565 | 1200834.3765 | 2675 | 679254.4651 | 1201005.4898
VN | 1051632867 | LINEVN2676a | 220 | 8.8196 | [5 empty] | 50 | 12 cables - 4 systems | LINESTRING (677612.9534788779 1207257.5519507118, 677606.1888978517 1206953.9448242537, 677600.3115833935 1206688.5820040535, 677594.6639271416 1206441.44975716, 677588.5177075774 1206126.2316280082, 677583.7967053473 1205867.202345066, 677575.8533531579 1205587.2165017137, 677570.5221032841 1205299.1256342146, 677566.7441385078 1205043.4089530078, 677561.31636173 1204785.3937582397, 677555.1880182839 1204535.626699617, 677550.1873629846 1204226.3109408624, 677544.6918647733 1203901.0973189792, 677539.2273553229 1203657.7828138545, 677533.4390099132 1203385.0321489808, 677527.1301483901 1203101.184143488, 677523.3994830757 1202874.8473097498, 677519.3700410622 1202524.4439452207, 677511.286329757 1202169.4395607356, 677506.4583029046 1201896.5837421059, 677499.5179541262 1201599.492183106, 677733.4295404032 1201461.391139673, 678013.0064069275 1201296.1147949717, 678315.1064495513 1201117.267172586, 678605.6895237253 1200943.791103003, 678846.0760399008 1200801.0855118174, 678966.5650098281 1200834.3765279553) | line | [10 empty] | 12 | 4 |  |  | 2631 | 2674 | 1 | FALSE | FALSE | 4 | TRUE | TRUE | 2631 | 2674 | 677612.9535 | 1207257.552 | 678966.565 | 1200834.3765 | 2631 | 677612.9535 | 1207257.552 | 2674 | 678966.565 | 1200834.3765
VN | 1051632867 | LINEVN2676b | 220 | 8.8196 | [5 empty] | 50 | 12 cables - 4 systems | LINESTRING (677612.9534788779 1207257.5519507118, 677606.1888978517 1206953.9448242537, 677600.3115833935 1206688.5820040535, 677594.6639271416 1206441.44975716, 677588.5177075774 1206126.2316280082, 677583.7967053473 1205867.202345066, 677575.8533531579 1205587.2165017137, 677570.5221032841 1205299.1256342146, 677566.7441385078 1205043.4089530078, 677561.31636173 1204785.3937582397, 677555.1880182839 1204535.626699617, 677550.1873629846 1204226.3109408624, 677544.6918647733 1203901.0973189792, 677539.2273553229 1203657.7828138545, 677533.4390099132 1203385.0321489808, 677527.1301483901 1203101.184143488, 677523.3994830757 1202874.8473097498, 677519.3700410622 1202524.4439452207, 677511.286329757 1202169.4395607356, 677506.4583029046 1201896.5837421059, 677499.5179541262 1201599.492183106, 677733.4295404032 1201461.391139673, 678013.0064069275 1201296.1147949717, 678315.1064495513 1201117.267172586, 678605.6895237253 1200943.791103003, 678846.0760399008 1200801.0855118174, 678966.5650098281 1200834.3765279553) | line | [10 empty] | 12 | 4 |  |  | 2631 | 2674 | 1 | FALSE | FALSE | 4 | TRUE | TRUE | 2631 | 2674 | 677612.9535 | 1207257.552 | 678966.565 | 1200834.3765 | 2631 | 677612.9535 | 1207257.552 | 2674 | 678966.565 | 1200834.3765
VN | 1051632867 | LINEVN2676c | 220 | 8.8196 | [5 empty] | 50 | 12 cables - 4 systems | LINESTRING (677612.9534788779 1207257.5519507118, 677606.1888978517 1206953.9448242537, 677600.3115833935 1206688.5820040535, 677594.6639271416 1206441.44975716, 677588.5177075774 1206126.2316280082, 677583.7967053473 1205867.202345066, 677575.8533531579 1205587.2165017137, 677570.5221032841 1205299.1256342146, 677566.7441385078 1205043.4089530078, 677561.31636173 1204785.3937582397, 677555.1880182839 1204535.626699617, 677550.1873629846 1204226.3109408624, 677544.6918647733 1203901.0973189792, 677539.2273553229 1203657.7828138545, 677533.4390099132 1203385.0321489808, 677527.1301483901 1203101.184143488, 677523.3994830757 1202874.8473097498, 677519.3700410622 1202524.4439452207, 677511.286329757 1202169.4395607356, 677506.4583029046 1201896.5837421059, 677499.5179541262 1201599.492183106, 677733.4295404032 1201461.391139673, 678013.0064069275 1201296.1147949717, 678315.1064495513 1201117.267172586, 678605.6895237253 1200943.791103003, 678846.0760399008 1200801.0855118174, 678966.5650098281 1200834.3765279553) | line | [10 empty] | 12 | 4 |  |  | 2631 | 2674 | 1 | FALSE | FALSE | 4 | TRUE | TRUE | 2631 | 2674 | 677612.9535 | 1207257.552 | 678966.565 | 1200834.3765 | 2631 | 677612.9535 | 1207257.552 | 2674 | 678966.565 | 1200834.3765
VN | 1051632867 | LINEVN2676d | 220 | 8.8196 | [5 empty] | 50 | 12 cables - 4 systems | LINESTRING (677612.9534788779 1207257.5519507118, 677606.1888978517 1206953.9448242537, 677600.3115833935 1206688.5820040535, 677594.6639271416 1206441.44975716, 677588.5177075774 1206126.2316280082, 677583.7967053473 1205867.202345066, 677575.8533531579 1205587.2165017137, 677570.5221032841 1205299.1256342146, 677566.7441385078 1205043.4089530078, 677561.31636173 1204785.3937582397, 677555.1880182839 1204535.626699617, 677550.1873629846 1204226.3109408624, 677544.6918647733 1203901.0973189792, 677539.2273553229 1203657.7828138545, 677533.4390099132 1203385.0321489808, 677527.1301483901 1203101.184143488, 677523.3994830757 1202874.8473097498, 677519.3700410622 1202524.4439452207, 677511.286329757 1202169.4395607356, 677506.4583029046 1201896.5837421059, 677499.5179541262 1201599.492183106, 677733.4295404032 1201461.391139673, 678013.0064069275 1201296.1147949717, 678315.1064495513 1201117.267172586, 678605.6895237253 1200943.791103003, 678846.0760399008 1200801.0855118174, 678966.5650098281 1200834.3765279553) | line | [10 empty] | 12 | 4 |  |  | 2631 | 2674 | 1 | FALSE | FALSE | 4 | TRUE | TRUE | 2631 | 2674 | 677612.9535 | 1207257.552 | 678966.565 | 1200834.3765 | 2631 | 677612.9535 | 1207257.552 | 2674 | 678966.565 | 1200834.3765
VN | 1051872604 | LINEVN2677a | 220 | 35.6202 | [5 empty] | 50 | 6 cables - 2 systems | LINESTRING (750467.0007122364 1169361.138045699, 750512.0000155519 1169350.6679634072, 750969.1387009139 1169364.5357738489, 753097.176384346 1169430.4199079478, 753778.9471739287 1169448.9011849556, 756295.4163202486 1169531.5080592087, 756699.0589475812 1169678.0441002713, 757077.15883458 1169815.3413094052, 757459.2014320999 1169959.4677225577, 757856.80145076 1170104.878587591, 758251.4038224461 1170249.6524603216, 758542.5255785065 1170358.2246657345, 758986.0451998713 1170515.784235839, 759321.0137899423 1170641.6947263675, 759733.9675021411 1170790.9217576063, 760130.7511511073 1170936.744600106, 760512.7480522218 1171075.8311412423, 760888.4954723116 1171218.615304378, 761251.7483073124 1171352.7763928834, 761507.420615461 1171382.0811816908, 761908.3236912092 1171430.7295853635, 762350.5786523505 1171483.917419395, 762791.8763708042 1171539.129088737, 763215.132476917 1171595.4580194042, 763718.2678920489 1171655.1437436368, 764072.2475776997 1171697.6017945688, 764607.5565455053 1171763.6372082566, 765084.2363021667 1171823.6810941268, 765483.1010146658 1171872.512873343, 765837.2141926044 1171917.492360859, 766203.581016396 1171962.2504961859, 766531.8121179244 1172004.2245079337, 766769.0800923564 1172082.3423232948, 767133.7403493235 1172199.464001198, 767494.665403985 1172297.049906152, 767925.1621138682 1172412.3961829, 768388.3822459034 1172537.6678073173, 768841.59282246 1172661.5726807776, 769260.0188063865 1172775.481428863, 769688.5057497278 1172893.4819103004, 770098.8944629552 1173005.6785698312, 770458.524134029 1173103.820770394, 770945.7531421726 1173234.8890260216, 771361.2804278793 1173350.1650643384, 771790.2287925094 1173466.9041879473, 772214.7832142883 1173582.485403497, 772560.3093658807 1173675.7919884156, 772946.8496966492 1173796.3582362232, 773352.7917317601 1173922.1431533997, 773811.5276324274 1174064.2733506137, 774243.9141356933 1174196.0051193333, 774688.3456112286 1174331.4041630784, 775140.7975204452 1174471.2242592454, 775590.571159053 1174610.2326917874, 775991.1184242754 1174734.1174380314, 776376.0009960218 1174851.9923019682, 776737.3280936487 1174960.7820398791, 777145.5403974063 1175087.954388522, 777595.9345512714 1175226.1350299523, 778041.515701783 1175359.46867809, 778464.9677896429 1175488.6986065295, 778823.0264954851 1175599.8222563413, 779245.7713469723 1175729.3895793976) | line | [10 empty] | 6 |  |  |  | 2676 | 2677 | 1 | FALSE | FALSE | 2 | TRUE | FALSE | 2676 |  | 750467.0007 | 1169361.138 |  |  | 2676 | 750467.0007 | 1169361.138 | 2677 | 779245.7713 | 1175729.3896
VN | 1051872604 | LINEVN2677b | 220 | 35.6202 | [5 empty] | 50 | 6 cables - 2 systems | LINESTRING (750467.0007122364 1169361.138045699, 750512.0000155519 1169350.6679634072, 750969.1387009139 1169364.5357738489, 753097.176384346 1169430.4199079478, 753778.9471739287 1169448.9011849556, 756295.4163202486 1169531.5080592087, 756699.0589475812 1169678.0441002713, 757077.15883458 1169815.3413094052, 757459.2014320999 1169959.4677225577, 757856.80145076 1170104.878587591, 758251.4038224461 1170249.6524603216, 758542.5255785065 1170358.2246657345, 758986.0451998713 1170515.784235839, 759321.0137899423 1170641.6947263675, 759733.9675021411 1170790.9217576063, 760130.7511511073 1170936.744600106, 760512.7480522218 1171075.8311412423, 760888.4954723116 1171218.615304378, 761251.7483073124 1171352.7763928834, 761507.420615461 1171382.0811816908, 761908.3236912092 1171430.7295853635, 762350.5786523505 1171483.917419395, 762791.8763708042 1171539.129088737, 763215.132476917 1171595.4580194042, 763718.2678920489 1171655.1437436368, 764072.2475776997 1171697.6017945688, 764607.5565455053 1171763.6372082566, 765084.2363021667 1171823.6810941268, 765483.1010146658 1171872.512873343, 765837.2141926044 1171917.492360859, 766203.581016396 1171962.2504961859, 766531.8121179244 1172004.2245079337, 766769.0800923564 1172082.3423232948, 767133.7403493235 1172199.464001198, 767494.665403985 1172297.049906152, 767925.1621138682 1172412.3961829, 768388.3822459034 1172537.6678073173, 768841.59282246 1172661.5726807776, 769260.0188063865 1172775.481428863, 769688.5057497278 1172893.4819103004, 770098.8944629552 1173005.6785698312, 770458.524134029 1173103.820770394, 770945.7531421726 1173234.8890260216, 771361.2804278793 1173350.1650643384, 771790.2287925094 1173466.9041879473, 772214.7832142883 1173582.485403497, 772560.3093658807 1173675.7919884156, 772946.8496966492 1173796.3582362232, 773352.7917317601 1173922.1431533997, 773811.5276324274 1174064.2733506137, 774243.9141356933 1174196.0051193333, 774688.3456112286 1174331.4041630784, 775140.7975204452 1174471.2242592454, 775590.571159053 1174610.2326917874, 775991.1184242754 1174734.1174380314, 776376.0009960218 1174851.9923019682, 776737.3280936487 1174960.7820398791, 777145.5403974063 1175087.954388522, 777595.9345512714 1175226.1350299523, 778041.515701783 1175359.46867809, 778464.9677896429 1175488.6986065295, 778823.0264954851 1175599.8222563413, 779245.7713469723 1175729.3895793976) | line | [10 empty] | 6 |  |  |  | 2676 | 2677 | 1 | FALSE | FALSE | 2 | TRUE | FALSE | 2676 |  | 750467.0007 | 1169361.138 |  |  | 2676 | 750467.0007 | 1169361.138 | 2677 | 779245.7713 | 1175729.3896
VN | 1051872606 | LINEVN2678 | 220 | 0.30547 | [5 empty] | 50 |  | LINESTRING (745040.0381618015 1171693.3936134255, 745003.3340156969 1171890.976617576, 744995.4429716651 1171943.9888755265) | line | [14 empty] | 2678 | 2679 | 1 | FALSE | FALSE | 1 | TRUE | FALSE | 2678 |  | 745040.0382 | 1171693.3936 |  |  | 2678 | 745040.0382 | 1171693.3936 | 2679 | 744995.443 | 1171943.9889
VN | 1051872607 | LINEVN2679 | 220 | 0.34247 | [5 empty] | 50 |  | LINESTRING (745040.0381618015 1171693.3936134255, 744923.0811438118 1171889.0056150667, 744924.67160655 1171946.4678403938) | line | [14 empty] | 2678 | 2680 | 1 | FALSE | FALSE | 1 | TRUE | FALSE | 2678 |  | 745040.0382 | 1171693.3936 |  |  | 2678 | 745040.0382 | 1171693.3936 | 2680 | 744924.6716 | 1171946.4678
VN | 1051872608 | LINEVN2680 | 220 | 2.3301 | [5 empty] | 50 |  | LINESTRING (745984.3200090257 1170041.901124307, 745861.3129873093 1170472.6616125535, 745763.8547817653 1170813.0033283557, 745500.5676949751 1171132.6317435284, 745227.1959540811 1171463.829326794, 745040.0381618015 1171693.3936134255) | line | [14 empty] | 2681 | 2678 | 1 | FALSE | FALSE | 1 | TRUE | TRUE | 2681 | 2678 | 745984.32 | 1170041.9011 | 745040.0382 | 1171693.3936 | 2681 | 745984.32 | 1170041.9011 | 2678 | 745040.0382 | 1171693.3936
VN | 1051872609 | LINEVN2681 | 220 | 0.036886 | [5 empty] | 50 |  | LINESTRING (746022.8796170637 1169870.190766419, 746045.7116253043 1169890.7707980804) | line | [14 empty] | 1323 | 2682 | 1 | FALSE | FALSE | 1 | TRUE | TRUE | 1323 | 2682 | 746022.8796 | 1169870.1908 | 746045.7116 | 1169890.7708 | 1323 | 746022.8796 | 1169870.1908 | 2682 | 746045.7116 | 1169890.7708
VN | 1051872610 | LINEVN2682a | 220 | 5.3524 | [5 empty] | 50 | 6 cables - 2 systems | LINESTRING (746045.7116253043 1169890.7707980804, 746382.461621353 1169837.0425321078, 746844.4640559499 1169764.847088524, 747188.4792767277 1169712.3184697512, 747542.6075373188 1169652.9394304377, 747941.2711528917 1169589.7154020807, 748413.3687758739 1169531.0132872993, 748713.3756931043 1169501.505005414, 749137.7885031771 1169451.494623062, 749422.880766487 1169419.7257085228, 749744.3976220656 1169385.315093487, 750108.298006544 1169338.9569602562, 750467.0007122364 1169361.138045699) | line | [10 empty] | 6 |  |  |  | 2682 | 2676 | 1 | FALSE | FALSE | 2 | TRUE | TRUE | 2682 | 2676 | 746045.7116 | 1169890.7708 | 750467.0007 | 1169361.138 | 2682 | 746045.7116 | 1169890.7708 | 2676 | 750467.0007 | 1169361.138
VN | 1051872610 | LINEVN2682b | 220 | 5.3524 | [5 empty] | 50 | 6 cables - 2 systems | LINESTRING (746045.7116253043 1169890.7707980804, 746382.461621353 1169837.0425321078, 746844.4640559499 1169764.847088524, 747188.4792767277 1169712.3184697512, 747542.6075373188 1169652.9394304377, 747941.2711528917 1169589.7154020807, 748413.3687758739 1169531.0132872993, 748713.3756931043 1169501.505005414, 749137.7885031771 1169451.494623062, 749422.880766487 1169419.7257085228, 749744.3976220656 1169385.315093487, 750108.298006544 1169338.9569602562, 750467.0007122364 1169361.138045699) | line | [10 empty] | 6 |  |  |  | 2682 | 2676 | 1 | FALSE | FALSE | 2 | TRUE | TRUE | 2682 | 2676 | 746045.7116 | 1169890.7708 | 750467.0007 | 1169361.138 | 2682 | 746045.7116 | 1169890.7708 | 2676 | 750467.0007 | 1169361.138
VN | 1051882814 | LINEVN2683a | 500 | 5.7215 | [5 empty] | 50 | 6 cables - 2 systems | LINESTRING (899937.9204517418 1247938.3427614996, 899416.2937198267 1247658.2495320423, 898876.5792547262 1247369.5326995547, 898342.7127537185 1247087.5155955355, 897805.6776467636 1246799.3883158423, 897272.1284094346 1246513.5545521448, 896766.6196585441 1246244.976581869, 896263.5596547008 1245974.201572454, 895731.4439320876 1245693.6829490454) | line | [10 empty] | 6 | 2 |  |  | 2683 | 2684 | 1 | FALSE | FALSE | 2 | TRUE | TRUE | 2683 | 2684 | 899937.9205 | 1247938.3428 | 895731.4439 | 1245693.6829 | 2683 | 899937.9205 | 1247938.3428 | 2684 | 895731.4439 | 1245693.6829
VN | 1051882814 | LINEVN2683b | 500 | 5.7215 | [5 empty] | 50 | 6 cables - 2 systems | LINESTRING (899937.9204517418 1247938.3427614996, 899416.2937198267 1247658.2495320423, 898876.5792547262 1247369.5326995547, 898342.7127537185 1247087.5155955355, 897805.6776467636 1246799.3883158423, 897272.1284094346 1246513.5545521448, 896766.6196585441 1246244.976581869, 896263.5596547008 1245974.201572454, 895731.4439320876 1245693.6829490454) | line | [10 empty] | 6 | 2 |  |  | 2683 | 2684 | 1 | FALSE | FALSE | 2 | TRUE | TRUE | 2683 | 2684 | 899937.9205 | 1247938.3428 | 895731.4439 | 1245693.6829 | 2683 | 899937.9205 | 1247938.3428 | 2684 | 895731.4439 | 1245693.6829
VN | 1051882815 | LINEVN2684a | 500 | 4.361 | [5 empty] | 50 | 6 cables - 2 systems | LINESTRING (904277.6707306376 1249007.6114421645, 903839.0695984563 1248915.2947694485, 903194.8088120945 1248779.5808149104, 902853.737267237 1248707.645754454, 902286.5431222988 1248587.0624670817, 901716.7418163975 1248466.7348445181, 901215.5405408014 1248360.8637437825, 900721.7922744693 1248257.1558462824) | line | [10 empty] | 6 | 2 |  |  | 2685 | 2686 | 1 | FALSE | FALSE | 2 | TRUE | TRUE | 2685 | 2686 | 904277.6707 | 1249007.6114 | 900721.7923 | 1248257.1558 | 2685 | 904277.6707 | 1249007.6114 | 2686 | 900721.7923 | 1248257.1558