## Sheet1
osm_id | power | voltage | utility | name | frequency | plant_output_electricity | plant_source | plant_method | generator_output_electricity | generator_source | generator_type | substation | location | cables | circuits | line | layer | geometry | installed_capacity | energy_source | electricity_generation_GWh | BusID
4037744488 | plant |  |  | Nhà máy thủy điện Ialy |  | 720 MW | hydro | [10 empty] | POINT (801696.9342844747 1574168.128180052) | 720 | Hydro | 2572.7915 | NODEVN3320
4195284426 | generator | [7 empty] | 1500 kW | wind | horizontal_axis | [6 empty] | POINT (902041.1163205865 1240835.7431313994) | 1.5 | Wind | 2.8956 | NODEVN0525
4195284427 | generator | [7 empty] | 1500 kW | wind | horizontal_axis | [6 empty] | POINT (901941.6976017435 1241043.2403827265) | 1.5 | Wind | 2.8956 | NODEVN0525
4195284428 | generator | [7 empty] | 1500 kW | wind | horizontal_axis | [6 empty] | POINT (902908.5907846806 1241107.8019299007) | 1.5 | Wind | 2.8956 | NODEVN0525
4195284429 | generator | [7 empty] | 1500 kW | wind | horizontal_axis | [6 empty] | POINT (901839.3559716388 1241250.102695547) | 1.5 | Wind | 2.8956 | NODEVN0525
4195284430 | generator | [7 empty] | 1500 kW | wind | horizontal_axis | [6 empty] | POINT (902806.2490698042 1241314.098098891) | 1.5 | Wind | 2.8956 | NODEVN0525
4195284432 | generator | [7 empty] | 1500 kW | wind | horizontal_axis | [6 empty] | POINT (901739.3630142591 1241456.429181311) | 1.5 | Wind | 2.8956 | NODEVN0525
4195284433 | generator | [7 empty] | 1500 kW | wind | horizontal_axis | [6 empty] | POINT (902705.089773348 1241518.647231638) | 1.5 | Wind | 2.8956 | NODEVN0525
4195284437 | generator | [7 empty] | 1500 kW | wind | horizontal_axis | [6 empty] | POINT (901634.7371799956 1241658.0218826479) | 1.5 | Wind | 2.8956 | NODEVN0525
4195284439 | generator | [7 empty] | 1500 kW | wind | horizontal_axis | [6 empty] | POINT (902597.4453134204 1241726.6164318311) | 1.5 | Wind | 2.8956 | NODEVN0525
4195284441 | generator | [7 empty] | 1500 kW | wind | horizontal_axis | [6 empty] | POINT (900622.7470405208 1241752.3845242658) | 1.5 | Wind | 2.8956 | NODEVN0525
4195284444 | generator | [7 empty] | 1500 kW | wind | horizontal_axis | [6 empty] | POINT (901554.5833869611 1241872.7399343774) | 1.5 | Wind | 2.8956 | NODEVN0525
4195284448 | generator | [7 empty] | 1500 kW | wind | horizontal_axis | [6 empty] | POINT (902502.1030063927 1241935.9030316814) | 1.5 | Wind | 2.8956 | NODEVN0525
4195284452 | generator | [7 empty] | 1500 kW | wind | horizontal_axis | [6 empty] | POINT (900520.9809877365 1241960.429211253) | 1.5 | Wind | 2.8956 | NODEVN0525
4195284458 | generator | [7 empty] | 1500 kW | wind | horizontal_axis | [6 empty] | POINT (901450.0030872002 1242070.831708654) | 1.5 | Wind | 2.8956 | NODEVN0525
4195284459 | generator | [7 empty] | 1500 kW | wind | horizontal_axis | [6 empty] | POINT (902402.3866180601 1242143.3840851395) | 1.5 | Wind | 2.8956 | NODEVN0525
4195284460 | generator | [7 empty] | 1500 kW | wind | horizontal_axis | [6 empty] | POINT (900413.4480842187 1242160.812151373) | 1.5 | Wind | 2.8956 | NODEVN0525
4195284466 | generator | [7 empty] | 1500 kW | wind | horizontal_axis | [6 empty] | POINT (901360.4336225379 1242288.9443259647) | 1.5 | Wind | 2.8956 | NODEVN0525
4195284470 | generator | [7 empty] | 1500 kW | wind | horizontal_axis | [6 empty] | POINT (900322.3642722876 1242371.172532323) | 1.5 | Wind | 2.8956 | NODEVN0525
4195284471 | generator | [7 empty] | 1500 kW | wind | horizontal_axis | [6 empty] | POINT (901269.5092433353 1242521.0119249392) | 1.5 | Wind | 2.8956 | NODEVN0525
4195284473 | generator | [7 empty] | 1500 kW | wind | horizontal_axis | [6 empty] | POINT (900220.4463105262 1242580.2233556313) | 1.5 | Wind | 2.8956 | NODEVN0525
7740386419 | generator | [7 empty] | 1600 kW | wind | horizontal_axis | [6 empty] | POINT (590676.8955361859 1020905.1976109913) | 1.6 | Wind | 3.0886 | NODEVN3606
7740386420 | generator | [7 empty] | 1600 kW | wind | horizontal_axis | [6 empty] | POINT (590561.1223327534 1021175.6168992405) | 1.6 | Wind | 3.0886 | NODEVN3606
7740386421 | generator | [7 empty] | 1600 kW | wind | horizontal_axis | [6 empty] | POINT (590461.3302853529 1021438.1564804687) | 1.6 | Wind | 3.0886 | NODEVN3606
7740386422 | generator | [7 empty] | 1600 kW | wind | horizontal_axis | [6 empty] | POINT (590977.7148108594 1021460.8686781345) | 1.6 | Wind | 3.0886 | NODEVN3606
7740386423 | generator | [7 empty] | 1600 kW | wind | horizontal_axis | [6 empty] | POINT (591092.495259657 1021127.0139059181) | 1.6 | Wind | 3.0886 | NODEVN3606
7740386424 | generator | [7 empty] | 1600 kW | wind | horizontal_axis | [6 empty] | POINT (590863.0280333172 1021755.07338022) | 1.6 | Wind | 3.0886 | NODEVN3606
7740386425 | generator | [7 empty] | 1600 kW | wind | horizontal_axis | [6 empty] | POINT (590271.7472224022 1020598.4592376056) | 1.6 | Wind | 3.0886 | NODEVN3606
7740386426 | generator | [7 empty] | 1600 kW | wind | horizontal_axis | [6 empty] | POINT (590170.8188062132 1020858.730137027) | 1.6 | Wind | 3.0886 | NODEVN3606
7740386427 | generator | [7 empty] | 1600 kW | wind | horizontal_axis | [6 empty] | POINT (590060.7536432629 1021132.5582225737) | 1.6 | Wind | 3.0886 | NODEVN3606
7740386428 | generator | [7 empty] | 1600 kW | wind | horizontal_axis | [6 empty] | POINT (589575.2390717536 1021069.1619265567) | 1.6 | Wind | 3.0886 | NODEVN3606
7740386429 | generator | [7 empty] | 1600 kW | wind | horizontal_axis | [6 empty] | POINT (589658.9733884603 1020846.2342493904) | 1.6 | Wind | 3.0886 | NODEVN3606
7740386430 | generator | [7 empty] | 1600 kW | wind | horizontal_axis | [6 empty] | POINT (589765.6302101053 1020567.853031907) | 1.6 | Wind | 3.0886 | NODEVN3606
7740386431 | generator | [7 empty] | 1600 kW | wind | horizontal_axis | [6 empty] | POINT (589880.3059483153 1020275.9013285784) | 1.6 | Wind | 3.0886 | NODEVN3606
7740386432 | generator | [7 empty] | 1600 kW | wind | horizontal_axis | [6 empty] | POINT (589964.0563373519 1020047.3018836834) | 1.6 | Wind | 3.0886 | NODEVN3606
7740386433 | generator | [7 empty] | 1600 kW | wind | horizontal_axis | [6 empty] | POINT (590047.7815992899 1019830.0359202255) | 1.6 | Wind | 3.0886 | NODEVN3606
7740386434 | generator | [7 empty] | 1600 kW | wind | horizontal_axis | [6 empty] | POINT (590126.9454753769 1019609.3540508616) | 1.6 | Wind | 3.0886 | NODEVN3606
7740386435 | generator | [7 empty] | 1600 kW | wind | horizontal_axis | [6 empty] | POINT (589532.7995767669 1019187.7853018261) | 1.6 | Wind | 3.0886 | NODEVN3606
7740386436 | generator | [7 empty] | 1600 kW | wind | horizontal_axis | [6 empty] | POINT (589447.9414375448 1019401.6550871021) | 1.6 | Wind | 3.0886 | NODEVN3606
7740386437 | generator | [7 empty] | 1600 kW | wind | horizontal_axis | [6 empty] | POINT (589359.6418059202 1019626.8505667072) | 1.6 | Wind | 3.0886 | NODEVN3606
7740386438 | generator | [7 empty] | 1600 kW | wind | horizontal_axis | [6 empty] | POINT (589269.0639188378 1019854.3076797696) | 1.6 | Wind | 3.0886 | NODEVN3606
7740386439 | generator | [7 empty] | 1600 kW | wind | horizontal_axis | [6 empty] | POINT (589176.1814186261 1020090.8153614581) | 1.6 | Wind | 3.0886 | NODEVN3606
7740386440 | generator | [7 empty] | 1600 kW | wind | horizontal_axis | [6 empty] | POINT (589089.0168067501 1020320.5361339541) | 1.6 | Wind | 3.0886 | NODEVN3606
7740386441 | generator | [7 empty] | 1600 kW | wind | horizontal_axis | [6 empty] | POINT (588939.9334486098 1020703.0124308171) | 1.6 | Wind | 3.0886 | NODEVN3606
7740386442 | generator | [7 empty] | 1600 kW | wind | horizontal_axis | [6 empty] | POINT (588272.5340078772 1020441.6331185326) | 1.6 | Wind | 3.0886 | NODEVN3606
7740386443 | generator | [7 empty] | 1600 kW | wind | horizontal_axis | [6 empty] | POINT (588342.3819593802 1020245.3413842008) | 1.6 | Wind | 3.0886 | NODEVN3606
7740386444 | generator | [7 empty] | 1600 kW | wind | horizontal_axis | [6 empty] | POINT (588561.008674679 1019698.0944946228) | 1.6 | Wind | 3.0886 | NODEVN3606
7740386445 | generator | [7 empty] | 1600 kW | wind | horizontal_axis | [6 empty] | POINT (588649.252912611 1019475.8165446008) | 1.6 | Wind | 3.0886 | NODEVN3606
7740386446 | generator | [7 empty] | 1600 kW | wind | horizontal_axis | [6 empty] | POINT (588736.246602112 1019228.8125411802) | 1.6 | Wind | 3.0886 | NODEVN3606
7740386447 | generator | [7 empty] | 1600 kW | wind | horizontal_axis | [6 empty] | POINT (588827.1014498776 1019009.1280875768) | 1.6 | Wind | 3.0886 | NODEVN3606
7740386448 | generator | [7 empty] | 1600 kW | wind | horizontal_axis | [6 empty] | POINT (588906.1479591717 1018803.7468848982) | 1.6 | Wind | 3.0886 | NODEVN3606
7740386449 | generator | [7 empty] | 1600 kW | wind | horizontal_axis | [6 empty] | POINT (588142.9285478429 1018674.5189415512) | 1.6 | Wind | 3.0886 | NODEVN3606
7740386450 | generator | [7 empty] | 1600 kW | wind | horizontal_axis | [6 empty] | POINT (588232.4823921889 1018450.9273368818) | 1.6 | Wind | 3.0886 | NODEVN3606
7740386451 | generator | [7 empty] | 1600 kW | wind | horizontal_axis | [6 empty] | POINT (588054.6508741727 1018912.4212279796) | 1.6 | Wind | 3.0886 | NODEVN3606
7740386452 | generator | [7 empty] | 1600 kW | wind | horizontal_axis | [6 empty] | POINT (587958.5339370023 1019143.7935562351) | 1.6 | Wind | 3.0886 | NODEVN3606
7740386453 | generator | [7 empty] | 1600 kW | wind | horizontal_axis | [6 empty] | POINT (587875.5194300109 1019367.3891615317) | 1.6 | Wind | 3.0886 | NODEVN3606
7740386454 | generator | [7 empty] | 1600 kW | wind | horizontal_axis | [6 empty] | POINT (587789.9138228064 1019585.7712734478) | 1.6 | Wind | 3.0886 | NODEVN3606
7740386455 | generator | [7 empty] | 1600 kW | wind | horizontal_axis | [6 empty] | POINT (587704.3038941382 1019801.5551226801) | 1.6 | Wind | 3.0886 | NODEVN3606
7740386456 | generator | [7 empty] | 1600 kW | wind | horizontal_axis | [6 empty] | POINT (587617.3614049732 1020029.0454214336) | 1.6 | Wind | 3.0886 | NODEVN3606
7740386457 | generator | [7 empty] | 1600 kW | wind | horizontal_axis | [6 empty] | POINT (586833.5946266898 1019728.0592321166) | 1.6 | Wind | 3.0886 | NODEVN3606
7740386458 | generator | [7 empty] | 1600 kW | wind | horizontal_axis | [6 empty] | POINT (586921.8488617121 1019496.6673817765) | 1.6 | Wind | 3.0886 | NODEVN3606
7740386459 | generator | [7 empty] | 1600 kW | wind | horizontal_axis | [6 empty] | POINT (587014.0513088779 1019258.7829450405) | 1.6 | Wind | 3.0886 | NODEVN3606
7740386460 | generator | [7 empty] | 1600 kW | wind | horizontal_axis | [6 empty] | POINT (587108.8895720381 1019011.7935990967) | 1.6 | Wind | 3.0886 | NODEVN3606
7740386461 | generator | [7 empty] | 1600 kW | wind | horizontal_axis | [6 empty] | POINT (587203.7087164915 1018773.9042118454) | 1.6 | Wind | 3.0886 | NODEVN3606
7740386462 | generator | [7 empty] | 1600 kW | wind | horizontal_axis | [6 empty] | POINT (587291.9553052317 1018547.7096647547) | 1.6 | Wind | 3.0886 | NODEVN3606
7740386463 | generator | [7 empty] | 1600 kW | wind | horizontal_axis | [6 empty] | POINT (587377.585816929 1018317.6174026316) | 1.6 | Wind | 3.0886 | NODEVN3606
7740386464 | generator | [7 empty] | 1600 kW | wind | horizontal_axis | [6 empty] | POINT (587471.0919241039 1018083.6286324194) | 1.6 | Wind | 3.0886 | NODEVN3606
7740386465 | generator | [7 empty] | 1600 kW | wind | horizontal_axis | [6 empty] | POINT (586697.7304932709 1017798.2733478377) | 1.6 | Wind | 3.0886 | NODEVN3606
7740386466 | generator | [7 empty] | 1600 kW | wind | horizontal_axis | [6 empty] | POINT (586608.2050727117 1018007.5491168293) | 1.6 | Wind | 3.0886 | NODEVN3606
7740386467 | generator | [7 empty] | 1600 kW | wind | horizontal_axis | [6 empty] | POINT (586525.1847395111 1018241.5625722011) | 1.6 | Wind | 3.0886 | NODEVN3606
7740386468 | generator | [7 empty] | 1600 kW | wind | horizontal_axis | [6 empty] | POINT (586435.640573475 1018465.1572576443) | 1.6 | Wind | 3.0886 | NODEVN3606
7740386469 | generator | [7 empty] | 1600 kW | wind | horizontal_axis | [6 empty] | POINT (586350.0450215347 1018677.0404472146) | 1.6 | Wind | 3.0886 | NODEVN3606
7740386470 | generator | [7 empty] | 1600 kW | wind | horizontal_axis | [6 empty] | POINT (586264.4412915924 1018898.0346320253) | 1.6 | Wind | 3.0886 | NODEVN3606
7740386471 | generator | [7 empty] | 1600 kW | wind | horizontal_axis | [6 empty] | POINT (586178.8445690192 1019111.2227913347) | 1.6 | Wind | 3.0886 | NODEVN3606
7740386472 | generator | [7 empty] | 1600 kW | wind | horizontal_axis | [6 empty] | POINT (586090.5970258414 1019341.3223205698) | 1.6 | Wind | 3.0886 | NODEVN3606
7740386476 | generator | [7 empty] | 1600 kW | wind | horizontal_axis | [6 empty] | POINT (585983.3317049366 1017488.3398854416) | 1.6 | Wind | 3.0886 | NODEVN3606
7740386477 | generator | [7 empty] | 1600 kW | wind | horizontal_axis | [6 empty] | POINT (585913.4950318037 1017683.3523660438) | 1.6 | Wind | 3.0886 | NODEVN3606
7740386478 | generator | [7 empty] | 1600 kW | wind | horizontal_axis | [6 empty] | POINT (585823.9421091818 1017912.1559629255) | 1.6 | Wind | 3.0886 | NODEVN3606
7740386479 | generator | [7 empty] | 1600 kW | wind | horizontal_axis | [6 empty] | POINT (585735.7201671754 1018130.5470211174) | 1.6 | Wind | 3.0886 | NODEVN3606
7740386480 | generator | [7 empty] | 1600 kW | wind | horizontal_axis | [6 empty] | POINT (585650.096754879 1018356.7500354555) | 1.6 | Wind | 3.0886 | NODEVN3606
7740386481 | generator | [7 empty] | 1600 kW | wind | horizontal_axis | [6 empty] | POINT (585565.8180197434 1018571.2468701843) | 1.6 | Wind | 3.0886 | NODEVN3606
7740386482 | generator | [7 empty] | 1600 kW | wind | horizontal_axis | [6 empty] | POINT (585481.5174851628 1018796.148305239) | 1.6 | Wind | 3.0886 | NODEVN3606
7740386483 | generator | [7 empty] | 1600 kW | wind | horizontal_axis | [6 empty] | POINT (585384.0864167417 1019032.7305593471) | 1.6 | Wind | 3.0886 | NODEVN3606
8639961911 | generator | [7 empty] | 2625 kW | wind | horizontal_axis | [6 empty] | POINT (940860.0269859941 1290613.2355454431) | 2.625 | Wind | 5.0673 | NODEVN3934
8639961912 | generator | [7 empty] | 2625 kW | wind | horizontal_axis | [6 empty] | POINT (940650.6439737065 1290786.1391687463) | 2.625 | Wind | 5.0673 | NODEVN3934
8639961915 | generator | [7 empty] | 2625 kW | wind | horizontal_axis | [6 empty] | POINT (940750.7810563161 1292271.5178548074) | 2.625 | Wind | 5.0673 | NODEVN3934
8639961916 | generator | [7 empty] | 2625 kW | wind | horizontal_axis | [6 empty] | POINT (940973.7921486616 1292211.2175896987) | 2.625 | Wind | 5.0673 | NODEVN3934
8639961917 | generator | [7 empty] | 2625 kW | wind | horizontal_axis | [6 empty] | POINT (940905.0783227687 1291523.0149736693) | 2.625 | Wind | 5.0673 | NODEVN3934
8639961918 | generator | [7 empty] | 2625 kW | wind | horizontal_axis | [6 empty] | POINT (941206.8032702609 1291738.7318999332) | 2.625 | Wind | 5.0673 | NODEVN3934
8639961919 | generator | [7 empty] | 2625 kW | wind | horizontal_axis | [6 empty] | POINT (941482.0788371246 1291651.2342190281) | 2.625 | Wind | 5.0673 | NODEVN3934
8639961924 | generator | [7 empty] | 2625 kW | wind | horizontal_axis | [6 empty] | POINT (940973.8684900927 1293108.0858901183) | 2.625 | Wind | 5.0673 | NODEVN3934
8639961925 | generator | [7 empty] | 2625 kW | wind | horizontal_axis | [6 empty] | POINT (941241.6212048104 1293033.874048592) | 2.625 | Wind | 5.0673 | NODEVN3934
8639961926 | generator | [7 empty] | 2625 kW | wind | horizontal_axis | [6 empty] | POINT (941538.6355958451 1292963.5858353712) | 2.625 | Wind | 5.0673 | NODEVN3934
8639961927 | generator | [7 empty] | 2625 kW | wind | horizontal_axis | [6 empty] | POINT (941790.7840652703 1292956.1325074704) | 2.625 | Wind | 5.0673 | NODEVN3934
8639961928 | generator | [7 empty] | 2625 kW | wind | horizontal_axis | [6 empty] | POINT (942015.3039416876 1292913.3329444493) | 2.625 | Wind | 5.0673 | NODEVN3934
8639961929 | generator | [7 empty] | 2625 kW | wind | horizontal_axis | [6 empty] | POINT (942238.366423337 1292849.5623745713) | 2.625 | Wind | 5.0673 | NODEVN3934
8639961930 | generator | [7 empty] | 2625 kW | wind | horizontal_axis | [6 empty] | POINT (942462.5326613311 1292790.4537311285) | 2.625 | Wind | 5.0673 | NODEVN3934
8639961931 | generator | [7 empty] | 2625 kW | wind | horizontal_axis | [6 empty] | POINT (942711.9464986288 1292810.9257603886) | 2.625 | Wind | 5.0673 | NODEVN3934
8639962370 | generator | [7 empty] | 4 MW | wind | horizontal_axis | [6 empty] | POINT (940053.637057598 1298396.9337246076) | 4 | Wind | 7.7216 | NODEVN3935b
8639962372 | generator | [7 empty] | 4 MW | wind | horizontal_axis | [6 empty] | POINT (940403.2186214672 1298783.909332637) | 4 | Wind | 7.7216 | NODEVN3935b
8639962373 | generator | [7 empty] | 4 MW | wind | horizontal_axis | [6 empty] | POINT (941137.9955393884 1298872.486158031) | 4 | Wind | 7.7216 | NODEVN3935b
8639962374 | generator | [7 empty] | 4 MW | wind | horizontal_axis | [6 empty] | POINT (940877.6582794907 1298147.9007880436) | 4 | Wind | 7.7216 | NODEVN3935b
8639962375 | generator | [7 empty] | 4 MW | wind | horizontal_axis | [6 empty] | POINT (941186.5530184244 1298266.458924992) | 4 | Wind | 7.7216 | NODEVN3935b
8639962381 | generator | [7 empty] | 4 MW | wind | horizontal_axis | [6 empty] | POINT (940189.896450384 1296985.1072711032) | 4 | Wind | 7.7216 | NODEVN3935b
8639962382 | generator | [7 empty] | 4 MW | wind | horizontal_axis | [6 empty] | POINT (940472.1948966772 1298387.8014794642) | 4 | Wind | 7.7216 | NODEVN3935b
8639962410 | generator | [7 empty] | 4 MW | wind | horizontal_axis | [6 empty] | POINT (940164.3427967955 1297541.4088658243) | 4 | Wind | 7.7216 | NODEVN3935b
8639962411 | generator | [7 empty] | 4 MW | wind | horizontal_axis | [6 empty] | POINT (940063.1397117006 1297897.4806020898) | 4 | Wind | 7.7216 | NODEVN3935b
8639962412 | generator | [7 empty] | 4 MW | wind | horizontal_axis | [6 empty] | POINT (940477.3194188343 1297948.8422598909) | 4 | Wind | 7.7216 | NODEVN3935b
8639962413 | generator | [7 empty] | 4 MW | wind | horizontal_axis | [6 empty] | POINT (940841.5121480257 1297725.8070658084) | 4 | Wind | 7.7216 | NODEVN3935b
8639962414 | generator | [7 empty] | 4 MW | wind | horizontal_axis | [6 empty] | POINT (940469.057931983 1297461.9248621126) | 4 | Wind | 7.7216 | NODEVN3935b
8639962426 | generator | [7 empty] | 2.35 MW | wind | horizontal_axis | [6 empty] | POINT (938564.7901095281 1294927.3310023474) | 2.35 | Wind | 4.5364 | NODEVN3364a
8639962427 | generator | [7 empty] | 2.35 MW | wind | horizontal_axis | [6 empty] | POINT (938172.7782954122 1294550.8045079987) | 2.35 | Wind | 4.5364 | NODEVN3364b
8639962478 | generator | [7 empty] | 4 MW | wind | horizontal_axis | [6 empty] | POINT (938645.2846073402 1296968.8664719542) | 4 | Wind | 7.7216 | NODEVN3935b
8639962479 | generator | [7 empty] | 4 MW | wind | horizontal_axis | [6 empty] | POINT (939384.4247805419 1297492.9931792456) | 4 | Wind | 7.7216 | NODEVN3935b
8639962480 | generator | [7 empty] | 4 MW | wind | horizontal_axis | [6 empty] | POINT (939590.9181739844 1297232.7504202898) | 4 | Wind | 7.7216 | NODEVN3935b
8639962481 | generator | [7 empty] | 4 MW | wind | horizontal_axis | [6 empty] | POINT (939014.7969281888 1297194.234018338) | 4 | Wind | 7.7216 | NODEVN3935b
8639962482 | generator | [7 empty] | 4 MW | wind | horizontal_axis | [6 empty] | POINT (939850.0521955055 1296611.0742262236) | 4 | Wind | 7.7216 | NODEVN3935b
8639962530 | generator | [7 empty] | 4 MW | wind | horizontal_axis | [6 empty] | POINT (939570.2988552417 1296707.2296299443) | 4 | Wind | 7.7216 | NODEVN3935b
8639962531 | generator | [7 empty] | 2.35 MW | wind | horizontal_axis | [6 empty] | POINT (939518.2484221511 1296166.1069531732) | 2.35 | Wind | 4.5364 | NODEVN3935a
8639962532 | generator | [7 empty] | 2.35 MW | wind | horizontal_axis | [6 empty] | POINT (939209.8165376403 1295766.906956364) | 2.35 | Wind | 4.5364 | NODEVN3935a
8639962533 | generator | [7 empty] | 2.35 MW | wind | horizontal_axis | [6 empty] | POINT (939226.2277825631 1296259.763370804) | 2.35 | Wind | 4.5364 | NODEVN3935b
8639962535 | generator | [7 empty] | 2.35 MW | wind | horizontal_axis | [6 empty] | POINT (938887.3398710303 1296270.069791432) | 2.35 | Wind | 4.5364 | NODEVN3935b
8639962540 | generator | [7 empty] | 2.35 MW | wind | horizontal_axis | [6 empty] | POINT (938560.3304041448 1295364.0061228948) | 2.35 | Wind | 4.5364 | NODEVN3364a
8639962541 | generator | [7 empty] | 2.35 MW | wind | horizontal_axis | [6 empty] | POINT (938179.5052790837 1295355.081392842) | 2.35 | Wind | 4.5364 | NODEVN3364a
8639962542 | generator | [7 empty] | 2.35 MW | wind | horizontal_axis | [6 empty] | POINT (937461.6854334292 1295470.654680595) | 2.35 | Wind | 4.5364 | NODEVN1044
8953168234 | generator | [7 empty] | 3 465 kW | wind | horizontal_axis | [6 empty] | POINT (958610.6251184414 1542267.052824587) | 0.003 | Wind | 0.0057912 | NODEVN3368b
8953168235 | generator | [7 empty] | 3 465 kW | wind | horizontal_axis | [6 empty] | POINT (958956.3739100108 1542433.1397994827) | 0.003 | Wind | 0.0057912 | NODEVN3368b
8953168236 | generator | [7 empty] | 3 465 kW | wind | horizontal_axis | [6 empty] | POINT (958668.8617870007 1543022.433044531) | 0.003 | Wind | 0.0057912 | NODEVN3368b
8953168237 | generator | [7 empty] | 3 465 kW | wind | horizontal_axis | [6 empty] | POINT (959160.4416445037 1542902.7543965213) | 0.003 | Wind | 0.0057912 | NODEVN3368b
8953168238 | generator | [7 empty] | 3 465 kW | wind | horizontal_axis | [6 empty] | POINT (958962.9087393588 1543421.234651505) | 0.003 | Wind | 0.0057912 | NODEVN3368b
8953168239 | generator | [7 empty] | 3 465 kW | wind | horizontal_axis | [6 empty] | POINT (958713.4746469043 1543860.7468144752) | 0.003 | Wind | 0.0057912 | NODEVN3368b
8954111683 | generator | [7 empty] | 2.4 MW | wind | horizontal_axis | [6 empty] | POINT (959400.481183841 1542484.1006503396) | 2.4 | Wind | 4.6329 | NODEVN3368b
8954111684 | generator | [7 empty] | 2.4 MW | wind | horizontal_axis | [6 empty] | POINT (959552.9103623127 1542180.5158828716) | 2.4 | Wind | 4.6329 | NODEVN3368b
8954111685 | generator | [7 empty] | 2.4 MW | wind | horizontal_axis | [6 empty] | POINT (959709.8517683962 1541751.293965111) | 2.4 | Wind | 4.6329 | NODEVN3368b
8954111686 | generator | [7 empty] | 2.4 MW | wind | horizontal_axis | [6 empty] | POINT (959837.731865362 1541424.4132082022) | 2.4 | Wind | 4.6329 | NODEVN3368b
8954111687 | generator | [7 empty] | 2.4 MW | wind | horizontal_axis | [6 empty] | POINT (959498.9602970626 1541552.3402398592) | 2.4 | Wind | 4.6329 | NODEVN3368b
8954111688 | generator | [7 empty] | 2.4 MW | wind | horizontal_axis | [6 empty] | POINT (959295.3548197104 1541270.9427070897) | 2.4 | Wind | 4.6329 | NODEVN3368b
8954111689 | generator | [7 empty] | 2.4 MW | wind | horizontal_axis | [6 empty] | POINT (959045.3940019303 1541079.0829264298) | 2.4 | Wind | 4.6329 | NODEVN3368b
8954111690 | generator | [7 empty] | 2.4 MW | wind | horizontal_axis | [6 empty] | POINT (959065.6083513778 1541705.1433027158) | 2.4 | Wind | 4.6329 | NODEVN3368b
8954111691 | generator | [7 empty] | 2.4 MW | wind | horizontal_axis | [6 empty] | POINT (958788.5284011371 1541445.6734915324) | 2.4 | Wind | 4.6329 | NODEVN3368b
8954111692 | generator | [7 empty] | 2.4 MW | wind | horizontal_axis | [6 empty] | POINT (958751.1696345963 1541902.802392861) | 2.4 | Wind | 4.6329 | NODEVN3368b
8954111693 | generator | [7 empty] | 2.4 MW | wind | horizontal_axis | [6 empty] | POINT (959273.5754959689 1541987.2050957526) | 2.4 | Wind | 4.6329 | NODEVN3368b
9316748175 | plant |  |  | Thủy điện Huội Quảng |  | 520 MW | hydro | [5 empty] | underground |  |  |  | -1 | POINT (385861.44587277697 2395879.393671622) | 520 | Hydro | 1858.1272 | NODEVN1063
9445022182 | generator | [7 empty] | 4.2 MW | wind | horizontal_axis | [6 empty] | POINT (922480.73564603 1275062.8852305992) | 4.2 | Wind | 8.1076 | NODEVN2769
9445022189 | generator | [7 empty] | 4.2 MW | wind | horizontal_axis | [6 empty] | POINT (922586.94177217 1276401.8911577344) | 4.2 | Wind | 8.1076 | NODEVN2769
9445022190 | generator | [7 empty] | 4.2 MW | wind | horizontal_axis | [6 empty] | POINT (922061.3507622601 1275812.2318879329) | 4.2 | Wind | 8.1076 | NODEVN3944
9445033914 | generator | [7 empty] | 4 MW | wind | horizontal_axis | [6 empty] | POINT (940854.288598859 1299040.7552978569) | 4 | Wind | 7.7216 | NODEVN3935b
9445033915 | generator | [7 empty] | 4 MW | wind | horizontal_axis | [6 empty] | POINT (940696.4935533232 1299419.2928261354) | 4 | Wind | 7.7216 | NODEVN3935b
9445033916 | generator | [7 empty] | 4 MW | wind | horizontal_axis | [6 empty] | POINT (940392.4940630812 1300021.6271209682) | 4 | Wind | 7.7216 | NODEVN3935b
9445033917 | generator | [7 empty] | 4 MW | wind | horizontal_axis | [6 empty] | POINT (940660.5977594119 1300286.3147787051) | 4 | Wind | 7.7216 | NODEVN3935b
9445033918 | generator | [7 empty] | 4 MW | wind | horizontal_axis | [6 empty] | POINT (941176.3523477969 1299425.0227217749) | 4 | Wind | 7.7216 | NODEVN3935b
10983697300 | generator | [7 empty] | 5.3 MW | wind | horizontal_axis | [6 empty] | POINT (863395.0627167507 1218438.2137651714) | 5.3 | Wind | 10.2311 | NODEVN3963
10983697301 | generator | [7 empty] | 5.3 MW | wind | horizontal_axis | [6 empty] | POINT (863286.1794677807 1218735.5436209475) | 5.3 | Wind | 10.2311 | NODEVN3963
10983697302 | generator | [7 empty] | 5.3 MW | wind | horizontal_axis | [6 empty] | POINT (863453.6274846622 1219252.9912322664) | 5.3 | Wind | 10.2311 | NODEVN3963
10983697303 | generator | [7 empty] | 5.3 MW | wind | horizontal_axis | [6 empty] | POINT (863573.1605023221 1219629.7113368486) | 5.3 | Wind | 10.2311 | NODEVN3963
10983747203 | generator | [7 empty] | 4.2 MW | wind | horizontal_axis | [6 empty] | POINT (904017.7735574727 1243794.1923492416) | 4.2 | Wind | 8.1076 | NODEVN0522
10983747204 | generator | [7 empty] | 4.2 MW | wind | horizontal_axis | [6 empty] | POINT (903788.8953959164 1244089.352932264) | 4.2 | Wind | 8.1076 | NODEVN0522
10983752141 | generator | [7 empty] | 2 MW | wind | horizontal_axis | [6 empty] | POINT (903717.6972560775 1242769.623268608) | 2 | Wind | 3.8608 | NODEVN0524
10983752142 | generator | [7 empty] | 2 MW | wind | horizontal_axis | [6 empty] | POINT (903373.0616300637 1242914.1581790324) | 2 | Wind | 3.8608 | NODEVN0524
10983752143 | generator | [7 empty] | 2 MW | wind | horizontal_axis | [6 empty] | POINT (903021.3634707311 1242965.4327120811) | 2 | Wind | 3.8608 | NODEVN0524
10983752144 | generator | [7 empty] | 2 MW | wind | horizontal_axis | [6 empty] | POINT (902384.8659544988 1243150.8795508365) | 2 | Wind | 3.8608 | NODEVN0524
10983752145 | generator | [7 empty] | 2 MW | wind | horizontal_axis | [6 empty] | POINT (902179.8049062153 1243230.503678814) | 2 | Wind | 3.8608 | NODEVN0525
10983752146 | generator | [7 empty] | 2 MW | wind | horizontal_axis | [6 empty] | POINT (902864.8676483084 1243928.8850732294) | 2 | Wind | 3.8608 | NODEVN0524
10983752147 | generator | [7 empty] | 2 MW | wind | horizontal_axis | [6 empty] | POINT (903018.8393895214 1243682.408602258) | 2 | Wind | 3.8608 | NODEVN0524
10983752148 | generator | [7 empty] | 2 MW | wind | horizontal_axis | [6 empty] | POINT (903076.6318116914 1243382.480656662) | 2 | Wind | 3.8608 | NODEVN0524
10983752149 | generator | [7 empty] | 2 MW | wind | horizontal_axis | [6 empty] | POINT (903379.7188028838 1243239.36171993) | 2 | Wind | 3.8608 | NODEVN0524
10983752150 | generator | [7 empty] | 2 MW | wind | horizontal_axis | [6 empty] | POINT (904006.3578421718 1243475.7520191653) | 2 | Wind | 3.8608 | NODEVN0522
10983752151 | generator | [7 empty] | 2 MW | wind | horizontal_axis | [6 empty] | POINT (904355.4396984128 1243045.0279070232) | 2 | Wind | 3.8608 | NODEVN0522
10983752152 | generator | [7 empty] | 2 MW | wind | horizontal_axis | [6 empty] | POINT (902012.7580353804 1243431.5008613935) | 2 | Wind | 3.8608 | NODEVN0525
10983768205 | generator | [7 empty] | 4.2 MW | wind | horizontal_axis | [6 empty] | POINT (903495.5948141671 1244265.2208669116) | 4.2 | Wind | 8.1076 | NODEVN0522
10983768206 | generator | [7 empty] | 4.2 MW | wind | horizontal_axis | [6 empty] | POINT (903262.9666734345 1244532.1469561027) | 4.2 | Wind | 8.1076 | NODEVN0524
10983768207 | generator | [7 empty] | 4.2 MW | wind | horizontal_axis | [6 empty] | POINT (902886.8710432912 1244692.2846813863) | 4.2 | Wind | 8.1076 | NODEVN0524
10983768208 | generator | [7 empty] | 4.2 MW | wind | horizontal_axis | [6 empty] | POINT (902397.9702494573 1244263.346029268) | 4.2 | Wind | 8.1076 | NODEVN0524
10983894801 | generator | [7 empty] | 3.8 MW | wind | horizontal_axis | [6 empty] | POINT (872056.6209593667 1223730.6283571112) | 3.8 | Wind | 7.3355 | NODEVN3963
10983894802 | generator | [7 empty] | 3.8 MW | wind | horizontal_axis | [6 empty] | POINT (872501.3782511638 1223837.055785027) | 3.8 | Wind | 7.3355 | NODEVN3963
10983894803 | generator | [7 empty] | 3.8 MW | wind | horizontal_axis | [6 empty] | POINT (872901.5994479051 1223848.827844905) | 3.8 | Wind | 7.3355 | NODEVN3963
10983894804 | generator | [7 empty] | 3.8 MW | wind | horizontal_axis | [6 empty] | POINT (873325.7934048307 1223894.287093563) | 3.8 | Wind | 7.3355 | NODEVN3963
10983954505 | generator | [7 empty] | 3.8 MW | wind | horizontal_axis | [6 empty] | POINT (873704.610050475 1223989.5216061343) | 3.8 | Wind | 7.3355 | NODEVN3963
10983954506 | generator | [7 empty] | 3.8 MW | wind | horizontal_axis | [6 empty] | POINT (873113.5318909802 1224341.7236421395) | 3.8 | Wind | 7.3355 | NODEVN3963
10983954507 | generator | [7 empty] | 3.8 MW | wind | horizontal_axis | [6 empty] | POINT (871429.1942718665 1223490.935756815) | 3.8 | Wind | 7.3355 | NODEVN3963
10983954508 | generator | [7 empty] | 3.8 MW | wind | horizontal_axis | [6 empty] | POINT (871573.7016941047 1223183.6405745011) | 3.8 | Wind | 7.3355 | NODEVN3963
11104645439 | generator |  |  | HB01-18 |  |  |  |  | 3.8 MW | wind | [7 empty] | POINT (580501.7293611895 1009785.0828410251) | 3.8 | Wind | 7.3355 | NODEVN3606
11104645440 | generator |  |  | HB01-19 |  |  |  |  | 3.8 MW | wind | [7 empty] | POINT (580607.5450677443 1009504.3688175434) | 3.8 | Wind | 7.3355 | NODEVN3606
11104645441 | generator |  |  | HB01-17 |  |  |  |  | 3.8 MW | wind | [7 empty] | POINT (580394.008889579 1010062.9295138858) | 3.8 | Wind | 7.3355 | NODEVN3606
11104645442 | generator |  |  | HB01-16 |  |  |  |  | 3.8 MW | wind | [7 empty] | POINT (580281.1285274831 1010344.6579053419) | 3.8 | Wind | 7.3355 | NODEVN3606
11107390597 | generator |  |  | HB01-15 |  |  |  |  | 3.8 MW | wind | [7 empty] | POINT (580163.7102455827 1010621.6229617356) | 3.8 | Wind | 7.3355 | NODEVN3606
11107390598 | generator |  |  | HB01-14 |  |  |  |  | 3.8 MW | wind | [7 empty] | POINT (580062.1617817421 1010903.1425399553) | 3.8 | Wind | 7.3355 | NODEVN3606
11107390599 | generator |  |  | HB01-07 |  |  |  |  | 3.8 MW | wind | [7 empty] | POINT (579942.6019633951 1011175.5704926932) | 3.8 | Wind | 7.3355 | NODEVN3606
11113280865 | generator |  |  | HB01-05 |  |  |  |  | 3.8 MW | wind | [7 empty] | POINT (579720.3358944546 1011734.3483628266) | 3.8 | Wind | 7.3355 | NODEVN3606
11113280866 | generator |  |  | HB01-03 |  |  |  |  | 3.8 MW | wind | [7 empty] | POINT (579498.4955871595 1012291.8785832083) | 3.8 | Wind | 7.3355 | NODEVN3606
11118782217 | generator |  |  | HB01-06 |  |  |  |  | 3.8 MW | wind | [7 empty] | POINT (579832.7886858906 1011443.0981307842) | 3.8 | Wind | 7.3355 | NODEVN3606
11118782218 | generator |  |  | HB01-04 |  |  |  |  | 3.8 MW | wind | [7 empty] | POINT (579609.0520495332 1012013.3061210993) | 3.8 | Wind | 7.3355 | NODEVN3606
11118782219 | generator |  |  | HB01-02 |  |  |  |  | 3.8 MW | wind | [7 empty] | POINT (579387.521560523 1012571.180172971) | 3.8 | Wind | 7.3355 | NODEVN3606
11118782220 | generator |  |  | HB01-08 |  |  |  |  | 3.8 MW | wind | [7 empty] | POINT (575971.8389615025 1011393.6179809282) | 3.8 | Wind | 7.3355 | NODEVN3455
11118782221 | generator |  |  | HB01-01 |  |  |  |  | 3.8 MW | wind | [7 empty] | POINT (579276.0006643954 1012849.9501699999) | 3.8 | Wind | 7.3355 | NODEVN3606
11121399771 | generator |  |  | HB01-24 |  |  |  |  | 3.8 MW | wind | [7 empty] | POINT (577084.7357367392 1008608.4019393398) | 3.8 | Wind | 7.3355 | NODEVN3606
11133467892 | generator |  |  | HB01-21 |  |  |  |  | 3.8 MW | wind | [7 empty] | POINT (576750.7184845211 1009444.0779271945) | 3.8 | Wind | 7.3355 | NODEVN3606
11133467893 | generator |  |  | HB01-23 |  |  |  |  | 3.8 MW | wind | [7 empty] | POINT (576974.0820006016 1008891.679196224) | 3.8 | Wind | 7.3355 | NODEVN3606
11135552003 | generator |  |  | HB01-12 |  |  |  |  | 3.8 MW | wind | [7 empty] | POINT (576415.189486847 1010278.3599395737) | 3.8 | Wind | 7.3355 | NODEVN3455
11135552004 | generator |  |  | HB01-20 |  |  |  |  | 3.8 MW | wind | [7 empty] | POINT (576637.5334635883 1009731.6630612732) | 3.8 | Wind | 7.3355 | NODEVN3455
11137797475 | generator |  |  | HB01-10 |  |  |  |  | 3.8 MW | wind | [7 empty] | POINT (576193.3792030503 1010836.1485626055) | 3.8 | Wind | 7.3355 | NODEVN3455
11137797476 | generator |  |  | HB01-09 |  |  |  |  | 3.8 MW | wind | [7 empty] | POINT (576082.5265760149 1011114.562356476) | 3.8 | Wind | 7.3355 | NODEVN3455
11137797477 | generator |  |  | HB01-11 |  |  |  |  | 3.8 MW | wind | [7 empty] | POINT (576305.0028135363 1010557.526407222) | 3.8 | Wind | 7.3355 | NODEVN3455
11137797478 | generator |  |  | HB01-13 |  |  |  |  | 3.8 MW | wind | [7 empty] | POINT (576529.1337539963 1010005.7907000849) | 3.8 | Wind | 7.3355 | NODEVN3455
11137797479 | generator |  |  | HB01-22 |  |  |  |  | 3.8 MW | wind | [7 empty] | POINT (576859.610887208 1009166.6457567015) | 3.8 | Wind | 7.3355 | NODEVN3606
11140294369 | generator |  |  | HB02-05 |  |  |  |  | 3.8 MW | wind | [7 empty] | POINT (570020.9995333214 1006901.3519816123) | 3.8 | Wind | 7.3355 | NODEVN3455
11140294370 | generator |  |  | HB02-07 |  |  |  |  | 3.8 MW | wind | [7 empty] | POINT (570317.2885415035 1006262.0363274902) | 3.8 | Wind | 7.3355 | NODEVN3455
11140294371 | generator |  |  | HB02-06 |  |  |  |  | 3.8 MW | wind | [7 empty] | POINT (570165.1767176008 1006599.9411817862) | 3.8 | Wind | 7.3355 | NODEVN3455
11140294372 | generator |  |  | HB02-04 |  |  |  |  | 3.8 MW | wind | [7 empty] | POINT (569868.925613726 1007226.5870732784) | 3.8 | Wind | 7.3355 | NODEVN3455
11140294373 | generator |  |  | HB02-03 |  |  |  |  | 3.8 MW | wind | [7 empty] | POINT (569720.7649324317 1007539.8884984388) | 3.8 | Wind | 7.3355 | NODEVN3455
11140303098 | generator |  |  | HB02-02 |  |  |  |  | 3.8 MW | wind | [7 empty] | POINT (569572.6394129792 1007853.1904221021) | 3.8 | Wind | 7.3355 | NODEVN3455
11140303099 | generator |  |  | HB02-01 |  |  |  |  | 3.8 MW | wind | [7 empty] | POINT (569424.5160903785 1008166.4927868493) | 3.8 | Wind | 7.3355 | NODEVN3455
11140463145 | generator |  |  | HB02-13 |  |  |  |  | 3.8 MW | wind | [7 empty] | POINT (567453.682381635 1005222.5302686894) | 3.8 | Wind | 7.3355 | NODEVN3876
11140463146 | generator |  |  | HB02-12 |  |  |  |  | 3.8 MW | wind | [7 empty] | POINT (567308.4512895151 1005520.3655426701) | 3.8 | Wind | 7.3355 | NODEVN3876
11140463147 | generator |  |  | HB02-11 |  |  |  |  | 3.8 MW | wind | [7 empty] | POINT (567163.5614326933 1005812.5630472017) | 3.8 | Wind | 7.3355 | NODEVN3876
11140463148 | generator |  |  | HB02-10 |  |  |  |  | 3.8 MW | wind | [7 empty] | POINT (567021.0768155864 1006113.2784650516) | 3.8 | Wind | 7.3355 | NODEVN3876
11140463149 | generator |  |  | HB02-09 |  |  |  |  | 3.8 MW | wind | [7 empty] | POINT (566880.4723653223 1006408.0269901673) | 3.8 | Wind | 7.3355 | NODEVN3876
11140463150 | generator |  |  | HB02-08 |  |  |  |  | 3.8 MW | wind | [7 empty] | POINT (566741.2898841673 1006707.864249491) | 3.8 | Wind | 7.3355 | NODEVN3876
11436663294 | generator |  |  | HH16 |  |  |  |  | 3.x MW | wind | horizontal_axis | [6 empty] | POINT (688554.8595987298 1833275.7677518444) | 3 | Wind | 5.7912 | NODEVN3573
11436663295 | generator |  |  | HH15 |  |  |  |  | 3.x MW | wind | horizontal_axis | [6 empty] | POINT (689027.1647596875 1834093.835069783) | 3 | Wind | 5.7912 | NODEVN1465
11436663296 | generator |  |  | HH14 |  |  |  |  | 3.x MW | wind | horizontal_axis | [6 empty] | POINT (689512.4359696057 1833876.7652819932) | 3 | Wind | 5.7912 | NODEVN1465
11436663297 | generator |  |  | HH13 |  |  |  |  | 3.x MW | wind | horizontal_axis | [6 empty] | POINT (689552.8592913405 1835958.5816606283) | 3 | Wind | 5.7912 | NODEVN1465
11436663298 | generator |  |  | HH12 |  |  |  |  | 3.x MW | wind | horizontal_axis | [6 empty] | POINT (689735.7312784547 1835673.61191575) | 3 | Wind | 5.7912 | NODEVN1465
11436663299 | generator |  |  | HH11 |  |  |  |  | 3.x MW | wind | horizontal_axis | [6 empty] | POINT (688422.4796824448 1836496.9601228451) | 3 | Wind | 5.7912 | NODEVN1465
11436663300 | generator |  |  | HH10 |  |  |  |  | 3.x MW | wind | horizontal_axis | [6 empty] | POINT (689495.5502841538 1834718.6125363952) | 3 | Wind | 5.7912 | NODEVN1465
11436663301 | generator |  |  | HH09 |  |  |  |  | 3.x MW | wind | horizontal_axis | [6 empty] | POINT (689317.0428760021 1835024.9833056682) | 3 | Wind | 5.7912 | NODEVN1465
11436663302 | generator |  |  | HH08 |  |  |  |  | 3.x MW | wind | horizontal_axis | [6 empty] | POINT (689140.2064653065 1835238.226712831) | 3 | Wind | 5.7912 | NODEVN1465
11436663303 | generator |  |  | HH07 |  |  |  |  | 3.x MW | wind | horizontal_axis | [6 empty] | POINT (689358.2241013859 1836234.7604385605) | 3 | Wind | 5.7912 | NODEVN1465
11436663304 | generator |  |  | HH06 |  |  |  |  | 3.x MW | wind | horizontal_axis | [6 empty] | POINT (688999.4875142847 1836237.862462107) | 3 | Wind | 5.7912 | NODEVN1465
11436663305 | generator |  |  | HH05 |  |  |  |  | 3.x MW | wind | horizontal_axis | [6 empty] | POINT (688758.2023686288 1836327.0595660147) | 3 | Wind | 5.7912 | NODEVN1465
11436663306 | generator |  |  | HH04 |  |  |  |  | 3.x MW | wind | horizontal_axis | [6 empty] | POINT (689236.5222860153 1833928.389649148) | 3 | Wind | 5.7912 | NODEVN1465
11436663307 | generator |  |  | HH03 |  |  |  |  | 3.x MW | wind | horizontal_axis | [6 empty] | POINT (688010.1569055386 1836489.147486675) | 3 | Wind | 5.7912 | NODEVN1465
11436663308 | generator |  |  | HH01 |  |  |  |  | 3.x MW | wind | horizontal_axis | [6 empty] | POINT (687304.1046764263 1836539.4278674312) | 3 | Wind | 5.7912 | NODEVN1465
11436677944 | generator |  |  | HH02 |  |  |  |  | 3.x MW | wind | horizontal_axis | [6 empty] | POINT (687615.5702326943 1836498.4314178259) | 3 | Wind | 5.7912 | NODEVN1465
11436727204 | generator |  |  | TT16 |  |  |  |  | 3.x MW | wind | horizontal_axis | [6 empty] | POINT (686713.0199288975 1833277.0340940706) | 3 | Wind | 5.7912 | NODEVN3573
11436727205 | generator |  |  | TT15 |  |  |  |  | 3.x MW | wind | horizontal_axis | [6 empty] | POINT (686537.8802432235 1833506.8576702725) | 3 | Wind | 5.7912 | NODEVN3573
11436727206 | generator |  |  | TT14 |  |  |  |  | 3.x MW | wind | horizontal_axis | [6 empty] | POINT (686336.1695531885 1833686.3055749189) | 3 | Wind | 5.7912 | NODEVN3573
11436727207 | generator |  |  | TT13 |  |  |  |  | 3.x MW | wind | horizontal_axis | [6 empty] | POINT (686089.5668784209 1833870.1127502786) | 3 | Wind | 5.7912 | NODEVN3573
11436727208 | generator |  |  | TT12 |  |  |  |  | 3.x MW | wind | horizontal_axis | [6 empty] | POINT (685737.0774338515 1833960.0946130494) | 3 | Wind | 5.7912 | NODEVN3573
11436727209 | generator |  |  | TT11 |  |  |  |  | 3.x MW | wind | horizontal_axis | [6 empty] | POINT (686676.2946480641 1834219.8196376672) | 3 | Wind | 5.7912 | NODEVN3573
11436727210 | generator |  |  | TT10 |  |  |  |  | 3.x MW | wind | horizontal_axis | [6 empty] | POINT (686936.457918725 1834056.324086572) | 3 | Wind | 5.7912 | NODEVN3573
11436727211 | generator |  |  | TT09 |  |  |  |  | 3.x MW | wind | horizontal_axis | [6 empty] | POINT (687112.8426500178 1833822.1319152494) | 3 | Wind | 5.7912 | NODEVN3573
11436727212 | generator |  |  | TT08 |  |  |  |  | 3.x MW | wind | horizontal_axis | [6 empty] | POINT (687244.552418393 1833572.2663517292) | 3 | Wind | 5.7912 | NODEVN3573
11436727213 | generator |  |  | TT07 |  |  |  |  | 3.x MW | wind | horizontal_axis | [6 empty] | POINT (687429.8897865558 1833324.4752000535) | 3 | Wind | 5.7912 | NODEVN3573
11436727214 | generator |  |  | TT06 |  |  |  |  | 3.x MW | wind | horizontal_axis | [6 empty] | POINT (687925.3669765721 1833087.2167228782) | 3 | Wind | 5.7912 | NODEVN3573
11436727215 | generator |  |  | TT05 |  |  |  |  | 3.x MW | wind | horizontal_axis | [6 empty] | POINT (687778.6866601808 1833980.6440478018) | 3 | Wind | 5.7912 | NODEVN3573
11436727216 | generator |  |  | TT04 |  |  |  |  | 3.x MW | wind | horizontal_axis | [6 empty] | POINT (687973.0007895596 1833882.7540757137) | 3 | Wind | 5.7912 | NODEVN3573
11436727217 | generator |  |  | TT03 |  |  |  |  | 3.x MW | wind | horizontal_axis | [6 empty] | POINT (688254.7333541755 1833644.6029923854) | 3 | Wind | 5.7912 | NODEVN3573
11436727218 | generator |  |  | TT02 |  |  |  |  | 3.x MW | wind | horizontal_axis | [6 empty] | POINT (688455.2368630886 1833486.797373195) | 3 | Wind | 5.7912 | NODEVN3573
11761566726 | generator |  |  | TURBINE 01 - NHON HOI 1 WPP |  |  |  |  | 5 MW | wind | horizontal_axis | [6 empty] | POINT (962460.7766484399 1536921.7628506618) | 5 | Wind | 9.652 | NODEVN3368b
11761566727 | generator |  |  | TURBINE 02 - NHON HOI 1 WPP |  |  |  |  | 5 MW | wind | horizontal_axis | [6 empty] | POINT (962612.017059024 1536678.986055744) | 5 | Wind | 9.652 | NODEVN3368b
11761566728 | generator |  |  | TURBINE 03 - NHON HOI 1 WPP |  |  |  |  | 5 MW | wind | horizontal_axis | [6 empty] | POINT (962878.798518246 1536547.0894882244) | 5 | Wind | 9.652 | NODEVN3368b
11761566729 | generator |  |  | TURBINE 04 - NHON HOI 1 WPP |  |  |  |  | 5 MW | wind | horizontal_axis | [6 empty] | POINT (963126.587954684 1536432.0998830188) | 5 | Wind | 9.652 | NODEVN3368b
11761566730 | generator |  |  | TURBINE 05 - NHON HOI 1 WPP |  |  |  |  | 5 MW | wind | horizontal_axis | [6 empty] | POINT (963398.1916712506 1536403.7906726315) | 5 | Wind | 9.652 | NODEVN3368b
11761566731 | generator |  |  | TURBINE 07 - NHON HOI 2 WPP |  |  |  |  | 5 MW | wind | horizontal_axis | [6 empty] | POINT (963206.2004437614 1535566.9693968499) | 5 | Wind | 9.652 | NODEVN3368b
11761566732 | generator |  |  | TURBINE 08 - NHON HOI 2 WPP |  |  |  |  | 5 MW | wind | horizontal_axis | [6 empty] | POINT (963347.2471565909 1535074.4947037832) | 5 | Wind | 9.652 | NODEVN3368b
11761566733 | generator |  |  | TURBINE 09 - NHON HOI 2 WPP |  |  |  |  | 5 MW | wind | horizontal_axis | [6 empty] | POINT (963486.6188470739 1534377.6014557076) | 5 | Wind | 9.652 | NODEVN3368b
11761566734 | generator |  |  | TURBINE 10 - NHON HOI 2 WPP |  |  |  |  | 5 MW | wind | horizontal_axis | [6 empty] | POINT (964086.2177367774 1534163.1960174541) | 5 | Wind | 9.652 | NODEVN3368b
11761566735 | generator |  |  | TURBINE 12 - NHON HOI 2 WPP |  |  |  |  | 5 MW | wind | horizontal_axis | [6 empty] | POINT (964248.9337519528 1533476.9218578716) | 5 | Wind | 9.652 | NODEVN3368b
11761566736 | generator |  |  | TURBINE 13 - NHON HOI 2 WPP |  |  |  |  | 5 MW | wind | horizontal_axis | [6 empty] | POINT (964444.6368471468 1533001.7170760385) | 5 | Wind | 9.652 | NODEVN3368b
11761566737 | generator |  |  | TURBINE 14 - NHON HOI 2 WPP |  |  |  |  | 5 MW | wind | horizontal_axis | [6 empty] | POINT (964145.0735961634 1532766.13405768) | 5 | Wind | 9.652 | NODEVN3368b
11826267478 | generator | [7 empty] | 4 MW | wind | horizontal_axis | [6 empty] | POINT (939888.4001192362 1297085.3153317007) | 4 | Wind | 7.7216 | NODEVN3935b
11829009429 | generator | [7 empty] | 4.2 MW | wind | horizontal_axis | [6 empty] | POINT (922248.5362976943 1274628.3403083375) | 4.2 | Wind | 8.1076 | NODEVN3944
11829009430 | generator | [7 empty] | 4.2 MW | wind | horizontal_axis | [6 empty] | POINT (922327.5326869127 1276291.0475612916) | 4.2 | Wind | 8.1076 | NODEVN2769
11829009431 | generator | [7 empty] | 4.2 MW | wind | horizontal_axis | [6 empty] | POINT (922574.5683068156 1276103.594066985) | 4.2 | Wind | 8.1076 | NODEVN2769
11829009432 | generator | [7 empty] | 4.2 MW | wind | horizontal_axis | [6 empty] | POINT (922682.0684805777 1275827.5978411864) | 4.2 | Wind | 8.1076 | NODEVN2769
11829009433 | generator | [7 empty] | 4.2 MW | wind | horizontal_axis | [6 empty] | POINT (922621.712343788 1275391.6123130622) | 4.2 | Wind | 8.1076 | NODEVN2769
11830413474 | generator | [7 empty] | 4.2 MW | wind | horizontal_axis | [6 empty] | POINT (921906.9597441932 1275152.1401887217) | 4.2 | Wind | 8.1076 | NODEVN3944
11830413475 | generator | [7 empty] | 4.2 MW | wind | horizontal_axis | [6 empty] | POINT (922209.0911913454 1275162.0342226217) | 4.2 | Wind | 8.1076 | NODEVN3944
11830413476 | generator | [7 empty] | 4.2 MW | wind | horizontal_axis | [6 empty] | POINT (922294.9278172627 1275655.0274281548) | 4.2 | Wind | 8.1076 | NODEVN2769
12189258162 | generator | [7 empty] | 5.3 MW | wind | horizontal_axis | [6 empty] | POINT (862892.6851802198 1220974.6792088975) | 5.3 | Wind | 10.2311 | NODEVN3963
12189258163 | generator | [7 empty] | 5.3 MW | wind | horizontal_axis | [6 empty] | POINT (862953.1659515132 1220655.7587632355) | 5.3 | Wind | 10.2311 | NODEVN3963
12189258164 | generator | [7 empty] | 5.3 MW | wind | horizontal_axis | [6 empty] | POINT (863003.0716732654 1220337.3078283537) | 5.3 | Wind | 10.2311 | NODEVN3963
12189258165 | generator | [7 empty] | 5.3 MW | wind | horizontal_axis | [6 empty] | POINT (863040.2761447325 1219998.8901944025) | 5.3 | Wind | 10.2311 | NODEVN3963
12199322222 | plant |  |  | Thủy điện Thượng Kon Tum |  | 220 MW | hydro | [5 empty] | underground |  |  |  |  | POINT (863895.6143212529 1640313.2344078107) | 220 | Hydro | 786.1307 | NODEVN0200
12199322912 | plant |  |  | Nhà máy thủy điện Hoà Bình |  | 1920 MW | hydro | [5 empty] | underground |  |  |  | -1 | POINT (533619.7819251799 2301383.360522273) | 1920 | Hydro | 6860.7774 | NODEVN4025
12199323775 | generator | [7 empty] | 4.5 MW | wind | horizontal_axis | [6 empty] | POINT (837334.7269046569 1539799.3228883524) | 4.5 | Wind | 8.6868 | NODEVN2837
12199323776 | generator | [7 empty] | 4.5 MW | wind | horizontal_axis | [6 empty] | POINT (837693.1006066358 1539557.7592284472) | 4.5 | Wind | 8.6868 | NODEVN2837
12199323777 | generator | [7 empty] | 4.5 MW | wind | horizontal_axis | [6 empty] | POINT (837929.155596497 1539217.1133387901) | 4.5 | Wind | 8.6868 | NODEVN2837
12199323778 | generator | [7 empty] | 4.5 MW | wind | horizontal_axis | [6 empty] | POINT (837163.7940872207 1538713.3700983217) | 4.5 | Wind | 8.6868 | NODEVN2837
12199323779 | generator | [7 empty] | 4.5 MW | wind | horizontal_axis | [6 empty] | POINT (837132.1197651657 1538295.3823624358) | 4.5 | Wind | 8.6868 | NODEVN2837
12199323780 | generator | [7 empty] | 4.5 MW | wind | horizontal_axis | [6 empty] | POINT (837303.8034762747 1537905.9957962532) | 4.5 | Wind | 8.6868 | NODEVN2837
12199323781 | generator | [7 empty] | 4.5 MW | wind | horizontal_axis | [6 empty] | POINT (838947.6713890503 1536976.4174071425) | 4.5 | Wind | 8.6868 | NODEVN2837
12199323782 | generator | [7 empty] | 4.5 MW | wind | horizontal_axis | [6 empty] | POINT (838379.939598511 1537332.343348737) | 4.5 | Wind | 8.6868 | NODEVN2837
12199323783 | generator | [7 empty] | 4.5 MW | wind | horizontal_axis | [6 empty] | POINT (838462.709873069 1537836.4038537964) | 4.5 | Wind | 8.6868 | NODEVN2837
12199323784 | generator | [7 empty] | 4.5 MW | wind | horizontal_axis | [6 empty] | POINT (838694.7165544848 1538468.140514576) | 4.5 | Wind | 8.6868 | NODEVN2837
12199323785 | generator | [7 empty] | 4.5 MW | wind | horizontal_axis | [6 empty] | POINT (840557.9194087489 1539259.8247057216) | 4.5 | Wind | 8.6868 | NODEVN2837
12199323786 | generator | [7 empty] | 4.5 MW | wind | horizontal_axis | [6 empty] | POINT (840886.8930019166 1538963.1024772197) | 4.5 | Wind | 8.6868 | NODEVN2837
12199323787 | generator | [7 empty] | 4.5 MW | wind | horizontal_axis | [6 empty] | POINT (841640.4340107604 1538953.4721592066) | 4.5 | Wind | 8.6868 | NODEVN2837
12199323788 | generator | [7 empty] | 4.5 MW | wind | horizontal_axis | [6 empty] | POINT (841571.7226200529 1538532.667131091) | 4.5 | Wind | 8.6868 | NODEVN2837
12199323789 | generator | [7 empty] | 4.5 MW | wind | horizontal_axis | [6 empty] | POINT (840754.8946354432 1538498.7770531785) | 4.5 | Wind | 8.6868 | NODEVN2837
12199323790 | generator | [7 empty] | 4.5 MW | wind | horizontal_axis | [6 empty] | POINT (840601.5106153062 1538026.0852321282) | 4.5 | Wind | 8.6868 | NODEVN2837
12199323791 | generator | [7 empty] | 4.5 MW | wind | horizontal_axis | [6 empty] | POINT (841085.0440196025 1537850.7854569722) | 4.5 | Wind | 8.6868 | NODEVN2837
12199323792 | generator | [7 empty] | 4.5 MW | wind | horizontal_axis | [6 empty] | POINT (840827.9836477083 1537053.9802538776) | 4.5 | Wind | 8.6868 | NODEVN2837
12199323793 | generator | [7 empty] | 4.5 MW | wind | horizontal_axis | [6 empty] | POINT (839960.5870471683 1535699.953360166) | 4.5 | Wind | 8.6868 | NODEVN2837
12199323794 | generator | [7 empty] | 4.5 MW | wind | horizontal_axis | [6 empty] | POINT (839778.3663917438 1536048.280055328) | 4.5 | Wind | 8.6868 | NODEVN2837
12199323795 | generator | [7 empty] | 4.5 MW | wind | horizontal_axis | [6 empty] | POINT (839293.8412090135 1536254.1777571195) | 4.5 | Wind | 8.6868 | NODEVN2837
12199323796 | generator | [7 empty] | 4.5 MW | wind | horizontal_axis | [6 empty] | POINT (839699.4469012234 1536927.473580602) | 4.5 | Wind | 8.6868 | NODEVN2837
12199323797 | generator | [7 empty] | 4.5 MW | wind | horizontal_axis | [6 empty] | POINT (839732.546609393 1537411.2842788359) | 4.5 | Wind | 8.6868 | NODEVN2837
12199323798 | generator | [7 empty] | 4.5 MW | wind | horizontal_axis | [6 empty] | POINT (839319.7137229925 1537905.3468638263) | 4.5 | Wind | 8.6868 | NODEVN2837
12199323799 | generator | [7 empty] | 4.5 MW | wind | horizontal_axis | [6 empty] | POINT (839618.9771637605 1538541.4496835645) | 4.5 | Wind | 8.6868 | NODEVN2837
12199323800 | generator | [7 empty] | 4.5 MW | wind | horizontal_axis | [6 empty] | POINT (839649.3618132733 1538966.3554305346) | 4.5 | Wind | 8.6868 | NODEVN2837
12199323801 | generator | [7 empty] | 4.5 MW | wind | horizontal_axis | [6 empty] | POINT (838086.5082653526 1540582.5931686598) | 4.5 | Wind | 8.6868 | NODEVN0225
12199323802 | generator | [7 empty] | 4.5 MW | wind | horizontal_axis | [6 empty] | POINT (838412.0603638442 1540365.4081951054) | 4.5 | Wind | 8.6868 | NODEVN0225
12199323803 | generator | [7 empty] | 4.5 MW | wind | horizontal_axis | [6 empty] | POINT (838742.225545939 1540018.5193793487) | 4.5 | Wind | 8.6868 | NODEVN2837
12199323804 | generator | [7 empty] | 4.5 MW | wind | horizontal_axis | [6 empty] | POINT (839463.1715667701 1539440.5957738506) | 4.5 | Wind | 8.6868 | NODEVN2837
12199323805 | generator | [7 empty] | 4.5 MW | wind | horizontal_axis | [6 empty] | POINT (838984.2548462385 1539666.4291775702) | 4.5 | Wind | 8.6868 | NODEVN2837
12222780833 | generator | [7 empty] | 4 MW | wind | horizontal_axis | [6 empty] | POINT (656870.6686517128 1051016.8740688653) | 4 | Wind | 7.7216 | NODEVN3472
12222780834 | generator | [7 empty] | 4 MW | wind | horizontal_axis | [6 empty] | POINT (656758.8553704077 1051278.5566735263) | 4 | Wind | 7.7216 | NODEVN3472
12222780835 | generator | [7 empty] | 4 MW | wind | horizontal_axis | [6 empty] | POINT (656656.4755733965 1051542.611790718) | 4 | Wind | 7.7216 | NODEVN3472
12222780836 | generator | [7 empty] | 4 MW | wind | horizontal_axis | [6 empty] | POINT (656544.6469699421 1051811.3062895876) | 4 | Wind | 7.7216 | NODEVN3472
12222780837 | generator | [7 empty] | 4 MW | wind | horizontal_axis | [6 empty] | POINT (656444.6369845262 1052068.3375313329) | 4 | Wind | 7.7216 | NODEVN3472
12222780838 | generator | [7 empty] | 4 MW | wind | horizontal_axis | [6 empty] | POINT (656349.3199907427 1052332.4219889084) | 4 | Wind | 7.7216 | NODEVN3472
12222780839 | generator | [7 empty] | 4 MW | wind | horizontal_axis | [6 empty] | POINT (656244.6134270983 1052589.4341068324) | 4 | Wind | 7.7216 | NODEVN3472
12222780840 | generator | [7 empty] | 4 MW | wind | horizontal_axis | [6 empty] | POINT (656149.3563406421 1052839.4734466854) | 4 | Wind | 7.7216 | NODEVN3472
12222780841 | generator | [7 empty] | 4 MW | wind | horizontal_axis | [6 empty] | POINT (656044.6026316267 1053105.8529466733) | 4 | Wind | 7.7216 | NODEVN3472
12222780842 | generator | [7 empty] | 4 MW | wind | horizontal_axis | [6 empty] | POINT (659944.0193996656 1051834.8009680829) | 4 | Wind | 7.7216 | NODEVN3472
12222780843 | generator | [7 empty] | 4 MW | wind | horizontal_axis | [6 empty] | POINT (659832.0584572939 1052129.2355474685) | 4 | Wind | 7.7216 | NODEVN3472
12222780844 | generator | [7 empty] | 4 MW | wind | horizontal_axis | [6 empty] | POINT (659717.7877093086 1052411.9483854526) | 4 | Wind | 7.7216 | NODEVN3472
12222780845 | generator | [7 empty] | 4 MW | wind | horizontal_axis | [6 empty] | POINT (659598.7790249392 1052701.675377215) | 4 | Wind | 7.7216 | NODEVN3472
12222780846 | generator | [7 empty] | 4 MW | wind | horizontal_axis | [6 empty] | POINT (659484.5111630401 1052984.3884807022) | 4 | Wind | 7.7216 | NODEVN3472
12222780847 | generator | [7 empty] | 4 MW | wind | horizontal_axis | [6 empty] | POINT (659374.8869081473 1053285.845120411) | 4 | Wind | 7.7216 | NODEVN3472
12222780848 | generator | [7 empty] | 4 MW | wind | horizontal_axis | [6 empty] | POINT (659258.2627324623 1053570.882156532) | 4 | Wind | 7.7216 | NODEVN3472
12222780849 | generator | [7 empty] | 4 MW | wind | horizontal_axis | [6 empty] | POINT (659139.2502667584 1053862.9321688174) | 4 | Wind | 7.7216 | NODEVN3472
12222780850 | generator | [7 empty] | 4 MW | wind | horizontal_axis | [6 empty] | POINT (662545.0692928407 1052896.7111995216) | 4 | Wind | 7.7216 | NODEVN3472
12222780851 | generator | [7 empty] | 4 MW | wind | horizontal_axis | [6 empty] | POINT (662433.1879605289 1053165.3831145691) | 4 | Wind | 7.7216 | NODEVN3472
12222780852 | generator | [7 empty] | 4 MW | wind | horizontal_axis | [6 empty] | POINT (662333.0688727738 1053441.1283525017) | 4 | Wind | 7.7216 | NODEVN3472
12222780853 | generator | [7 empty] | 4 MW | wind | horizontal_axis | [6 empty] | POINT (662218.8517119245 1053709.7905055285) | 4 | Wind | 7.7216 | NODEVN3472
12222780854 | generator | [7 empty] | 4 MW | wind | horizontal_axis | [6 empty] | POINT (662106.9743025112 1053978.4627764877) | 4 | Wind | 7.7216 | NODEVN3472
12222780855 | generator | [7 empty] | 4 MW | wind | horizontal_axis | [6 empty] | POINT (662013.9489260286 1054249.5492314117) | 4 | Wind | 7.7216 | NODEVN3472
12222780856 | generator | [7 empty] | 4 MW | wind | horizontal_axis | [6 empty] | POINT (661897.3654171895 1054520.5352352085) | 4 | Wind | 7.7216 | NODEVN3472
12222780857 | generator | [7 empty] | 4 MW | wind | horizontal_axis | [6 empty] | POINT (661799.6317384229 1054789.257096083) | 4 | Wind | 7.7216 | NODEVN3472
12222790530 | generator | [7 empty] | 2.35 MW | wind | horizontal_axis | [6 empty] | POINT (937827.7811719296 1294618.6946923356) | 2.35 | Wind | 4.5364 | NODEVN3364b
12222790534 | generator | [7 empty] | 4 MW | wind | horizontal_axis | [6 empty] | POINT (941013.378481434 1299796.4790299418) | 4 | Wind | 7.7216 | NODEVN3935b
12222790535 | generator | [7 empty] | 4 MW | wind | horizontal_axis | [6 empty] | POINT (941238.1617605963 1298590.3612222825) | 4 | Wind | 7.7216 | NODEVN3935b
12222790536 | generator | [7 empty] | 4 MW | wind | horizontal_axis | [6 empty] | POINT (940859.986368086 1298603.5648471562) | 4 | Wind | 7.7216 | NODEVN3935b
11322122 | plant |  |  | Nhà máy Nhiệt điện Cà Mau |  | 1500 MW | gas | combustion | [9 empty] | MULTIPOLYGON (((506827.59288871253 1021324.9520370587, 506810.1282081778 1021324.8937194289, 506570.86207652855 1021324.1453029378, 506536.84439242614 1021324.0401121551, 506487.16341719794 1021323.8770760729, 506485.3326431891 1021899.6224680874, 506825.75711268256 1021900.6974457423, 506826.23384295637 1021749.2430857796, 506827.59288871253 1021324.9520370587)), ((506936.92333009443 1021229.7138319027, 506937.37558106286 1021094.8212132141, 506858.8719287158 1021094.5641714656, 506859.5321750034 1020899.3618233821, 506601.996737684 1020898.4994840826, 506600.88667890406 1021228.5944429331, 506610.91516433633 1021228.6293005187, 506809.99103978055 1021229.2935638687, 506936.92333009443 1021229.7138319027))) | 1500 | Gas | 4211.2 | NODEVN3361
11987043 | plant |  |  | Nhà máy điện mặt trời Trung Nam Thuận Nam |  | 450 MW | solar | photovoltaic | [9 empty] | MULTIPOLYGON (((918584.6355508042 1264976.1991736626, 918743.5344433245 1265376.906524144, 918884.8242317683 1265778.5347479875, 919052.3013714337 1266062.796048666, 918969.5119871065 1266114.13723015, 919104.3815890135 1266380.4781765703, 919181.2573583575 1266685.679492546, 919318.0060307317 1266987.0129552642, 919795.9425808848 1266769.6244923205, 920120.9235663977 1266764.6255940674, 920116.8230710644 1266280.9188532669, 920152.2758440352 1265821.0348942445, 920281.302529183 1265821.5911169637, 920749.1608157746 1265922.2334276126, 920854.0637592619 1266235.974723298, 920914.8045951638 1266430.255048105, 920992.2229512952 1266606.106578033, 921276.833728208 1267076.0919300169, 921021.2114956431 1267070.335118937, 921023.3459448132 1267261.4946799884, 920929.6196340902 1267253.2484900723, 920931.193335607 1267486.3591915942, 920940.7407941425 1267649.6452192918, 920774.2110372051 1267647.4187575916, 920717.2949087152 1267693.2714079907, 920727.824709308 1268133.9344252807, 920578.2278239907 1268269.4472474845, 920496.7971881129 1268394.2125523526, 920471.6273265074 1268522.068266728, 920507.5935767387 1268639.0934529123, 920402.0190591372 1268640.0095029022, 920533.9138412242 1268951.7525781393, 920073.3187379085 1269013.1884954206, 919789.7673596621 1268464.020972087, 919766.1352048931 1268477.6917181143, 919762.3859375608 1268582.515288744, 919645.114964059 1268580.9505088152, 919607.4794101436 1268412.6376436453, 919445.4073899296 1268429.1280443575, 919386.3822493607 1268633.4438986024, 919221.9820631787 1268647.5655841387, 919251.5144548202 1268720.2055885782, 919580.740080822 1269186.0701579938, 919601.7698622642 1269368.1477774982, 919723.9919886244 1269525.9318282027, 919961.6795247791 1270170.0314082538, 919868.0563710877 1270154.793799784, 919782.6551171278 1270051.1060636195, 919625.642298924 1270039.6881342384, 919557.2167406713 1269894.2698571747, 919376.6547703441 1269889.532051749, 919289.1057555608 1269946.6351500982, 919209.1867786547 1269959.5436952636, 919131.0096213282 1269664.849697679, 919077.7855797512 1269610.5342514059, 918997.0490262955 1269332.1094714915, 919075.7485496746 1269235.2786724686, 919203.2644114255 1269171.7143495318, 919037.0252990241 1268796.597364567, 918953.262019874 1268569.4005290838, 918864.0131227687 1268577.532201727, 918745.6150827168 1267955.986035927, 918972.9418862426 1267795.8678434195, 918905.063538165 1267608.5032932414, 918464.1970355997 1266714.6129986923, 918421.613220274 1266564.8683217752, 918407.0844515786 1266245.3496837926, 918189.204542408 1265869.5277926994, 918284.3245765094 1265772.8888513823, 918090.0513028649 1265385.7128801576, 918363.6552478443 1265275.127298309, 918269.9035221788 1265092.067856615, 918584.6355508042 1264976.1991736626)), ((919489.7221224707 1265541.822370055, 919731.7615346856 1266040.362927724, 919627.433922245 1266211.461104648, 919377.5592804698 1266213.9643027717, 919424.7060848931 1266108.5328881305, 919243.9433896659 1265588.668191715, 919364.3237230782 1265533.161353159, 919489.7221224707 1265541.822370055)), ((919684.9117175334 1265594.5345818445, 919866.6782126627 1265510.7106586553, 920021.1015987003 1265893.8721356236, 919798.1440595818 1265900.2336141237, 919671.9259705652 1265688.7731708142, 919684.9117175334 1265594.5345818445)), ((919885.0753041812 1265185.7957277028, 919842.7959872012 1265189.887557147, 919723.7686148953 1264966.8648441017, 919613.4675759184 1264792.9103769094, 919405.0419344933 1264058.2011599946, 919576.8356043512 1264018.5258280754, 920003.9188345168 1264893.6699032136, 919843.712662763 1264900.857850795, 919937.9224346026 1265181.246194552, 919885.0753041812 1265185.7957277028))) | 450 | Solar | 677.1077 | NODEVN2711
15912517 | plant |  |  | Nhà máy Điện mặt trời Lộc Ninh 1-2-3 |  | 550 MW | solar | [10 empty] | MULTIPOLYGON (((658535.3285180442 1320340.4408670743, 658547.513003171 1320355.6036802155, 658562.3393934865 1320369.6078907496, 658574.8395201084 1320382.7370896342, 658584.1279615083 1320393.5265176438, 658599.5238862357 1320408.9938455753, 658612.3172945643 1320422.2684047746, 658627.2836403043 1320436.5720484853, 658642.9843012544 1320450.0057184922, 658660.4432602491 1320464.6100943966, 658674.9754161238 1320478.6238872262, 658689.2059190184 1320494.0740775117, 658704.7450190305 1320511.289921482, 658719.9893320809 1320528.636960098, 658730.3014747215 1320539.4318359727, 658746.5695571322 1320556.7842825612, 658763.2810834292 1320574.7253280613, 658779.5475543521 1320592.376445838, 658789.8428729371 1320606.3569318294, 658802.3143114647 1320622.8266321358, 658810.7091346142 1320637.8147615353, 658817.6520712983 1320651.3572673474, 658828.3822501146 1320665.4838606603, 658838.6866115557 1320677.7388444412, 658849.1397138274 1320690.7025441912, 658859.4302999736 1320705.5679474056, 658869.4408466849 1320719.8345656574, 658878.4143082922 1320734.5492380236, 658890.6147674595 1320748.6836115648, 658904.4360790597 1320759.065671182, 658920.5828353151 1320770.4665842573, 658932.4982911539 1320782.8739027013, 658942.2114580437 1320795.6899454817, 658949.4491782135 1320809.0791901895, 658952.7233417463 1320824.3390283799, 658955.2702691808 1320841.1878696003, 658963.3157472947 1320866.6272154963, 658968.9254120492 1320883.0608206426, 658975.6981698808 1320899.9319566586, 658984.3899187916 1320914.346532191, 658998.0504498612 1320928.3448706737, 659012.1456523996 1320940.4650766626, 659023.624586245 1320953.0139400875, 659032.4217546289 1320963.9558186512, 659041.6096035996 1320975.1652355257, 659051.3259507266 1320985.2934304443, 659062.4097211871 1320994.289525012, 659082.4354469359 1321011.5514325553, 659095.0587008246 1321021.8940956704, 659106.7545488095 1321032.541587239, 659120.245353187 1321043.5967722095, 659130.7987691774 1321049.8911197577, 659141.2553859544 1321055.9526713272, 659149.638560414 1321062.7775730062, 659158.1779148839 1321070.9638525734, 659166.2466015711 1321079.5901044216, 659176.4959631213 1321089.831779008, 659184.4474061865 1321097.9707168406, 659196.1188766145 1321107.036344279, 659213.2199150485 1321119.172546547, 659231.5679248441 1321130.297702241, 659248.027308892 1321138.1276571087, 659262.9538787134 1321145.4075121952, 659279.7807450382 1321153.7703755593, 659295.0141280324 1321160.697905882, 659308.2251186843 1321166.9731913677, 659321.7401955938 1321175.4734309393, 659336.7610220304 1321185.519173703, 659352.54059057 1321194.1973252886, 659364.5563252486 1321199.9353706029, 659385.6312592243 1321208.221217161, 659397.1897841692 1321213.9126128287, 659405.9281697369 1321219.4563563636, 659435.4913779501 1321237.3220749088, 659447.0794003592 1321245.6683839126, 659456.012230618 1321251.5118311294, 659464.6135172036 1321256.2031412192, 659475.688696545 1321260.6088907658, 659506.6025805114 1321270.2079112993, 659510.245881176 1321267.1078846827, 659514.5163074937 1321264.8739679384, 659519.320111591 1321264.7556033398, 659523.7147900849 1321265.7965204502, 659607.0820596998 1321133.5896752698, 659600.3228774014 1321118.3444428204, 659594.3932435093 1321102.7607029723, 659590.0318307918 1321089.2648145221, 659586.3139388986 1321075.59535294, 659583.2176687663 1321061.7743247224, 659581.1349295983 1321049.8944100784, 659580.0554102159 1321043.9597815943, 659579.5535412079 1321037.950782419, 659579.6764613509 1321031.1929165719, 659580.528808463 1321024.4942204996, 659582.099340244 1321017.9210030814, 659584.3658058646 1321011.5616377576, 659587.8033873017 1321004.124456995, 659591.9795906425 1320997.067275764, 659596.8286581233 1320990.4671758886, 659602.3285730057 1320984.368286667, 659769.6250253932 1320782.9415926128, 659780.1860435023 1320773.41839637, 659792.6099161694 1320763.8276491463, 659805.3210632952 1320755.5215528426, 659818.8870296557 1320746.2244666144, 659832.9607974705 1320737.7043770708, 659847.0617928016 1320730.21314888, 659861.5508405861 1320723.4872220294, 659876.384139572 1320717.5706104976, 659891.5289558071 1320712.4742026797, 659912.432221223 1320705.9482447605, 659933.5068851203 1320699.9652190371, 659954.7202721175 1320694.5249525954, 659957.0541146807 1321135.157886583, 659962.6117690866 1321136.6585590525, 659967.8930882395 1321138.9210036076, 659972.800226077 1321141.9115164105, 659975.2738155241 1321143.7387220862, 660063.9350577455 1321034.424930123, 660088.7882685773 1321006.0184748475, 660110.9475137579 1320982.420503395, 660134.174443413 1320958.772910449, 660157.9432165365 1320935.6480978823, 660170.260178748 1320923.6455389357, 660183.0970576799 1320912.187757319, 660196.4102877358 1320901.2745221239, 660210.1779096315 1320890.9389015492, 660221.6135546389 1320882.8695433359, 660238.038231735 1320872.6365505552, 660252.5137182088 1320864.3731973548, 660267.3237302002 1320856.6978849678, 660294.428746639 1320843.2143467849, 660308.2074552428 1320836.9494305495, 660321.8031338013 1320830.2853346628, 660339.4760402677 1320820.877575637, 660356.7821802672 1320810.8041881076, 660373.6778708645 1320800.0870617984, 660387.488879119 1320791.8534134363, 660401.5158410298 1320783.9748857818, 660420.9994954008 1320772.0216124095, 660439.9104515964 1320759.213570457, 660567.7300462545 1320676.5904818599, 660565.9103829355 1320666.5038126349, 660564.6902817718 1320656.3207844268, 660564.0912317839 1320646.0968187766, 660564.1652839278 1320634.2393448374, 660565.0669151156 1320622.4194634736, 660566.7849991244 1320610.681361149, 660569.3082329531 1320599.1024077877, 660573.0313984631 1320579.00147252, 660574.359679437 1320568.876264811, 660575.9491814139 1320558.7856328897, 660579.9222107257 1320538.8077046457, 660582.9040676467 1320529.0563328632, 660584.9287053779 1320519.0675719213, 660585.9038642965 1320509.8032759612, 660586.0514993576 1320500.4903261953, 660585.3711973573 1320491.206150617, 660585.2984832606 1320478.2749349952, 660586.2385093564 1320465.3822983021, 660588.2016972045 1320452.6167875342, 660589.9181500704 1320439.1420301008, 660591.2644659427 1320425.6321167743, 660593.2193571627 1320412.379858349, 660595.7944821015 1320399.2415181685, 660597.8228476677 1320386.5095390514, 660598.7717400366 1320380.132140278, 660599.4376272111 1320373.7200496965, 660599.8823993147 1320363.8334878914, 660599.6409397159 1320353.954332266, 660598.7131299058 1320344.1047051775, 660598.4374621703 1320334.512965086, 660598.7826173331 1320324.9245318647, 660599.7484192383 1320315.3725888534, 660602.191939198 1320294.2250625056, 660604.0584973359 1320273.019155857, 660605.3102917407 1320252.7170131844, 660606.0285118769 1320232.3899057475, 660605.9524043661 1320211.9147689338, 660605.0810838577 1320191.4575198875, 660604.5754828944 1320171.865011657, 660604.4075812988 1320152.2632408924, 660603.2448798635 1320133.3419817076, 660602.391117385 1320123.9020243757, 660601.1013908106 1320114.5150526022, 660599.6947345131 1320106.631814449, 660598.6370127406 1320102.7657382027, 660597.9718049524 1320098.8243222737, 660597.7015264266 1320094.354060362, 660597.9213753466 1320089.886408627, 660598.6310574044 1320085.4766726936, 660600.0726707504 1320078.6151945433, 660601.9168073718 1320071.8443515894, 660603.0438573866 1320064.737846543, 660603.3762232856 1320057.5496793059, 660602.9335200385 1320046.596494253, 660602.1465324456 1320030.7523186577, 660600.7803469321 1320011.1773532014, 660598.616296115 1319990.0716606928, 660595.7438042257 1319969.050688164, 660591.1880407155 1319940.9524933288, 660588.1688065368 1319927.0321867354, 660585.8146745586 1319912.982684854, 660584.0233824676 1319897.5535002497, 660583.0384928959 1319882.0511794223, 660582.8488796935 1319866.5199086622, 660582.2776551454 1319838.7858387607, 660582.2425825291 1319824.914607167, 660581.3904455293 1319811.0722101603, 660580.4348588425 1319802.3396474766, 660579.60832053 1319798.0102246315, 660579.1523396925 1319793.6385287968, 660579.1566439441 1319786.6919681176, 660580.0755677861 1319779.8055837024, 660581.8867393255 1319773.0898708454, 660584.5567770111 1319766.6773891894, 660588.5450842973 1319758.1591909472, 660592.9788404572 1319749.8535318582, 660595.5486150138 1319745.9072178886, 660597.8361443272 1319741.7824183565, 660600.4821070547 1319735.8012054332, 660602.5193635267 1319729.5844615754, 660603.9148844683 1319723.198379487, 660604.6465324002 1319716.709209905, 660604.7249042996 1319710.1723164509, 660604.047385113 1319700.3572125572, 660602.4326343185 1319690.6366719597, 660599.9127377992 1319681.1214801273, 660596.9157207184 1319667.1128045765, 660594.7472485969 1319652.9647418833, 660593.4180377605 1319638.7105330937, 660591.7339851304 1319623.5916435353, 660589.7774557385 1319608.5044882998, 660587.5962567909 1319590.6065324617, 660585.0008080082 1319572.772740935, 660581.6951428999 1319553.3091386745, 660577.8988643389 1319533.9314177677, 660575.6190930624 1319524.3179566818, 660573.6228045202 1319514.650697598, 660571.4570105625 1319502.0401946546, 660569.7709304423 1319489.3437537588, 660568.5643881317 1319476.59455813, 660567.0361994135 1319454.6958435765, 660566.4301251185 1319443.730735339, 660566.1726514692 1319432.7564209523, 660566.2189771032 1319424.051317668, 660428.1431894121 1319568.4538630254, 660419.2109881814 1319576.7577454254, 660409.6510022491 1319584.3171760994, 660401.1243867737 1319590.0901519873, 660392.2196752111 1319595.2748639816, 660389.355590132 1319597.2175098287, 660386.2540595973 1319598.7496206881, 660382.9805524969 1319599.8494218374, 660378.6087874788 1319600.6004804967, 660374.1648367906 1319600.5879174857, 660369.8011865807 1319599.8125434737, 660365.6375885347 1319598.2860564624, 660361.8044510777 1319596.064456741, 660358.410281354 1319593.225750967, 660355.5745373196 1319589.83694253, 660352.0511333814 1319586.7210150457, 660348.0999464203 1319584.1669471283, 660343.8077002448 1319582.2526298463, 660339.2614714855 1319580.989587536, 660334.5807773726 1319580.4337625955, 660327.595644809 1319578.991839002, 660320.7886028633 1319576.8318708546, 660314.2466686858 1319573.9764433452, 660308.0350169262 1319570.459086945, 660302.2295966785 1319566.3355121694, 660298.1474463332 1319561.7786380134, 660293.4738995978 1319557.8270007083, 660288.3066311247 1319554.5474880042, 660282.7324238096 1319552.006929727, 660277.9152428436 1319550.488045321, 660272.9643617647 1319549.5325840455, 660267.9343579013 1319549.1187130166, 660262.8794560236 1319549.2909659788, 660254.1655872547 1319555.4611974354, 660245.1707066128 1319561.2206657592, 660235.9166564982 1319566.558425812, 660224.033785871 1319572.6122805185, 660211.8169136724 1319577.9785575282, 660199.3097831211 1319582.6243053444, 660180.3884775233 1319589.0721964424, 660161.2635239835 1319594.8995778342, 660142.1857871145 1319600.0414131982, 660132.662613621 1319602.7340939986, 660122.9370757802 1319604.5629130076, 660114.7088342772 1319605.4373385713, 660106.4293628104 1319605.7031165604, 660098.1531789757 1319605.3494749824, 660089.9237910793 1319604.3877061957, 660083.5596140525 1319602.9270121327, 660077.3620428221 1319600.8588257341, 660071.4072614844 1319598.1946125866, 660065.7277106054 1319594.978790364, 660057.9708021822 1319591.1878157805, 660049.9604446194 1319587.9485694938, 660041.7510390608 1319585.2724016649, 660033.3641936919 1319583.1926112627, 660021.3179092089 1319581.04916691, 660009.1358170297 1319579.8673500507, 659989.1737122881 1319577.1952337562, 659969.3580095319 1319573.6168718312, 659949.7322158456 1319569.143556285, 659930.3398970141 1319563.7755179114, 659904.1573083618 1319557.1879313856, 659877.8184730131 1319551.3074709221, 659843.5577776392 1319543.9802638092, 659826.3544600552 1319540.7255609464, 659809.2407358839 1319537.006764057, 659783.7108618622 1319530.5665439004, 659771.0513277106 1319526.9819744208, 659758.4696158442 1319523.0991649406, 659742.6606223597 1319517.7612914594, 659727.0065116799 1319511.9707296384, 659711.52906692 1319505.7275946331, 659696.2206762049 1319500.46982748, 659680.6465433042 1319496.029205572, 659672.7927776796 1319494.0629569443, 659664.8610704264 1319492.4170784664, 659651.8118082371 1319490.4344025105, 659638.6597772895 1319489.3471615226, 659625.4595553125 1319489.133521462, 659612.2872697217 1319489.8160077722, 659601.3335974445 1319491.1407353764, 659590.4852765528 1319493.14076898, 659579.7967671993 1319495.8163964383, 659569.2898537989 1319499.1677327172, 659554.0450402994 1319504.5403730334, 659539.0043128985 1319510.4561076611, 659531.4946681254 1319513.4472183634, 659524.200289381 1319516.926170072, 659516.0940063284 1319521.5180308006, 659508.354891958 1319526.7091495886, 659501.0375228167 1319532.477691885, 659296.7669549151 1319266.0802470073, 658620.4498795522 1319263.1038417302, 658616.840909619 1318059.2680572441, 657862.6380592389 1317693.6122509078, 657847.2030430348 1317716.5391092019, 657831.2144984789 1317739.086996946, 657814.6834344338 1317761.233849834, 657797.599016996 1317782.9685507864, 657779.6979800011 1317804.6436871996, 657761.2547152628 1317825.8624865783, 657742.2910659125 1317846.614002621, 657722.8179247897 1317866.8982931366, 657702.8354077521 1317886.6932370923, 657693.5858913593 1317895.3501894306, 657681.4240330937 1317902.6867091698, 657667.4488104125 1317908.9297616174, 657647.3572346477 1317918.326551265, 657626.7278067719 1317926.4263751274, 657607.7781255334 1317934.0925242826, 657582.0924690897 1317942.5863240918, 657578.6875292818 1317943.8184872165, 657575.1220315488 1317944.5078099836, 657571.4940647467 1317944.6437428535, 657567.0203589383 1317944.0341582221, 657562.8903168031 1317942.2759928843, 657546.1981267596 1317932.7204670657, 657543.5376294834 1317931.1469497897, 657540.612657595 1317930.1583016803, 657537.5427389304 1317929.8104525956, 657534.0114757168 1317930.2013040865, 657530.6720068041 1317931.411691403, 657421.6853066216 1317986.8246703688, 657187.1595307869 1318477.929542664, 657332.8879391947 1318545.1668408425, 657348.323305761 1318553.377320812, 657363.4396795105 1318562.183456463, 657378.2045562608 1318571.5518941185, 657392.5853166549 1318581.471402003, 657407.7318547019 1318592.8439388876, 657422.3850063727 1318604.833344311, 657437.6886169072 1318617.412398553, 657453.3983383614 1318629.3962706267, 657531.4591749392 1318619.936808884, 657559.7272642786 1318575.673229253, 657604.017835879 1318598.259272841, 657642.7824411151 1318561.0081046603, 657704.518081149 1318599.0716599557, 657731.255282085 1318587.2761896162, 657758.3906031394 1318576.4230313376, 657783.1960905963 1318567.4381408924, 657808.2806285425 1318559.2511414432, 657822.4881785442 1318554.3588784088, 657836.86711731 1318550.020582716, 657851.4066098504 1318546.2251367397, 657862.366420836 1318543.7604601884, 657873.4008598328 1318541.6058941977, 657879.5784536256 1318541.306357237, 657885.7518253266 1318541.8142748706, 657891.8012184399 1318543.117959588, 657897.6286029859 1318545.2168987119, 657903.1253460897 1318548.055217495, 657908.2045993233 1318551.5771550376, 657912.7685065155 1318555.749015426, 657917.0504311551 1318559.6871143172, 657920.8288275413 1318564.0982165404, 657924.0604163129 1318568.926788983, 657926.6910839041 1318574.1061805475, 657928.6243054029 1318579.3482921063, 657929.9356897704 1318584.7751933876, 657930.6256423045 1318590.3094572288, 657930.6617761825 1318595.8956075832, 657930.4274866374 1318613.6146001047, 657929.6051363656 1318631.308393995, 657927.9171435314 1318647.9025900634, 657925.347467901 1318664.3815609363, 657921.7851646466 1318681.1318721517, 657917.3089682335 1318697.6782993898, 657911.9410693904 1318713.9435297835, 657891.7747734135 1318771.0250175328, 657954.4464088195 1318796.6058544281, 657961.2336720633 1318783.8655541106, 658158.6143252187 1318750.653189173, 658190.4050495927 1318761.8479002411, 658246.146411522 1319107.8618039214, 658207.3259786803 1319128.7079775466, 658203.0524329726 1319131.5062127656, 658198.5305761832 1319133.8828164693, 658194.2842082458 1319135.6524919462, 658189.8982745867 1319137.0342900073, 658184.2542576385 1319139.4603201826, 658178.9120280319 1319142.4963059565, 658173.2707888738 1319146.470937959, 658168.0623310658 1319151.0009052996, 658162.3002980095 1319155.162948419, 658156.1817304484 1319158.7700577583, 658148.2550945319 1319164.4472218142, 658140.934411567 1319170.8907942572, 658112.0166035801 1319224.72958484, 658103.2014852089 1319233.6762539006, 658095.7487921701 1319240.3735530954, 658087.9497050201 1319246.659770158, 658079.4000638414 1319252.7540145686, 658070.493716236 1319258.3265103889, 658061.2743455445 1319263.3553641322, 658047.7872609657 1319270.076372121, 658034.0092295458 1319276.1985504467, 658027.0664517365 1319279.1266243411, 658019.9838183565 1319281.7221277277, 658009.0524634533 1319285.0385874172, 657997.9181614127 1319287.5907572184, 657992.3349050782 1319288.8225139782, 657986.6353710046 1319289.3789225766, 657980.6997479103 1319289.2593558596, 657974.8115143861 1319288.4099915102, 657969.0794732058 1319286.853521774, 657966.2523268458 1319285.931693735, 657963.5796935756 1319284.6235287704, 657959.9881386188 1319281.9942571532, 657957.0100615945 1319278.6934570945, 657954.7972543453 1319274.854658763, 657953.4251497666 1319270.6331152415, 657951.0274033073 1319264.6695767196, 657948.127412044 1319258.9356972768, 657944.7576778447 1319253.4648311445, 657940.3441132049 1319247.6456014416, 657935.3397782224 1319242.3210398243, 657929.8206847734 1319237.535789657, 657923.8192193087 1319233.3453272695, 657917.4222279929 1319229.8054139693, 657910.1078250399 1319226.7363380012, 657902.5058321081 1319224.5064189383, 657894.692319646 1319223.149238885, 657886.776149681 1319222.6764288081, 657879.5194680479 1319223.1472826602, 657872.3672503342 1319224.470405731, 657865.4285320251 1319226.6242456567, 657855.4290123223 1319228.7952596517, 657845.2607780454 1319229.9035084855, 657835.0327473403 1319229.9495621386, 657817.5100256325 1319229.4044031976, 657799.9731735724 1319229.478613876, 657782.0625277284 1319230.2145587513, 657764.1811479939 1319231.603284241, 657746.3725453354 1319233.6560789105, 657737.4786169438 1319234.7820860427, 657728.6476705999 1319236.3619384249, 657717.7307632652 1319239.0038374464, 657707.0062707947 1319242.3436079454, 657706.7980581706 1319253.0056171229, 657707.2870423642 1319263.6491474865, 657708.451612289 1319274.240902299, 657710.2810487878 1319284.7476417876, 657713.3749486697 1319297.1524735896, 657717.4069348546 1319309.2967379729, 657722.3665770489 1319321.09189047, 657729.7680480354 1319340.8418261262, 657733.2559831678 1319350.7931119078, 657736.1765556443 1319360.9294746825, 657738.9324965737 1319373.3878517898, 657740.8162765261 1319385.9965282548, 657741.8281856508 1319398.7001987703, 657741.9216677602 1319407.9036949251, 657741.4814490377 1319417.1044009314, 657740.5185952995 1319426.269190684, 657742.0602806523 1319577.2198561118, 657744.6954364786 1319581.5254223568, 657747.5710783197 1319585.6663267903, 657751.6507331257 1319590.7648000175, 657756.1132762346 1319595.5444982357, 657760.9371554605 1319599.9610636742, 657773.7092464191 1319611.1997801138, 657785.933673145 1319623.0218881906, 657797.2530899079 1319635.0273108631, 657802.7650617042 1319641.1619871722, 657808.0144716253 1319647.5165175137, 657814.8718227579 1319656.733279394, 657821.1825562215 1319666.3343296014, 657826.9141705552 1319676.286313781, 657832.0560057873 1319686.5449305375, 657837.8977449622 1319696.2652064578, 657844.4717157996 1319705.5136790243, 657851.7237487427 1319714.234758717, 657859.6213421351 1319722.3950920086, 657867.5015472185 1319729.7146769883, 657875.754151583 1319736.6380062306, 657884.346653852 1319743.1317259627, 657894.1050957455 1319751.6115272914, 657903.2063228082 1319760.7958163866, 657911.5852740251 1319770.6289454817, 657919.2096216995 1319781.0443768138, 657930.1392587667 1319794.6627761777, 657941.7689670202 1319807.709658, 657948.0326363645 1319813.804059862, 657954.0554691915 1319820.1294898763, 657963.1494739093 1319830.685368117, 657971.5762976343 1319841.7686990462, 657979.3034392274 1319853.3461278868, 657990.1497110806 1319868.3136007767, 657995.6439284864 1319875.7424049738, 658001.641188755 1319882.7866994776, 658009.6047419504 1319890.8146929925, 658018.2145510718 1319898.1492116558, 658027.4164477435 1319904.7346655629, 658057.6848364206 1319925.6000724137, 658087.4924302804 1319947.0935953346, 658117.2730388952 1319969.5714699447, 658146.5601160335 1319992.688348861, 658187.5491304225 1320037.8786895932, 658228.1769135065 1320083.3879858085, 658258.623346157 1320118.0038100234, 658273.912204741 1320135.2512443557, 658288.8618381822 1320152.7955642317, 658310.1163087097 1320178.9344691797, 658330.6269772421 1320205.6668008703, 658350.3832430136 1320232.9371953534, 658365.0007172179 1320253.5659353978, 658380.252321348 1320273.7334397896, 658396.2245483397 1320293.5618386895, 658468.7589986415 1320246.9101283303, 658540.7426921246 1320199.403946417, 658606.2181741847 1320155.1046537412, 658671.2182923859 1320110.1061140886, 658748.9388832683 1320055.053508593, 658827.2112259368 1320000.7672097208, 658907.8608767545 1319945.9958450967, 658989.0511642137 1319892.0349912916, 659002.8316018593 1319937.105279746, 659012.7784726829 1320378.6612445924, 659002.2156841847 1320374.0924977462, 658991.3659793835 1320370.2301697133, 658980.2946500112 1320367.0856663678, 658969.0343131941 1320364.6702212067, 658957.6394275253 1320362.9841214605, 658947.0572092854 1320362.0987289653, 658936.4281010809 1320361.8435910568, 658925.8064447453 1320362.2411168811, 658910.5735227326 1320363.399698733, 658903.0192638369 1320364.5766341125, 658895.4022213649 1320365.266540317, 658885.3700529991 1320365.4127754457, 658875.353323018 1320364.6963087555, 658865.4391046803 1320363.1286605038, 658855.7036379974 1320360.710232391, 658842.3302168377 1320358.3058253936, 658828.8207349045 1320356.9183532416, 658815.2404846323 1320356.559221237, 658801.6657082825 1320357.2288308716, 658789.1954071592 1320357.0635998922, 658776.7616256647 1320356.1685165898, 658764.3971540215 1320354.5216309773, 658752.1562743234 1320352.1564129782, 658740.0717185743 1320349.0619735229, 658717.614205398 1320342.5724021445, 658710.0102097506 1320340.7846798564, 658702.6058711195 1320338.3122063717, 658695.4445805737 1320335.1883940587, 658688.0270726085 1320331.0787743884, 658681.0488924657 1320326.2746034933, 658674.5752727255 1320320.798347117, 658668.6820466059 1320314.7278335185, 658660.8444668707 1320307.651567879, 658652.5136783944 1320301.158961373, 658643.7331313129 1320295.2723657042, 658634.5461594786 1320290.0362546279, 658625.0071048286 1320285.4730370552, 658605.3555347496 1320300.4684053785, 658590.3312773993 1320307.5128880136, 658575.6735593972 1320315.2782928883, 658561.4151723699 1320323.7426691318, 658548.3104255948 1320332.379037838, 658535.3285180442 1320340.4408670743)), ((662789.7529291088 1317157.4458154326, 662798.2010176461 1317162.4247549372, 662823.7313536971 1317142.8174551234, 662842.3767203997 1317206.2008803845, 662869.5840985414 1317200.83883855, 662898.4826879473 1317314.2093083889, 662967.0401605801 1317278.584691393, 662970.6842302124 1317578.4824745106, 662919.2762988217 1317617.540051856, 662868.2471257602 1317657.0864496434, 662817.5967115199 1317697.1216658796, 662767.3469014887 1317737.6347547541, 662701.6098442876 1317791.8582191435, 662667.844696072 1317819.617796263, 662634.6856679758 1317848.1107270701, 662600.2718476168 1317879.0304668378, 662583.3248387953 1317894.7793465462, 662566.5728430287 1317910.7283904506, 662542.9412144055 1317933.9078384554, 662519.7322306506 1317957.4988506506, 662496.946010482 1317981.4793036985, 662425.2498752015 1318056.2787861815, 662407.692259652 1318076.227832461, 662389.5817054093 1318095.6982684655, 662370.9510688721 1318114.6570872506, 662351.8003503211 1318133.104289757, 662329.5028058372 1318153.35973692, 662317.9047409369 1318162.9762213465, 662306.5881050499 1318172.9260669604, 662297.5346026579 1318181.32840508, 662288.6759813009 1318189.953022637, 662287.5517248258 1318127.5379665033, 662280.3892958908 1318122.5439276681, 662272.7983722535 1318118.2334019574, 662264.8332386009 1318114.6398657993, 662255.8848061496 1318111.5941247677, 662246.6810315232 1318109.4429967455, 662237.2979848711 1318108.2200749842, 662227.8445327708 1318107.937005786, 662218.407875607 1318108.5831959436, 662207.1259297634 1318110.049091442, 662195.970834632 1318112.2346697876, 662184.9752090727 1318115.1511674032, 662174.2045275993 1318118.7768125846, 662163.6915277203 1318123.1007192838, 662141.2980970695 1318132.8362899497, 662130.3113273063 1318138.1642600193, 662119.1737293442 1318143.1817020683, 662100.7684381579 1318150.637915487, 661971.9289080484 1318197.2566869946, 661945.772141471 1318195.8222231339, 661919.6513143099 1318193.7795930123, 661885.5652054152 1318190.2009885774, 661874.4027557858 1318187.6744462142, 661863.0607492493 1318186.131418161, 661851.6153749202 1318185.5833742684, 661839.9685424761 1318186.0408503613, 661828.4032793966 1318187.5385475222, 661817.0286299961 1318190.0549267929, 661805.9100686077 1318193.5682156412, 661795.1675909924 1318198.0458720592, 661782.1393498975 1318204.2368786773, 661769.4778439687 1318211.1046050575, 661757.1940253836 1318218.6380478516, 661745.3424752644 1318226.8153759013, 661729.8664661351 1318236.4997821115, 661713.9370127083 1318245.4295863477, 661697.576195362 1318253.5496002422, 661681.2391267124 1318261.3047202823, 661673.2214022279 1318265.4983427117, 661664.7729569061 1318268.7604971302, 661656.1882409864 1318271.0263912827, 661647.4125547356 1318272.3399785021, 661638.5439884233 1318272.6907225929, 661629.6915838757 1318272.0570843893, 661621.2601952795 1318272.13363645, 661612.8580510506 1318272.851912925, 661604.5504470641 1318274.2233246125, 661596.359227862 1318276.2369267843, 661588.2393445978 1318279.169015097, 661580.4851891911 1318282.965857176, 661573.195148932 1318287.5616102356, 661566.4347561245 1318292.9234400834, 661560.3024568486 1318298.9744427064, 661552.0303953572 1318305.9210400318, 661543.1632789194 1318312.112275877, 661533.7777091991 1318317.482191709, 661528.9500722677 1318319.9230768746, 661523.9501101398 1318321.9980124254, 661516.4324065387 1318324.3581421105, 661508.7011748609 1318325.909644137, 661500.8437312221 1318326.6198012973, 661492.9581657501 1318326.4780768629, 661481.7862305741 1318325.7325229023, 661470.6832575608 1318324.3125922675, 661459.6709124782 1318322.2405237518, 661449.7102209083 1318321.092183741, 661439.6805083635 1318320.6292891176, 661429.6471890594 1318320.841128078, 661419.6537741394 1318321.7389945893, 661407.2710822192 1318323.3430890539, 661394.98340887 1318325.511831001, 661382.8018244591 1318328.2120949994, 661353.8877895143 1318335.2254170533, 661325.1657569071 1318343.0030317476, 661303.8043726145 1318349.271384085, 661303.0639190857 1318336.9892066077, 661303.2277101346 1318324.6786749305, 661304.2953923653 1318312.4061558102, 661306.2329307848 1318300.4258810175, 661309.0191915443 1318288.6160616279, 661312.6647135497 1318277.0431228147, 661319.6426434491 1318257.457363794, 661327.5445462409 1318238.230508057, 661336.3484614545 1318219.3956231982, 660768.4515287557 1318205.914123698, 660768.8012079116 1318195.473989658, 661047.4711649902 1317602.7156776066, 661755.0942824876 1317660.7853333675, 661749.2367727003 1317607.3381028573, 661773.3237260494 1317606.8586745232, 661776.2368665419 1317605.978292018, 661778.7621351227 1317604.299406602, 661780.8233424084 1317601.8105487472, 661782.0049676751 1317598.8081534444, 661782.4032455721 1317579.3531459589, 661830.3481212889 1317574.3888729592, 661834.9825486026 1317573.4734684967, 661837.9422869183 1317572.0292053872, 661840.5996963 1317570.0855565942, 661842.6149705949 1317568.038915276, 661844.2941121713 1317565.7028751587, 661845.604087435 1317563.14362814, 661847.3089338738 1317558.0423555942, 661847.991052418 1317552.7143754333, 661861.4497617965 1317549.5896989354, 661864.8442044834 1317548.3358118013, 661867.8935771373 1317546.4274490767, 661870.2035502865 1317544.2717730533, 661872.0907231523 1317541.737741824, 661873.4892654278 1317538.9134945138, 661877.0636156246 1317526.4442295113, 661891.0949728343 1317524.1964892787, 661894.6753070599 1317522.8108631338, 661897.856700637 1317520.6598576019, 661900.4860038426 1317517.864328297, 661902.0353290194 1317515.3616727607, 661903.1283458519 1317512.6353427367, 661903.7429132095 1317509.7515884573, 661904.1905461064 1317505.4953158465, 661904.1154472238 1317501.2141195105, 661903.5172014899 1317496.985427639, 661970.6941653839 1317501.1173956408, 661970.2989417922 1317465.1101402172, 661965.3590524526 1317462.0417544502, 661960.1001901636 1317459.5468572937, 661953.478194055 1317457.3322542042, 661946.6116368831 1317456.0344452849, 661939.6312320844 1317455.6541311054, 661932.6567410956 1317456.2030149107, 661931.4004421765 1317450.7761556744, 661930.7983589007 1317445.2311258991, 661930.8718029126 1317439.6565315719, 661931.6094076671 1317434.1408036144, 661933.0885489065 1317428.4741884589, 661935.2745335663 1317423.0325907078, 661938.1232575665 1317417.9153274847, 661949.7885440057 1317412.0378232962, 661961.8523025572 1317407.0141929886, 661971.8487386649 1317403.583401998, 661982.0381639944 1317400.7288457379, 661980.4088750465 1317377.5020539805, 662001.2000888891 1317370.0585051996, 662014.7911440699 1317287.4025034367, 662034.1556143651 1317290.083643155, 662053.6224475667 1317291.9578559173, 662069.096605635 1317292.8815053848, 662084.5844446577 1317293.2853462328, 662086.9230685149 1317267.5135553968, 662088.3252671066 1317241.6703737406, 662088.8016935494 1317215.8001045294, 662088.5644425228 1317197.0717305345, 662087.8370118602 1317178.3407281463, 662087.7546293852 1317159.1707256658, 662088.3367092952 1317140.0042866182, 662089.6048606377 1317120.8747112246, 662090.5151908398 1317097.3739290726, 662090.7284944819 1317073.8472864795, 662267.2496555818 1317011.5115408963, 662295.854993968 1317125.1781975375, 662509.5886559483 1317082.9211963054, 662524.8815457503 1317079.0876436369, 662539.1958044561 1317074.9280521865, 662553.3494105908 1317070.2587736351, 662567.3205194448 1317065.0907517083, 662613.8724694854 1317047.9192627966, 662624.6969815305 1317044.4931185222, 662750.6914777348 1317140.9750305056, 662789.7529291088 1317157.4458154326))) | 550 | Solar | 827.5761 | NODEVN3630
15993947 | plant |  |  | Nhà máy Điện mặt trời Thuận Bắc |  | 256 MW | solar | photovoltaic | [9 empty] | MULTIPOLYGON (((937193.7566808122 1296573.5718269744, 937105.7621037243 1296604.8442527426, 937067.1121220792 1296493.2581726715, 937025.0071794423 1296415.6757884624, 936967.5302858449 1296370.4424402223, 936913.9848672196 1296363.7626779855, 936829.9705042853 1296404.015790609, 936837.2235608373 1296522.5600171168, 936225.4234072622 1296374.7092768913, 935959.6758579742 1296305.8086333333, 936084.9234886793 1295879.7135341698, 936188.0727424038 1295540.6635127824, 936115.2650490848 1295526.3081899001, 936095.4720617954 1295450.5187413224, 936124.9369726512 1295369.5077872348, 936233.4324595435 1295388.8025099535, 936212.4095220829 1295505.4707013085, 936440.3560177241 1295508.701310429, 936481.601925225 1295436.7362934814, 936578.6048993184 1295321.1562136782, 936595.566869481 1295281.413938273, 936708.3043467148 1295211.948059337, 936793.2717635777 1295210.1935189958, 936803.3194987688 1295131.8667524732, 936885.0952185958 1295144.876418928, 936888.365691269 1295229.3114701703, 936963.2110114994 1295310.3282495148, 936966.5441636554 1295390.319276602, 937153.9490911711 1295415.193541569, 937199.6191802402 1295242.607991623, 937406.3598688468 1295269.2323601006, 937193.7566808122 1296573.5718269744)), ((936800.3285329655 1293638.015664971, 937492.2428794205 1294076.7327729377, 937680.5481979145 1294111.9293023276, 937708.1989993686 1294308.9903303254, 937602.8380899599 1294330.19583234, 937672.72811274 1294662.493929822, 937666.0851103603 1294701.7398725552, 937745.0950072231 1294713.4485557012, 937752.5931318363 1294828.5389114486, 937694.5723839665 1294839.808055722, 937637.4111064795 1294790.588122424, 937237.0460387294 1294784.9027282658, 937231.276356084 1295084.3667345492, 937161.2277040875 1295084.8798580633, 936627.4824136617 1294606.8258666263, 936625.4596801974 1294319.3580205978, 936762.0833992844 1294026.283679658, 936819.2080651266 1293971.1150035043, 936833.8705643953 1293903.240003345, 936806.1670896194 1293816.618865967, 936766.6266687507 1293705.6209551871, 936800.3285329655 1293638.015664971)), ((938187.5598785034 1294863.466707389, 938358.6295702513 1294719.146585864, 938471.4317776574 1294710.165741581, 938571.6675231135 1294835.6449869242, 938376.0875749339 1294990.2013727769, 938471.2608448055 1295042.9905659617, 938354.4219247205 1295121.5051112599, 938089.5047900606 1295120.7616220322, 937958.6757731517 1295005.4353406932, 937790.7649532487 1295142.2303998196, 937510.7733663192 1295130.69143157, 937514.0177864293 1294902.3001943373, 937638.5029956286 1294928.2780948253, 937687.2629943896 1294925.9447663948, 937708.8965087857 1294903.5502955357, 937706.4291474544 1294862.6784287223, 937721.7849681014 1294853.8180982939, 937814.7501189937 1294847.5683163826, 937845.1279834189 1294761.8702336068, 937871.6965425034 1294745.0994913557, 937935.8767259461 1294889.2624622076, 938010.9501404932 1294844.3274042127, 937998.3918953985 1294820.859362719, 938056.0583259044 1294783.8242686705, 938173.6785652279 1294879.253762259, 938187.5598785034 1294863.466707389))) | 256 | Solar | 385.1991 | NODEVN1044
16126872 | plant |  |  | Nhà máy Điện mặt trời Dầu Tiếng |  | 500 MW | solar | photovoltaic | [9 empty] | MULTIPOLYGON (((634925.3122477828 1265040.358756643, 634624.5307550549 1265028.609297224, 634288.2280104051 1265110.9088284448, 634284.5365045274 1265152.7549738134, 634263.374887836 1265174.7625359904, 634281.9909977252 1265202.1820655712, 634256.3703192696 1265307.9054421803, 634297.8176716514 1265333.6637881263, 634358.9703951303 1265402.5405044635, 634290.1295966259 1265488.8905073353, 634160.3520891827 1265588.9385988554, 634063.344862892 1265692.6215894157, 633899.4280247686 1265839.618443208, 633798.5759429152 1265885.7077438484, 633686.961588776 1265845.6943581582, 633540.4571808573 1265890.4293326566, 633493.6149208602 1265894.3007239054, 633295.3596664467 1265996.9703908635, 633215.5045424293 1266060.0166903618, 633021.9383383642 1266300.514101413, 633191.4828303223 1266479.7491677932, 633239.171431629 1266551.4644465346, 633422.1559241439 1266735.4142114639, 633357.7911143859 1266871.2004310887, 633249.1879308673 1266950.4047842324, 633278.7840534317 1267146.4897861625, 633220.0419740436 1267199.1515443812, 633169.3723211981 1267280.3489756389, 632977.9614364085 1267288.840366051, 632874.3945774563 1267284.3325410262, 632856.8635730004 1267279.027136813, 632825.8374472558 1267278.8960730636, 632807.8054709921 1267392.2060244025, 632761.4234239712 1267427.1806410197, 632769.3060321765 1267503.2728630828, 632753.1923793732 1267575.713532605, 632738.565589458 1267575.0655994394, 632719.5472262462 1267643.025813787, 632729.486607603 1267645.3903553388, 632724.7329282226 1267662.8117488315, 632607.0628045264 1267810.5841515472, 632481.5465641825 1267876.3478872648, 632465.1072051545 1267889.0638368062, 632305.037489278 1267961.0752176063, 632297.7149576625 1267964.2407009162, 632289.2749849611 1267965.9305174616, 632281.021538167 1267967.3667438556, 632272.8576921707 1267968.2503551426, 632264.6524446389 1267968.6029197704, 632260.5394006426 1267968.6630302342, 632256.4385223637 1267968.4245755314, 632250.2349864817 1267967.5136805216, 632244.1761068978 1267965.928742478, 632238.3162889625 1267963.7031699205, 632224.64578872 1267958.8014256267, 632217.8270403896 1267956.3174456537, 632210.8536566821 1267954.2862720091, 632201.6000439156 1267952.3008081096, 632192.2231278032 1267951.1000801122, 632182.7775009219 1267950.673257767, 631948.0894572228 1267952.5958641556, 631913.9854200955 1267991.9917504664, 631744.6480051492 1268042.4554570362, 631733.5456018778 1268044.3001544757, 631722.3899067924 1268045.8460159637, 631710.7007836613 1268047.1242089467, 631698.9803252793 1268048.0704789201, 631438.5603252854 1268046.980243147, 631111.9146919631 1267929.9077381517, 631101.7355000529 1267843.8086525502, 630959.3561207008 1267744.9484876231, 630880.379420229 1267599.2602014288, 630885.0585653516 1267457.979285036, 630863.0167868057 1267411.9560686222, 630818.1878946805 1267354.7892996944, 630584.3898681629 1267425.330299212, 630577.2049712793 1267463.6780313465, 630552.3851244063 1267521.7274887464, 630519.1432957322 1267634.9747222178, 630479.1441185154 1267683.6488335014, 630480.3899837936 1267738.3116194666, 630379.7129398023 1267813.4766573366, 630325.5994321251 1267877.509757687, 630257.4872269632 1267931.59744111, 630125.0255210269 1267982.211412332, 629994.3310937963 1268167.4420527627, 629968.5593674893 1268387.4144483102, 629989.1249056489 1268576.7548946734, 630234.9593323207 1268639.6970120212, 630525.258187446 1268697.2959841765, 630676.6339396671 1268817.128245648, 630856.2666044115 1268820.7848880314, 630964.4701443636 1268975.5981240638, 630952.3142163595 1269013.051360735, 630967.1196399522 1269041.3157069387, 630972.31567403 1269129.4179820132, 630960.9839825687 1269178.4985488167, 630897.723831266 1269264.8665083835, 630920.3504278546 1269452.768075139, 630912.5265239907 1269503.0356223548, 630899.7696536558 1269543.384036838, 630877.7672268692 1269629.6364976207, 630882.9826444319 1269642.4544863275, 630738.7779371358 1269983.7242317214, 630719.1395989221 1270060.386656165, 630682.4978128801 1270146.8657556796, 630664.9101366695 1270155.5076567058, 630648.945503264 1270196.141383804, 630443.0073518093 1270607.5065889377, 630276.9939445858 1270707.3946311458, 630084.6846122501 1270796.136643061, 629930.431687829 1271164.684939918, 629794.3895612386 1271235.0479706207, 629768.4363778789 1271283.1944919329, 629712.1624474502 1271306.7954663325, 629667.8330711203 1271343.5297026434, 629580.5533305753 1271437.0665290635, 629366.1331201227 1271783.8456414898, 629428.5364209968 1271834.1047423694, 629288.7124768437 1272110.8409319057, 629222.6606194449 1272093.713238502, 629164.6605193606 1272253.3434254494, 629165.7748474199 1272266.1442096045, 629178.5929230932 1272278.9822041516, 629143.7255891773 1272362.561096737, 629163.9723637115 1272420.1997982594, 629112.6952476737 1272653.1178727746, 629043.0964302422 1272644.690937841, 629039.4357244048 1272680.7197333192, 629018.2131884 1272719.5848816081, 628816.3032188172 1272871.0689337037, 628890.0993731652 1272951.3902980103, 628909.081074472 1272934.8124095437, 628953.104522467 1272900.111133244, 629167.1743556701 1272778.329409874, 629234.4688339822 1272636.7540574963, 629319.9799158659 1272331.3145069573, 629434.6276497819 1272057.383185403, 629590.2979553548 1271768.4919401638, 629783.0428838586 1271572.7899155894, 629980.1887797418 1271442.2052236523, 630122.6721048672 1271231.1777000001, 630119.2514997016 1271209.065964507, 630217.0090802603 1271059.478474722, 630306.3727278488 1270958.6854825164, 630410.7988579115 1270895.1606226102, 630470.8247596524 1270811.6984215027, 630723.079911789 1270659.2494071159, 630718.6572031945 1270597.605509528, 630750.5003490058 1270539.5966328322, 630864.6955027315 1270378.444246287, 630908.0640734301 1270363.5063894063, 630939.858047674 1270314.7987817205, 631012.6230902213 1270127.892441997, 630975.7871131005 1270119.5985933985, 631018.3469983654 1270016.2892441093, 631056.0198295226 1269965.2836873361, 631117.1300989871 1269905.063687779, 631146.5077730004 1269876.1211481008, 631164.2245898979 1269836.6562052693, 631169.0355211428 1269805.277378807, 631178.546778953 1269771.5956290758, 631195.033282118 1269747.244378765, 631220.835490064 1269733.3947089764, 631253.5849030822 1269738.1878550774, 631269.9985339507 1269731.2777315935, 631274.7998164713 1269702.2325006793, 631265.5571328317 1269674.2787562308, 631256.2851997954 1269653.3147255115, 631239.9784982819 1269634.6438537966, 631230.6859616346 1269615.9912584093, 631231.9515621162 1269595.0712983934, 631248.4187643135 1269575.3651244673, 631252.0576825279 1269545.1537471872, 631248.7007600884 1269507.9232878527, 631253.5360689102 1269470.7381430455, 631268.8944954843 1269437.0697958523, 631274.7827634844 1269427.217965231, 631330.8497935298 1269454.1952175533, 631375.498738233 1269271.816906368, 631525.8594957424 1268999.754391844, 632108.6545259234 1268457.9659156185, 632191.9737407733 1268407.1533531442, 632189.9414350337 1268332.7228335377, 632348.7938589661 1268132.2121498466, 632819.0074632978 1267927.1987834186, 632917.7432303318 1267827.6014163876, 633057.8471878002 1267632.82079841, 633549.356864153 1267376.7329420054, 633738.5809457643 1267194.9597432583, 633886.460033677 1267100.2301400506, 634058.2424883918 1266890.4579083577, 634329.4480900716 1266698.563335919, 634378.0551940849 1266554.571197066, 634751.1209021808 1266354.974739081, 634975.4260423393 1266182.6482559987, 635371.9589876845 1265975.0077182073, 635566.8147278349 1265847.915256475, 635759.9773261166 1265840.607434399, 635870.3452580221 1265762.0044843003, 635935.0914632129 1265677.3873139562, 635995.8908679227 1265422.9488536336, 636237.5630852352 1265297.2234039737, 636698.3640718248 1264849.1207031414, 636751.5488356585 1264731.8828509399, 636755.4303806799 1264647.0028712146, 636728.7566893892 1264591.0560869023, 636616.4652624109 1264570.8048494377, 636556.7484483862 1264574.0299547238, 636444.2202845416 1264608.4369506473, 636390.3473442704 1264615.1826288253, 636268.4434138892 1264653.0335453716, 636218.0837546624 1264659.7946972144, 636161.9004365953 1264658.3905960377, 636107.9875219463 1264674.438035611, 635977.554345518 1264790.1819702531, 635782.0440329744 1265067.2987728887, 635732.832545328 1265078.7218245948, 635690.7716404465 1265058.7653594732, 635260.0303847559 1265053.4291544314, 635182.7104928864 1265068.2162685385, 635070.3216948706 1265073.5406898523, 635025.8508810693 1265071.027459386, 634967.3825886536 1265055.6579383956, 634925.3122477828 1265040.358756643)), ((632628.7127506349 1274175.847639425, 632619.405335865 1274161.2754029613, 632616.9705055006 1273907.2182289546, 632471.7164216811 1273665.7726536263, 632464.6400681072 1273660.035765321, 632461.8029629788 1273657.745406712, 632159.8972032156 1273655.882416268, 632135.3530176976 1273648.799932823, 632121.3524026519 1273640.0255869515, 632122.0606002071 1273609.2156416348, 632109.8528530454 1273591.7225985948, 632110.602737278 1273551.0363236563, 632105.9678051746 1273540.5430105643, 632106.7016424148 1273366.728440027, 632513.3593382007 1273367.2865646833, 632512.9944668958 1273589.943597559, 632529.9659462111 1273590.0154833838, 632530.943407086 1273634.7791806445, 632989.1005891082 1273633.2394686043, 633042.2567033886 1273652.6434295292, 633101.8019281027 1273685.4572178717, 633115.985230784 1273692.2530789173, 633130.5429463106 1273698.2099835705, 633145.442542726 1273703.2835539505, 633160.60762443 1273707.4845251997, 633176.0056596879 1273710.7685192446, 633192.345187658 1273713.2380925594, 633208.8090717344 1273714.6796277964, 633225.3208696463 1273715.1149193638, 633241.8370959045 1273714.5106020675, 633258.2813081953 1273712.8884700472, 633274.5880654521 1273710.248244233, 633282.5813021092 1273708.1145447704, 633290.7027394004 1273706.6118114227, 633298.7342347146 1273705.7391148512, 633306.795907133 1273705.4637869908, 633314.865847719 1273705.807854481, 633322.88961472 1273706.748965436, 633335.9303213877 1273707.7888806225, 633349.0062947933 1273708.2317134638, 633362.0848143694 1273708.0773244374, 633381.2912914767 1273708.3804059394, 633400.4842213609 1273709.3027997361, 633419.6307872104 1273710.8664859077, 633438.7092679613 1273713.049251907, 633458.231400197 1273716.0634202668, 633477.6303429245 1273719.829153667, 633496.8514648015 1273724.3683388443, 633515.8730445968 1273729.658762972, 633560.2941534021 1273740.8972959286, 633671.4579133735 1273744.2698101962, 633736.0359471508 1273829.4311771733, 633730.8845798793 1273939.8651977528, 633682.268351381 1273950.6952361783, 633672.6392713772 1274014.0277729828, 633566.748050797 1274012.414083237, 633544.5186210565 1274009.9855045504, 633513.5645683892 1273997.068020656, 633497.2616336345 1273978.3955545807, 633494.9451357853 1273971.7054430821, 633067.8202702937 1273971.3342017357, 633051.9576700911 1273987.5469761856, 632992.2696297233 1273988.4544156378, 632990.496937722 1274130.8769846067, 632965.7159722708 1274179.60131499, 632628.7127506349 1274175.847639425)), ((633439.0613672421 1273630.499139409, 633228.440096989 1273625.5314528581, 633203.9752403188 1273599.845592919, 633197.3119375778 1273589.3434422815, 633191.2828925895 1273578.4568950816, 633185.9315460016 1273567.2303756713, 633181.2577099821 1273555.7081226874, 633177.3048724857 1273543.9235007507, 633174.4584897205 1273533.5703238372, 633172.1580279397 1273523.086751519, 633170.4142535944 1273512.506009322, 633168.2292953389 1273503.0736253795, 633165.4655961061 1273493.793618114, 633162.1448286074 1273484.699259836, 633160.091055961 1273480.32183612, 633158.2777584402 1273475.8237764523, 633155.9530583287 1273468.4700715935, 633154.3054026996 1273460.9312289113, 633153.3671841131 1273453.2848057982, 633153.1491220033 1273445.5750875818, 633152.1861342703 1273436.059426485, 633150.4809854182 1273426.6512070403, 633148.0553009829 1273417.3947612839, 633144.8978908361 1273408.3564015715, 633141.0521480017 1273399.5916125942, 633137.1140257225 1273389.4660566968, 633133.6456166708 1273379.1766006928, 633130.6468741671 1273368.7343041429, 633125.4479453766 1273352.4319315464, 633119.6592200709 1273336.3150708466, 633113.3023708465 1273320.4169945025, 633047.7840728676 1273317.2296024, 633051.9001501724 1273308.5982195453, 633056.6366255912 1273300.2791535058, 633061.9496824605 1273292.316458025, 633067.8173184984 1273284.7542796202, 633074.5572080191 1273277.2732307762, 633081.8511600958 1273270.3143570235, 633089.644497433 1273263.910606075, 633097.9042630505 1273258.1171379136, 633106.564966206 1273252.9447343329, 633114.9914452408 1273248.987931584, 633123.7418042375 1273245.8177653763, 633132.7612711338 1273243.4893028094, 633141.9516328791 1273242.013186311, 633151.2474451909 1273241.3891376655, 633160.5613550984 1273241.6389052812, 633169.8061507625 1273242.7510581969, 633185.677620961 1273245.0527099785, 633201.4707146884 1273247.8296146519, 633217.1635696087 1273251.092739073, 633240.6610782597 1273255.5503948736, 633264.2478652517 1273259.5328709178, 633287.913118611 1273263.0180013205, 633314.2232737417 1273267.819492631, 633340.3440413385 1273273.549236901, 633353.2434394598 1273277.0770294333, 633366.2426501666 1273280.2181542127, 633385.6630283914 1273284.1387302154, 633405.2288747671 1273287.1972615756, 633424.9293779709 1273289.3715823647, 633444.688141728 1273290.6724268587, 633454.5902341248 1273291.1128113088, 633464.5051677095 1273291.0997949946, 633479.0919935664 1273290.2661506648, 633493.5956201362 1273288.481000794, 633507.9506051267 1273285.7440659422, 633522.0805989128 1273282.05502002, 633535.941831992 1273277.4468557464, 633550.323409186 1273273.59299577, 633564.9085469223 1273270.6026886012, 633579.6536150323 1273268.4757484125, 633594.5039815862 1273267.2340622833, 633640.5299707005 1273449.400347077, 633636.6881398777 1273664.4783615705, 633499.808099506 1273655.1787097887, 633439.0613672421 1273630.499139409))) | 500 | Solar | 752.3419 | NODEVN3435
16135954 | plant |  |  | Nhà máy Điện mặt trời Thác Mơ |  | 50 MW | solar | [10 empty] | MULTIPOLYGON (((719833.8416700498 1311395.968409811, 719808.00444212 1311451.2592590116, 719779.5771964372 1311421.7102032315, 719755.0641366652 1311375.360266513, 719729.6350704783 1311294.4268980173, 719695.9327877082 1311163.9197146092, 719719.1855193517 1311163.0699724534, 719742.4211982915 1311143.4877771814, 719819.587718605 1311144.333822075, 719871.4149479428 1311172.3040488763, 719896.3435369825 1311281.6921001186, 719893.1494799037 1311319.4324484558, 719878.0119395857 1311350.9786624787, 719854.7637144641 1311372.2977955274, 719833.8416700498 1311395.968409811)), ((719587.631822129 1311568.1665558487, 719566.6971191075 1311512.2496834302, 719473.0004142914 1311372.446374507, 719415.0070673606 1311265.7189359854, 719386.3604968103 1311225.7238120264, 719432.513942418 1311189.7543783814, 719452.0676130177 1311114.0922862433, 719505.6233450507 1311023.5616748095, 719525.2993467561 1310971.7224977089, 719531.7472942434 1310887.8221789075, 719558.0896371165 1310721.8779710534, 719591.5919792096 1310696.2732342458, 719654.998571936 1310701.0799246542, 719674.1433224212 1310721.2673513056, 719685.0133218109 1310753.875811321, 719652.1041877258 1310979.3110553965, 719642.4556876081 1311061.152382047, 719647.4632472362 1311096.6173808016, 719657.6374398746 1311144.036301788, 719707.1809654352 1311326.506656589, 719718.891302634 1311364.9301737251, 719732.6735408145 1311400.171026865, 719751.9964335895 1311436.3260899882, 719791.4256247953 1311480.1838154336, 719797.6766917836 1311504.914170937, 719775.6265798263 1311523.343086003, 719644.8606312969 1311536.3382826764, 719617.496586506 1311561.6995412312, 719587.631822129 1311568.1665558487)), ((720007.6006498188 1310692.5995933358, 720006.295951684 1310671.0916267969, 720081.7322560262 1310668.738996203, 720155.0282157244 1310800.8392559374, 720157.0223051318 1310808.41083511, 720158.3057760819 1310814.7822871509, 720159.2619018147 1310821.2066903287, 720166.6726574567 1310888.9315617804, 720167.335176009 1310893.7605342164, 720168.3578123426 1310898.5257288858, 720169.9856896757 1310903.9923806165, 720172.0724085566 1310909.3074533704, 720358.4470230886 1311249.3137628578, 720292.6755752044 1311249.1353775878, 720291.9674143067 1311267.1323830439, 720247.5384947103 1311266.5224763595, 720226.0934458692 1311240.5200166143, 720159.2191435588 1311231.6150099933, 720104.0461387448 1311181.1145638598, 719991.7337570429 1311026.5028945084, 720001.0500537265 1311020.7614489996, 720010.5277413778 1311015.308854354, 720019.9323514253 1311010.9179348028, 720027.6660376266 1311007.00175745, 720031.9751740207 1311004.919630096, 720036.0584173475 1311002.4264766178, 720041.4190585994 1310998.1169166015, 720046.0874356048 1310993.0831433295, 720049.9540066822 1310987.401815235, 720052.9304650209 1310981.2271968562, 720073.137798918 1310926.8914572967, 720063.758402135 1310849.559368023, 720062.1319456303 1310842.3887870002, 720061.0912611407 1310835.598645742, 720059.363273712 1310828.9031077866, 720056.4460292668 1310820.8822681685, 720052.3403277078 1310811.4254872263, 720007.6006498188 1310692.5995933358)), ((720531.7074513747 1311664.1675742944, 720650.8242545261 1311523.5936150178, 720604.2102767667 1311462.2555385218, 720566.3684811214 1311480.5692497026, 720451.1402052371 1311567.452923483, 720394.4271896854 1311609.1532122698, 720255.9147529674 1311683.3764882982, 720178.4266271517 1311767.6136904804, 720157.1391242284 1311880.7388798445, 720231.4732181638 1311909.736286035, 720271.3118555043 1311918.014003166, 720299.1726286911 1311885.830016925, 720455.1196292008 1311744.3610938187, 720473.8883338602 1311726.119023501, 720492.2242016486 1311707.4533613394, 720512.2473080659 1311686.0669948081, 720531.7074513747 1311664.1675742944)), ((719511.3979983978 1312570.199083424, 719519.0482760099 1312442.181874586, 719578.3074236335 1312453.3543627341, 719586.8466099919 1312444.996007351, 719594.2426012404 1312391.3088275902, 719649.198811277 1312391.706583573, 719648.7070914031 1312337.6856904973, 719634.3394045824 1312303.6023411993, 719685.0453888339 1312245.3049030523, 719680.4587548629 1312192.4050804756, 719763.8505738401 1312139.8655676993, 719832.592755163 1312173.468690093, 719841.4678952685 1312177.4277173618, 719850.6205230576 1312180.691687809, 719860.0071288515 1312183.2492217843, 719869.7474267413 1312185.1233158968, 719879.6131286554 1312186.2348641993, 719889.5279520677 1312186.5833139946, 719899.448387448 1312186.157285339, 719964.3454593965 1312184.879369115, 719967.9314096433 1312255.4865070512, 719977.3605755366 1312325.8372642337, 719962.638334577 1312330.1895839202, 719947.6935853923 1312333.666193097, 719932.559099747 1312336.256265203, 719918.1400154021 1312337.877843528, 719903.6614815381 1312338.6802167043, 719889.1560293442 1312338.6857499564, 719874.6674082495 1312337.872631305, 719862.2545294481 1312337.8601459023, 719849.8589577917 1312338.4674087542, 719833.4157458608 1312339.687100675, 719784.8570700941 1312590.4796623131, 719719.5404150186 1312567.058591857, 719511.3979983978 1312570.199083424))) | 50 | Solar | 75.2342 | NODEVN3413
16528602 | plant |  |  | Nhà máy Nhiệt điện Phú Mỹ |  | 3975 MW | gas | combustion | [9 empty] | MULTIPOLYGON (((722370.9031885912 1173264.1563520664, 722335.550833769 1173237.0847262603, 722327.0992995638 1173230.6236055417, 722317.9399454922 1173223.604676574, 722306.6375194379 1173222.9444850078, 722307.6437119328 1173207.9817800103, 722316.7978389817 1173207.42199044, 722303.5480756382 1172477.259830514, 722303.5098829701 1172474.7259799654, 722302.997606348 1172445.8794118904, 722302.5036769952 1172417.575088501, 722662.6959314151 1172414.4288190424, 722780.3701937841 1172413.4058425846, 722990.4217624714 1172411.5716712151, 722997.6959916562 1172420.65841661, 723008.8613532113 1172420.5655516256, 723016.7865966607 1172420.4957332024, 723025.9357249588 1172412.3794783861, 723091.4128345527 1172412.5205571663, 723096.1872338343 1172983.6768950813, 723078.3912216322 1173000.133888079, 723075.5060416928 1173002.7924277978, 723075.7375564576 1173025.9283785573, 723075.8638951099 1173038.3870604082, 723096.8614322622 1173059.5237633106, 723098.7121302662 1173269.8369034363, 723097.5781308451 1173352.6753317176, 722555.4050862237 1173369.0076418356, 722310.1777688634 1173376.3888631265, 722309.3227057852 1173359.8318821434, 722308.729917918 1173348.3659474535, 722370.9031885912 1173264.1563520664)), ((723087.1790428422 1172318.5721495482, 723090.3774324856 1172211.252015393, 723087.4478937116 1172210.6464519599, 723087.6264759279 1172205.1046530555, 723087.8178868433 1172199.2752791294, 723091.9981048235 1172199.4464790493, 723094.9594274623 1172094.8907480154, 723065.4437057314 1172073.9860710246, 722803.2109125494 1172082.4823385095, 722798.5610970958 1172075.4485570341, 722452.3972133409 1172076.9818473966, 722453.2605924413 1172169.403139327, 722447.0979625366 1172169.4182243852, 722446.4793929495 1172309.4261768297, 722453.5286447834 1172309.4058220466, 722453.7940711121 1172357.6013356792, 722703.5038771849 1172353.8558188647, 722732.9948324397 1172353.417982605, 722769.546573259 1172352.8714489567, 722860.7562741735 1172351.509707142, 722863.3867023691 1172307.4819452635, 723087.1790428422 1172318.5721495482))) | 3975 | Gas | 11159.68 | NODEVN3690
16942144 | plant |  |  | Nhà máy Nhiệt điện Hải Phòng |  | 1200 MW | coal | combustion | [9 empty] | MULTIPOLYGON (((682772.4859330824 2316940.682690264, 682767.2288348924 2316936.3289160854, 682545.1914266441 2317008.7775883535, 682534.8621254337 2317009.771661344, 682510.789390767 2317016.7271616943, 682498.4537602415 2316994.8236518255, 682410.6230691909 2316838.9476313135, 682406.8701472301 2316799.7987737954, 682540.5145544233 2316727.3871239494, 682695.3916684805 2316643.472449003, 683124.9215584883 2316401.603646111, 683296.7608461607 2316480.3245350556, 683311.001477232 2316504.8848808873, 683362.2455184099 2316563.147259398, 683335.7072880296 2316605.008154004, 683273.7332450969 2316696.6929322253, 683237.7140690039 2316750.385789727, 683069.059350453 2316838.3960331623, 682859.0529751724 2316908.071960314, 682815.5583871352 2316930.3374659824, 682772.4859330824 2316940.682690264)), ((683073.4624086274 2316364.698510836, 683046.570624979 2316379.1294852593, 682700.1262929585 2316578.794932337, 682613.2214158918 2316618.3895932273, 682437.5663575814 2316718.9850935135, 682244.7053519449 2316386.2084150123, 682382.7835578766 2316307.122842951, 682555.6579947332 2316208.112584217, 682557.9039878569 2316211.9903857517, 682702.4962664671 2316129.180728675, 682744.4860594113 2316201.6339676743, 682920.2112841416 2316100.9976073643, 683073.4624086274 2316364.698510836))) | 1200 | Coal | 5708.37 | NODEVN3382a
18089019 | plant |  |  | Nhà máy điện mặt trời Gio Thành 1,2 |  | 100 MW | solar | [10 empty] | MULTIPOLYGON (((729522.1754038548 1870764.8033623078, 729601.486967713 1870622.4885257785, 729479.3112885698 1870528.2608200025, 729076.5628318224 1870344.3102217885, 728630.16007822 1871384.8778925105, 729009.8548972295 1871715.7160604906, 729522.1754038548 1870764.8033623078)), ((728742.047499374 1871949.993689251, 728727.4055665176 1872060.3369425281, 728854.002534979 1872062.283602471, 729122.4396238546 1872319.1795503185, 728638.9920553955 1872933.1565579532, 728267.5735637024 1872579.9956244682, 728326.5751675125 1872359.068317103, 728251.3386835506 1872286.0930311333, 728190.5241789911 1872149.079058334, 728386.6698621544 1871854.08035882, 728527.5965528684 1871852.4946546431, 728530.6538267018 1871807.6382618623, 728573.5118814654 1871783.3968662994, 728742.047499374 1871949.993689251))) | 100 | Solar | 150.4684 | NODEVN3466
18092596 | plant |  |  | Nhà máy điện mặt trời Mũi Né |  | 40 MW | solar | photovoltaic | [9 empty] | MULTIPOLYGON (((862460.5078331196 1217649.6845409912, 863802.4938691219 1217963.1611004411, 864485.6939841413 1218183.0528530388, 864478.3991806982 1218206.2976222567, 864281.7471924671 1218152.7857760848, 863601.1445204641 1218121.9034302835, 863607.3132140893 1217988.9954688696, 863564.5952576989 1217976.8588611986, 863380.922981906 1218023.810766801, 863357.076624102 1218109.8601711665, 863246.8863365115 1218094.6502031896, 862959.6308768658 1217953.8187657865, 862460.2242141365 1217675.3438177854, 862460.5078331196 1217649.6845409912)), ((862303.4197449945 1217628.1120374165, 861973.5660557963 1217623.3064725823, 861984.843612642 1217559.2807523052, 862150.3183625113 1217564.6075676011, 862307.2392707597 1217601.3289146065, 862303.4197449945 1217628.1120374165)), ((861727.222147841 1217604.2627519607, 861604.9307532775 1217621.576470971, 861419.4611666028 1217619.531848605, 861257.7569619414 1217590.9139374602, 861094.7277207337 1217576.2929060834, 861111.2496064749 1217462.1639075235, 861415.1922664354 1217473.6745517317, 861423.8456299878 1217541.4196671695, 861725.4596523766 1217551.7448238882, 861727.222147841 1217604.2627519607))) | 40 | Solar | 60.1874 | NODEVN3963
18122776 | plant |  |  | Nhà máy điện mặt trời Phan Lâm 1 |  | 36.72 MW | solar | photovoltaic | [9 empty] | MULTIPOLYGON (((866619.514625242 1254060.3279583473, 866690.657687454 1254097.9769193383, 867011.3108693399 1254004.2012557006, 867005.7680956521 1254622.9572236023, 866944.4469592615 1254785.7603501978, 866889.4827250626 1254786.0787053078, 866802.1303298548 1254795.8704958863, 866611.6961146384 1254793.6743562322, 866619.514625242 1254060.3279583473)), ((867023.501497468 1253999.2577724254, 867017.5023748415 1254630.0708144738, 866952.2972056635 1254797.913207739, 867286.1481791886 1254805.5779192494, 867407.1154866748 1254762.5253548548, 867175.2627661373 1254306.774902549, 867116.147059565 1253974.2968344793, 867023.501497468 1253999.2577724254))) | 36.72 | Solar | 55.252 | NODEVN3998
18122778 | plant |  |  | Nhà máy điện mặt trời Văn Giáo 1, 2 |  | 100 MW | solar | photovoltaic | [9 empty] | MULTIPOLYGON (((496620.60994722665 1170018.9077340176, 496658.14414579596 1169806.6807533766, 496662.82053418155 1169636.4284582888, 496482.06105873204 1169475.5266811817, 496139.3440369919 1169459.2439556983, 496113.52443564177 1169536.2018597433, 496336.5368992516 1169624.7970459575, 496402.27488614764 1169750.737494521, 496390.56073570234 1169976.9488048009, 496620.60994722665 1170018.9077340176)), ((496949.11456529004 1168607.8920982059, 496747.28439820994 1169174.646282203, 496489.0907999889 1169326.2709134978, 496249.65541230934 1169328.6182905699, 496092.36784545344 1169254.0139375485, 496118.16951611417 1169114.0768017478, 496179.2018214372 1169111.7369452133, 496261.3578865046 1169002.1112697902, 496284.7825197081 1168624.2886906099, 496153.3271421213 1168605.639455344, 496150.96114810015 1168482.0363902943, 496101.6598433747 1168428.3946642692, 496127.46361338074 1168204.4927102858, 496190.8402620833 1168216.1504497535, 496211.9444340551 1168027.2326376238, 496378.6132910374 1168001.5629382564, 496388.0218861488 1168106.5125168872, 496510.0970447724 1168169.4679700844, 496503.08318881475 1168477.332593865, 496646.28881635104 1168612.5864275396, 496655.68343264447 1168696.5504154288, 496787.1482425569 1168705.8696902627, 496784.78717996646 1168610.2401402434, 496949.11456529004 1168607.8920982059)), ((496254.02231917984 1166351.436154586, 496643.74945179827 1166592.7973027471, 496849.19840892556 1167038.2645423806, 496653.1833970972 1167073.266659967, 496416.0748641426 1166984.659903506, 496436.11517627665 1167800.97659675, 496061.6832345262 1167745.048468092, 496052.2592697971 1167516.4736210955, 495873.8421360446 1167481.511167265, 496148.43795254984 1166865.7406527977, 496099.10587604524 1166562.537489682, 496193.0049261775 1166532.2093615688, 496254.02231917984 1166351.436154586))) | 100 | Solar | 150.4684 | NODEVN1881
15912517 | plant |  |  | Nhà máy Điện mặt trời Lộc Ninh 4 |  | 200 MW | solar | [10 empty] | MULTIPOLYGON (((662624.6969815305 1317044.4931185222, 662594.1552781585 1317019.6505920282, 662572.9017039494 1317001.583450835, 662551.9878079204 1316983.1420632005, 662529.7444132505 1316964.793099155, 662506.8869441699 1316947.1930365951, 662487.4875934965 1316932.7198646173, 662471.3794109798 1316922.0363681603, 662456.60908932 1316911.7251007047, 662445.7888161512 1316904.2225653932, 662435.462346232 1316896.0479361515, 662425.6947991853 1316887.2458083944, 662416.811180929 1316878.1497726908, 662408.507677225 1316868.5369660861, 662400.8168481538 1316858.4296860006, 662393.7602421171 1316847.872293696, 662372.4539741359 1316817.2613020106, 662361.5330242519 1316802.1258291078, 662350.2620022923 1316787.2650193668, 662337.5046265303 1316771.2790235237, 662324.3424142159 1316755.6227064019, 662310.775305906 1316740.3071297216, 662289.5721277746 1316716.8424980778, 662279.2113895856 1316704.8847215301, 662268.0734393157 1316693.6307143026, 662257.546470721 1316684.2272603475, 662246.4824135512 1316675.440372636, 662240.8297580755 1316671.195613538, 662234.9136505186 1316667.3255329276, 662227.7129352441 1316663.3047621832, 662220.2368659534 1316659.8466522398, 662212.5180034479 1316656.973500914, 662204.5890865885 1316654.6744224709, 662189.8658461862 1316649.7615747913, 662175.4300327852 1316644.0649107085, 662161.5179702924 1316638.2051406687, 662147.7383989563 1316632.01424355, 662122.9567110819 1316621.726920972, 662110.8764229192 1316617.5804667792, 662102.5269909247 1316614.4716745531, 662094.4864167825 1316610.6455439331, 662086.8089280414 1316606.146611347, 662080.3191350988 1316601.5876781112, 662074.2132055543 1316596.544098632, 662068.5128067804 1316591.0381117899, 662063.2612737658 1316585.1141955487, 662054.3019331133 1316573.8498365728, 662046.1737774601 1316561.9704921942, 662038.8981190771 1316549.5647677553, 662031.4565690374 1316537.6227392983, 662024.506801123 1316525.3846883846, 662018.0595901874 1316512.8727953222, 662011.9212907099 1316499.632501612, 662006.3398955078 1316486.1407792561, 662001.337013529 1316472.4309280727, 661995.2249858051 1316458.3501083439, 661988.2830024166 1316444.6519969848, 661980.5107664261 1316431.3919004682, 661970.6644692648 1316412.8333124437, 661961.7246570447 1316393.8371246634, 661949.4296468927 1316368.739162589, 661937.451344253 1316343.4880435462, 661924.4007005405 1316315.0565478164, 661918.2356713507 1316300.6878715528, 661911.7540235639 1316286.4502402258, 661900.8492763028 1316264.1361824586, 661894.8834963602 1316253.2418833398, 661889.2017629567 1316242.194245656, 661879.9491326301 1316222.5991032652, 661871.5809085096 1316202.621546762, 661859.1043277517 1316172.7441165869, 661847.0753465102 1316142.6810450733, 661838.006998328 1316119.171149694, 661835.7409542103 1316111.0620306658, 661832.7982865316 1316103.181583112, 661829.2114970167 1316095.5631655646, 661825.6715977478 1316089.3608675902, 661821.7054411494 1316083.4217653247, 661817.323683673 1316077.7901618276, 661806.286193052 1316063.9706568928, 661802.3795314493 1316059.1269616918, 661796.5640009769 1316052.713390955, 661789.6928890024 1316046.0950699374, 661784.8819062231 1316041.2797257516, 661780.6180681968 1316036.0027269088, 661776.3294158713 1316029.2544211447, 661772.9148234692 1316022.024085685, 661761.5088770041 1315997.6499943484, 661763.277474487 1315972.4835555337, 661764.6975466764 1315947.3041919013, 661766.223633139 1315908.4091785667, 661768.5424214305 1315855.7247574462, 661769.9920583891 1315804.6396028327, 661772.6733223983 1315692.3026464095, 661774.5189838444 1315575.2822303886, 661774.9687787696 1315570.6166974246, 661776.0389658062 1315566.0540339898, 661777.7181788004 1315561.6826710615, 661780.6433801097 1315556.5436664273, 661784.4043594623 1315551.9732644958, 661788.891532502 1315548.0925558172, 661850.2099449716 1315501.685728531, 661854.5784895695 1315497.5831639823, 661858.6111134639 1315493.1469594222, 661862.2532902531 1315488.387884576, 661865.501047788 1315482.011726487, 661869.037715293 1315474.5752129764, 661872.0220722771 1315466.5273650696, 661918.5381267818 1315346.4384701082, 661923.2671099557 1315334.01961596, 661926.5554914146 1315322.0908216299, 661930.6641310223 1315305.4874144197, 661934.2614297471 1315288.7595957222, 661937.3363748697 1315271.929429482, 661941.3384336008 1315246.7417530664, 661942.811512673 1315234.0731909652, 661944.6220552933 1315221.4506800934, 661947.756801619 1315203.6253018354, 661951.5554060346 1315185.9251512985, 661956.0067986295 1315168.3833537698, 661960.6635801247 1315153.1766251207, 661966.0163702815 1315138.194849815, 661972.0323118429 1315123.4710367117, 661985.8661459347 1315091.1570716733, 661993.5873046431 1315075.3583606689, 662000.428160548 1315059.167788923, 662006.5771590078 1315041.9779835315, 662011.7473954912 1315024.4732200557, 662015.9059507065 1315006.6975679223, 662020.8520419364 1314984.2581898833, 662025.4934717447 1314961.7508128965, 662030.8523456113 1314937.4995631059, 662036.5594081758 1314913.3276071753, 662040.9598376504 1314897.1792865144, 662045.795425433 1314881.1439095815, 662051.8437666763 1314864.4513350588, 662054.7257908541 1314859.2568064085, 662057.0645528923 1314853.793895138, 662058.8270755021 1314848.1177320154, 662060.0024054853 1314842.2393198286, 662060.5681631467 1314836.269153486, 662060.5130992497 1314830.273541619, 662059.8259645479 1314824.3187928977, 662058.3298520723 1314814.8200441778, 662056.3320956132 1314805.4181643073, 662053.8435292508 1314796.1242728895, 662048.66295955 1314774.8364041278, 662042.9696660009 1314753.6785315108, 662034.6426753534 1314725.9139337402, 662025.4426884309 1314698.421206687, 662016.8616186293 1314673.3431960556, 662007.8876472132 1314648.3958258778, 661999.8099783524 1314626.9597398548, 661996.0331808464 1314616.1324852505, 661991.4593606401 1314605.6328124753, 661986.8547569315 1314596.8143189973, 661981.6819587467 1314588.3135702277, 661975.9625167565 1314580.174927606, 661969.7181592007 1314572.4095691298, 661958.0764280941 1314557.392213856, 661946.7956584628 1314542.1002581196, 661930.8253525668 1314519.604346682, 661914.3082032476 1314497.5037363495, 661901.8219591228 1314481.4974260805, 661895.294321877 1314473.7305742402, 661889.0621146357 1314465.7219511368, 661879.5042267521 1314452.15376461, 661875.0204173664 1314445.1832053692, 661870.7989440685 1314438.0481271236, 661864.4574527954 1314426.023617474, 661858.869521365 1314413.6491698637, 661854.0567607513 1314400.9580836408, 661850.0298291042 1314387.9946611177, 661843.1276677111 1314366.7197846528, 661835.9308881706 1314345.53182895, 661827.2200657587 1314322.2562345471, 661822.6408519149 1314310.7057351724, 661817.7668497928 1314299.2753383652, 661811.0042592128 1314284.4942956278, 661803.7720430719 1314269.9319761558, 661796.0918705475 1314255.610618984, 661787.2817978157 1314240.7080350388, 661775.8114879562 1314222.1077852407, 661762.1396347701 1314193.474110864, 661747.216786629 1314160.4091870775, 661735.7365285633 1314133.4575119999, 661724.7802779288 1314106.2984738273, 661714.3370827832 1314078.9430748478, 661794.7253554913 1314017.815256859, 661796.985813265 1313978.0503440225, 661841.6006104625 1313940.8345200978, 661893.384222608 1313930.0828667555, 661962.499986591 1313901.1282762568, 661966.3293273108 1313898.0736577432, 661970.4182924496 1313895.3633325717, 661977.2460912662 1313891.838037957, 661984.482779663 1313889.2662159773, 661992.0084046415 1313887.6693486818, 661999.6810476334 1313887.1019849838, 662016.0378825569 1313886.2713309887, 662032.4027745901 1313885.9716789846, 662048.7757228799 1313886.203029088, 662065.776798595 1313887.1346196018, 662082.730511958 1313888.7739002034, 662091.2128745756 1313889.582512131, 662099.5932856645 1313891.1206378588, 662108.306736314 1313893.5344034499, 662116.7544686736 1313896.7431757583, 662124.8604014809 1313900.7133631962, 662132.570300811 1313905.4004295114, 662139.8188612881 1313910.7929635588, 662151.804248383 1313918.6333080898, 662164.3500782714 1313925.569616962, 662177.3802121748 1313931.579360331, 662181.6720991818 1313933.704010096, 662186.1733399797 1313935.3873222715, 662190.8186890882 1313936.6068247643, 662196.207021338 1313937.4210305277, 662201.6531391514 1313937.6161042384, 662207.0916787896 1313937.1916959917, 662212.4354884843 1313936.1473392036, 662222.6576275093 1313933.5030627705, 662232.6334109444 1313930.072106091, 662242.2974753097 1313925.8541188766, 662261.9721487103 1313917.8071599165, 662281.8941977099 1313910.3588568293, 662302.0308208591 1313903.5311574857, 662321.5780723009 1313964.0204579858, 662456.327574397 1314011.2008252114, 662546.6232645083 1314010.5236275452, 662656.5757127252 1314102.5700907584, 662670.5817752472 1314162.156123418, 662559.5908446811 1314206.8571877733, 662554.742916734 1314239.3408921685, 662431.001798232 1314374.2688538663, 662448.6100796323 1314436.628381297, 662454.2303944331 1314455.1090829473, 662459.5428115608 1314470.0595210611, 662462.9359235201 1314477.2455639027, 662465.4665228096 1314484.7809485649, 662466.9874955149 1314491.6582903313, 662467.7779286187 1314498.6533900555, 662467.8599662328 1314505.6999974772, 662467.223189685 1314512.7095647443, 662465.8679554727 1314519.6157248262, 662451.7354883717 1314540.4461315947, 662488.8800599722 1314587.966431908, 662481.5949863613 1314638.1575682631, 662490.9646274768 1314743.60171172, 662516.5694852645 1314763.1852137789, 662527.6826323455 1314762.9572577842, 662535.75945197 1314782.4467111544, 662524.065409599 1314838.1338670368, 662544.2059112285 1314895.429893941, 662567.5307222218 1314905.4330289057, 662585.9795352163 1314953.1407636902, 662602.2030538054 1314979.0675413592, 662652.3141898896 1314950.886524672, 662541.5923356719 1315165.1282850872, 662536.361878846 1315161.3282322935, 662530.6699112684 1315158.2668229765, 662524.5923914764 1315155.999772619, 662518.2705802771 1315154.594208709, 662511.8134140893 1315154.0507161205, 662505.3406041849 1315154.3920604635, 662498.9829335422 1315155.6078821921, 662492.7402245622 1315157.731364695, 662486.8634457756 1315160.6864244263, 662481.4618301624 1315164.4183399426, 662476.6228233746 1315168.8722728293, 662472.4558955036 1315173.9492569007, 662469.0487292804 1315179.550209047, 662463.7906366296 1315186.9884971613, 662457.94666802 1315193.9811820784, 662451.5496824605 1315200.4952559713, 662444.6653382691 1315206.4757640546, 662440.8390572738 1315208.977251798, 662437.3156006455 1315211.8896400544, 662433.7987055331 1315215.6095526828, 662430.769825503 1315219.7413593482, 662428.2946778949 1315224.2190435939, 662426.4172521932 1315228.9654109052, 662389.8317432816 1315294.673480024, 662359.4681845017 1315343.866963242, 662344.8942745014 1315337.3952533684, 662327.7648783346 1315370.6980151455, 662292.2194375272 1315352.211708972, 662200.1711121179 1315518.0719315805, 662212.114964319 1315523.3680272594, 662210.8509984589 1315527.487185744, 662208.9239559562 1315531.3373147307, 662206.367050911 1315534.81903899, 662203.2788579589 1315537.8333336401, 662199.7580108934 1315540.2701126412, 662195.8808822582 1315542.1076624957, 662191.7458685001 1315543.2801417976, 662187.483809154 1315543.7661288984, 662183.1928041237 1315543.555088118, 662178.9927401558 1315542.6366004746, 662111.0425071646 1315519.3421001367, 662097.385419634 1315559.333621583, 662100.2050310613 1315561.7158803495, 662103.3319093054 1315563.6794491115, 662106.7009309223 1315565.179733207, 662110.8561746373 1315566.3302619222, 662115.1459313204 1315566.7735771714, 662119.4503143798 1315566.5200982268, 662123.6494964598 1315565.5691831328, 662128.3457468573 1315565.3731120834, 662132.9827303201 1315566.0727040784, 662137.408057034 1315567.6450197492, 662141.4478467028 1315570.0116970942, 662146.8083954451 1315573.9229972353, 662151.6755978579 1315578.4179135952, 662155.984330387 1315583.45185108, 662160.7311096266 1315588.0567388434, 662163.082474788 1315590.4033109846, 662165.8724805173 1315592.2102212678, 662169.6670510081 1315593.580055756, 662173.6848242579 1315593.95555353, 662177.664477256 1315593.3131912404, 662181.3659995783 1315591.718051475, 662185.5224375459 1315590.6120553187, 662189.8061586024 1315590.1483078245, 662194.0971570594 1315590.3593503563, 662198.3192972763 1315591.222651927, 662210.399251084 1315593.477572355, 662216.4388124973 1315594.6824626196, 662222.5462243838 1315595.4231355384, 662230.3775828182 1315595.6531615297, 662238.2021395877 1315595.11991066, 662242.1150111738 1315594.7426743018, 662245.9328665363 1315593.8007933008, 662250.7918830911 1315591.6919773784, 662255.1546660691 1315588.6734597841, 662256.8649517831 1315586.6473162437, 662258.8353751162 1315584.8659202124, 662262.37688311 1315582.639427065, 662266.306344014 1315581.2003799032, 662270.449166281 1315580.6031501787, 662272.5517156974 1315580.5923011242, 662274.6308175691 1315580.8910481, 662277.7840385584 1315582.0030433831, 662280.5848737322 1315583.8210845466, 662282.87039611 1315586.2558059355, 662284.4997622648 1315589.1626528392, 662285.3867146565 1315592.3752402803, 662285.4778540676 1315595.6941750513, 662284.7632363891 1315598.9424199974, 662284.4135972306 1315603.1992174555, 662284.7176222902 1315607.448458745, 662285.6539396882 1315611.6125989016, 662287.2012962173 1315615.591970659, 662289.3275453234 1315619.2868483574, 662293.3392219981 1315624.8612289848, 662298.0184203872 1315629.875054466, 662303.3000766857 1315634.2726687184, 662306.0669199994 1315636.333883537, 662309.0974590741 1315637.9761764393, 662313.2618611534 1315639.4475674974, 662317.6373906608 1315640.1457874223, 662322.0498127929 1315640.0588401898, 662326.390193844 1315639.1861414427, 662330.4950143748 1315637.5489369351, 662334.2440911402 1315635.2129507724, 662338.2518808048 1315633.387181372, 662342.4637381774 1315632.1045201742, 662346.803290537 1315631.3866805497, 662351.2051772072 1315631.233311931, 662356.9550576044 1315631.6070660267, 662362.6253014107 1315632.6108989269, 662368.1397137577 1315634.2333403237, 662379.4991971693 1315636.7610036698, 662391.0274817719 1315638.2829815724, 662402.6592676386 1315638.7878621465, 662414.2857405978 1315638.2529383728, 662430.9385888048 1315636.9043242736, 662447.5080331162 1315634.8583972636, 662455.7193825808 1315633.2985606568, 662463.9939558578 1315632.1372794253, 662473.7049761019 1315631.2602498925, 662483.4566608497 1315630.9254550538, 662488.3378016828 1315630.785740992, 662493.2163293399 1315631.1327195335, 662499.9852626023 1315632.4300771286, 662506.5095508553 1315634.6552883394, 662512.6477573287 1315637.7744090396, 662518.291363227 1315641.7094257765, 662528.1400247072 1315647.6580975812, 662538.4616738292 1315652.757578167, 662541.5133732333 1315652.4863704594, 662544.5055555438 1315653.1550707999, 662547.1443954967 1315654.7067934435, 662549.1802357263 1315656.9742747922, 662550.3752631091 1315659.613330812, 662550.7519776053 1315662.4913442493, 662550.2682317909 1315665.3426126577, 662548.9579538552 1315667.9350268042, 662546.9531125636 1315670.037004153, 662544.428953065 1315671.4725021594, 662535.6620254519 1315677.0889000585, 662527.424956825 1315683.4382048305, 662523.4524153722 1315686.8127489712, 662519.7723331209 1315690.4985861855, 662514.8595385146 1315696.5339024968, 662510.7063129644 1315703.1263734875, 662508.8468557666 1315706.5565133062, 662507.4003972395 1315710.1658551074, 662506.085573457 1315715.63423551, 662505.706868174 1315721.2403811722, 662506.2868992633 1315726.8295526206, 662507.8047110975 1315732.246776463, 662510.2176207894 1315737.3259011935, 662513.4609806346 1315741.9338418862, 662517.4374629899 1315745.9373381166, 662526.6014516931 1315755.6321850442, 662535.4150642068 1315765.6569984872, 662539.4717356402 1315770.9551246585, 662543.8675853958 1315775.9785360792, 662550.922503215 1315782.8413805622, 662558.6021426137 1315788.9996473074, 662562.9469481936 1315791.3569662983, 662566.8415002736 1315794.3866185122, 662570.4803933976 1315798.3661868526, 662573.3645534932 1315802.9168987153, 662575.3857603127 1315807.9054343763, 662576.4904388599 1315813.1655832336, 662576.646741559 1315818.5423129862, 662577.6665309358 1315823.381668805, 662579.4828418561 1315827.981951555, 662582.0636477817 1315832.2213128044, 662585.3116216615 1315835.9664917616, 662589.1511044318 1315839.1064670605, 662593.4735788319 1315841.5632252507, 662599.7754906111 1315844.6168811969, 662606.308836458 1315847.1740147362, 662613.0083160694 1315849.2232135276, 662626.5179900746 1315852.990365855, 662640.1497475646 1315856.3378436908, 662660.896078321 1315910.1529829015, 662620.4769091012 1315927.0699763345, 662611.1531083997 1315977.5266918729, 662635.2876563008 1315998.8502677896, 662663.8433873825 1316014.3903477844, 662666.4761816296 1316017.05926573, 662668.485381865 1316020.2225987534, 662669.6562747625 1316023.2929322894, 662670.2271447935 1316026.525962155, 662670.1876936193 1316029.811017841, 662671.8759076152 1316042.0209388065, 662648.4536836528 1316050.3128089816, 662636.1644795749 1316052.5696555623, 662634.5471975263 1316081.8739530675, 662637.3448113927 1316106.5672150934, 662671.1681080272 1316118.9499226059, 662711.7406549826 1316126.1368797105, 662689.1305743589 1316147.4967231755, 662651.8659479985 1316175.4478672, 662618.4108068431 1316204.0168501376, 662630.4486719229 1316246.4692656712, 662649.9347705619 1316263.1220591557, 662731.2830018639 1316296.3569943274, 662760.1591162566 1316304.9301800693, 662790.2538311288 1316305.6784013174, 662780.7216235911 1316338.136891363, 662785.0443590936 1316350.6486077097, 662802.7312003425 1316375.7096499784, 662840.0773973516 1316385.2023797606, 662861.6284253005 1316398.669676106, 662866.2437502448 1316409.4352653855, 662859.7589542168 1316420.1410798342, 662831.9406843234 1316431.6058857946, 662800.5085617343 1316462.7960684833, 662786.073111945 1316485.3612871026, 662778.3556388174 1316506.513611432, 662778.5466310054 1316525.6731859066, 662786.342615376 1316542.550779445, 662803.5379196099 1316551.6474234227, 662806.8216155893 1316554.8065730836, 662807.1956038456 1316558.1823495678, 662806.6982635548 1316561.5313119441, 662805.605554959 1316564.1801933332, 662803.9588471585 1316566.5384926721, 662801.8459995891 1316568.4739448333, 662799.3436807552 1316569.909532042, 662796.8131490347 1316570.515353718, 662794.220950841 1316570.4350295274, 662791.7305419035 1316569.6583779312, 662789.5485930423 1316568.2418190816, 662787.8379050656 1316566.29684449, 662786.7066347972 1316563.967836029, 662786.2410338913 1316561.4211806853, 662784.9929164188 1316558.5384674778, 662783.0454375164 1316556.061265799, 662780.5284211421 1316554.1561973784, 662777.6155019505 1316552.945873679, 662774.480612419 1316552.497600123, 662771.3414360851 1316552.8457330065, 662768.3941679748 1316553.9692052915, 662764.0674640727 1316556.3683890023, 662755.4609037433 1316562.5828841748, 662744.7195398279 1316568.7416461296, 662729.4767768051 1316577.3760898071, 662718.8181711226 1316602.572170965, 662740.4381605769 1316657.852295593, 662750.2664161314 1316677.63893819, 662757.1600019643 1316752.8722350951, 662741.7876447445 1316787.6222053638, 662749.303502281 1316801.8877723785, 662774.6136760591 1316823.217895394, 662797.1155208345 1316821.889991651, 662800.0239450592 1316823.9299106058, 662779.6874621187 1316856.0536772793, 662782.1891449213 1316881.0329956308, 662796.6528423945 1316907.8133862005, 662831.683709716 1316914.2407443065, 662914.030461695 1316921.5093486877, 662930.8970200579 1316882.4092576464, 662962.3835803007 1316895.6426282458, 662944.8301349955 1316955.0590296504, 662963.3064786727 1316995.223479471, 662949.4405354919 1317021.2760627735, 662965.0663940287 1317048.6490894826, 662950.0309627842 1317059.2645334105, 662937.3503385354 1317067.514448044, 662925.1531831127 1317074.9926660908, 662900.8719495393 1317087.162219507, 662871.7750469643 1317101.5181466541, 662853.2581821289 1317111.3295045132, 662830.1171791774 1317126.193201037, 662809.664538448 1317141.480669217, 662789.7529291088 1317157.4458154326, 662750.6914777348 1317140.9750305056, 662624.6969815305 1317044.4931185222)), ((663067.740394148 1313988.6454187583, 663098.1293825852 1313993.8530256571, 663104.3908307075 1313994.373435995, 663110.6674599063 1313994.0975004076, 663117.3847929293 1313992.9058328918, 663123.8674003967 1313990.7947974936, 663129.9951506776 1313987.8190548206, 663134.4364110059 1313984.4470804627, 663139.2881917155 1313981.7188847018, 663144.4849497591 1313979.6672994099, 663149.9066122443 1313978.3359243514, 663154.9863314502 1313977.7880766166, 663160.08450365 1313977.8597739441, 663165.1356451744 1313978.5727868, 663170.0636165473 1313979.9045821622, 663179.7086996469 1313983.2860384937, 663188.9673664907 1313987.616707549, 663197.7528214384 1313992.8297524932, 663221.6628485328 1314005.535486114, 663245.8368764971 1314017.7670182262, 663275.534740166 1314031.9419808695, 663290.6316096834 1314038.5053883533, 663305.5851818913 1314045.3777545253, 663330.2931960362 1314057.5679946137, 663354.5499456751 1314070.6075619576, 663375.14195528 1314082.4106225057, 663395.4371274854 1314094.7098671023, 663415.4136138291 1314107.5162389318, 663419.1059636275 1314127.8672439016, 663373.5566412557 1314176.3918662823, 663371.6273469917 1314208.9023520947, 663374.3040574046 1314213.5515664916, 663377.418016708 1314217.926601049, 663381.3377106364 1314222.3834120205, 663385.7173955324 1314226.3891817916, 663390.5027806282 1314229.9104331662, 663407.6955100674 1314241.73944555, 663416.6982577746 1314247.0422333016, 663425.4482935229 1314252.741875964, 663436.3000564347 1314260.6209201373, 663446.6909858106 1314269.1058668285, 663456.5776845551 1314278.1632968534, 663466.4526169003 1314285.3623300204, 663475.702352137 1314293.3433620601, 663485.3922273512 1314302.5324800038, 663494.6329380955 1314312.1837620921, 663499.1383676516 1314317.1083380217, 663503.3810876478 1314322.2637890913, 663509.5013788352 1314330.7588971849, 663514.9220072461 1314339.7037532455, 663519.5996363037 1314349.0538767849, 663525.1696081331 1314358.58580313, 663531.362619365 1314367.7339407336, 663538.157120807 1314376.4539275293, 663547.4135718487 1314389.2357310588, 663556.1341827712 1314402.3907375261, 663564.8025494375 1314417.1493884397, 663568.8798865621 1314424.682189848, 663572.6295086684 1314432.3791454637, 663577.0511076313 1314442.734499936, 663580.8941324418 1314453.307961686, 663584.1368555329 1314464.08835155, 663587.6609435207 1314473.1999693185, 663591.8074736053 1314482.038411133, 663594.0390871636 1314486.3865876338, 663596.5657307751 1314490.5704348069, 663601.2264577524 1314496.9891786857, 663606.5546363895 1314502.869513364, 663612.4852619541 1314508.1447188153, 663618.9423762736 1314512.7590773501, 663631.777712856 1314522.4740809598, 663644.2619876392 1314532.6407175858, 663653.4555158312 1314540.9201787682, 663657.7017620358 1314545.4119860374, 663662.2875096125 1314549.5737823073, 663668.1460437593 1314554.074303619, 663674.3888498505 1314558.0238257244, 663680.9724722765 1314561.3999908974, 663687.831727583 1314564.169262406, 663694.9232200983 1314566.2982212123, 663883.3711771955 1314570.2265097804, 663879.2906814027 1315054.4682592864, 662697.6663833389 1315048.0953111642, 662700.0500209504 1315042.4114470645, 662703.0746601692 1315037.0518113496, 662706.7182167883 1315032.0715930057, 662710.9257472568 1315027.5589889723, 662714.307933201 1315024.590560063, 662717.9281154706 1315021.9331326182, 662724.3240685521 1315015.629266646, 662730.0478878395 1315008.713406469, 662735.0337950311 1315001.2626287017, 662738.1362454044 1314995.6158144576, 662740.4345282033 1314989.599648357, 662741.8844738026 1314983.3245078928, 662742.463580899 1314976.9230101043, 662742.1397624754 1314970.2843675117, 662742.589334587 1314963.6609434278, 662743.8118221124 1314957.1412272966, 662745.7850814926 1314950.7914691456, 662748.4867313011 1314944.7221637962, 662750.5104903411 1314941.1380531094, 662752.7840314435 1314937.6990846843, 662756.4621774546 1314930.340832697, 662759.5100374271 1314922.691593833, 662761.8945731154 1314914.8175593857, 662763.5936993388 1314906.7739180627, 662764.3193167187 1314901.4904196966, 662765.8175539224 1314896.3659355757, 662768.055135665 1314891.510901934, 662770.9769992008 1314887.0356379407, 662774.5282005882 1314883.0283404374, 662778.3695487474 1314879.7637238114, 662782.6328382819 1314877.0433896293, 662787.2305032562 1314874.9442978522, 662809.8488095966 1314864.380489705, 662827.8595788227 1314855.7276834962, 662842.329434789 1314849.1685921005, 662849.1340636918 1314845.886734548, 662856.4976051118 1314841.9884398668, 662870.3423028984 1314834.1871091137, 662879.2065601925 1314828.7593414073, 662887.9087835177 1314823.0762895858, 662905.8964437864 1314812.6535581232, 662924.2724828825 1314802.9408621043, 662943.026065851 1314793.927082526, 662958.903416771 1314786.9773992377, 662974.3608013015 1314779.1184191112, 662989.3218450351 1314770.3718533393, 662999.3141552324 1314763.8440360362, 663009.6844765145 1314757.9266395995, 663020.3783397955 1314752.619371239, 663031.384672283 1314747.9553562864, 663042.638051399 1314743.9453044292, 663052.8401537137 1314740.9472554727, 663063.1919122167 1314738.480968338, 663073.6496322525 1314736.568330981, 663077.3528552761 1314700.2954351243, 663068.2085756833 1314699.0404898908, 663058.9845253857 1314698.4377474552, 663049.7569018626 1314698.4986795785, 663040.5474932693 1314699.2234034871, 663032.599440923 1314700.3863196438, 663024.7467538961 1314702.0475193344, 662838.6182362437 1314647.9177122237, 662829.2067306006 1314605.1807620674, 662714.7342485161 1314373.4687065578, 662717.8082312582 1314344.7363860887, 662696.7289939133 1314297.888341958, 662705.6950503386 1314261.3561276097, 662712.9571623341 1314215.512043665, 662729.1541780463 1314136.9186118566, 662693.0304908293 1314061.5285692806, 662713.8801856431 1314043.6434771551, 662711.9443788653 1314022.7268557716, 662727.7531729881 1314016.42927038, 662744.3679876332 1314024.3611061205, 662765.1741273507 1314014.5949477758, 662754.4000457462 1314006.406873839, 662756.5796711461 1313927.1629573358, 662819.1208587579 1313925.7512194184, 662829.653734555 1313926.1175379483, 662840.1510158181 1313927.0256824049, 662851.2656907017 1313928.600838627, 662862.2680953405 1313930.7948397412, 662875.7619647479 1313933.6106193021, 662892.4744507081 1313935.5366638238, 662911.6873324441 1313938.449572807, 662926.1942235593 1313941.292945136, 662940.5782449344 1313944.6998008166, 662961.074075104 1313952.1437971885, 662981.4041658861 1313960.018316053, 663001.3186676521 1313968.1892750543, 663011.066339868 1313972.7548081463, 663021.0565941588 1313976.7796359092, 663031.8115709295 1313980.4103674644, 663042.7769246734 1313983.4117290804, 663053.887410918 1313985.7612467902, 663067.740394148 1313988.6454187583))) | 200 | Solar | 300.9368 | NODEVN3629
18122791 | plant |  |  | Nhà máy Điện mặt trời Ea Súp |  | 600 MW | solar | photovoltaic | [9 empty] | MULTIPOLYGON (((797915.8542145073 1471251.0505070903, 797977.4205033798 1471575.422861622, 797868.9147185783 1471708.3247071577, 797862.1695865905 1471897.8309132268, 798036.8381517029 1472093.9698994847, 797897.9231514204 1472873.8758145957, 797821.8881238075 1473016.3807096342, 796862.7775821423 1473486.670149423, 796547.1339761328 1472993.0755407463, 796295.279219808 1473045.7844370115, 795729.300015236 1472040.8151846558, 797489.3925542332 1471098.371575213, 797915.8542145073 1471251.0505070903)), ((796023.1699534843 1474940.7799660617, 794678.8064368787 1474909.8478083157, 794536.359585421 1474533.785615792, 794194.4562696978 1474525.4183351914, 794214.0204193217 1473799.7463908978, 794103.7701475213 1473669.084216247, 794152.7587455336 1472804.9876067645, 794309.9659255428 1472684.1769049112, 794484.3139397111 1472697.6400575682, 794638.8892800334 1472604.5470886142, 794652.594630598 1472415.1208135434, 794741.7566892214 1472346.7330785573, 794962.6836435548 1472568.7852156074, 795338.7679352959 1473069.9583985426, 795593.8373459326 1472936.3545925475, 795923.9577805682 1473383.8585408381, 795916.8433961519 1473608.0235027398, 795268.0068970791 1473582.412825498, 795252.5725779668 1473929.013849395, 795850.1174564036 1473963.3180791023, 795849.1015113029 1474055.7764689315, 796221.3779654482 1474052.9389860854, 796209.1165463254 1474533.6538480935, 796025.4667080863 1474520.0745985706, 796023.1699534843 1474940.7799660617)), ((797111.083622885 1470377.4590575588, 796432.2370995576 1471169.9718202706, 796109.7514284179 1471295.900987834, 795948.2186050988 1471173.9026120852, 795959.8543371547 1470961.3240284845, 795817.9994031086 1470317.0117072312, 795575.8315413877 1470332.8594724634, 795597.7897755302 1470027.8921228189, 795920.9842239982 1469837.2158710766, 795965.6572900275 1469583.3705414734, 796362.5586427716 1469462.85785106, 796375.6342781674 1469967.055931116, 796505.4254080282 1470014.7268127918, 796494.4864762337 1470162.589251171, 797197.4293371828 1470142.561748707, 797185.5301050241 1470378.2785736436, 797111.083622885 1470377.4590575588))) | 600 | Solar | 902.8103 | NODEVN3120
18122792 | plant |  |  | Nhà máy thủy điện Ngòi Phát |  | 84 MW | hydro | [10 empty] | MULTIPOLYGON (((376337.2187729745 2500159.569098235, 376382.63991007506 2500135.8187229456, 376373.4009991342 2500118.344358049, 376327.9798213492 2500142.09475851, 376337.2187729745 2500159.569098235)), ((376271.4856458457 2500180.9371224674, 376244.8338588078 2500192.9439508272, 376258.8303019643 2500217.775830194, 376286.5664823172 2500203.8448321247, 376271.4856458457 2500180.9371224674))) | 84 | Hydro | 300.159 | NODEVN1994
18122793 | plant |  |  | Nhà máy Nhiệt điện Mông Dương 2 |  | 1200 MW | coal | combustion | [9 empty] | MULTIPOLYGON (((744113.8925649549 2331734.0752320373, 744023.5537023065 2331733.4518352607, 743481.3779063295 2331724.6465833583, 743573.9243660641 2331652.957696978, 743578.3534653715 2331541.336699456, 744082.4342161244 2331561.202069285, 744118.5757443492 2331617.4621001715, 744113.8925649549 2331734.0752320373)), ((744261.1626397066 2332551.0532868938, 744266.33583934 2332316.856508976, 744012.6351151441 2332313.112855611, 744023.2104600449 2331756.7300348296, 744159.4536674337 2331761.397957005, 744567.42833333 2332142.359385734, 744559.9184869255 2332556.153924747, 744261.1626397066 2332551.0532868938))) | 1200 | Coal | 5708.37 | NODEVN3439a
18445142 | generator |  |  | Năng Lượng Mặt Trời Thôn Đoàn Kết |  |  |  |  | 10 MW | solar | solar_photovoltaic_panel | [6 empty] | MULTIPOLYGON (((832463.8867771617 1524865.4284156899, 832626.633358781 1524925.4895844301, 832631.6747515848 1524929.1203514074, 832626.6460369965 1524936.3435906968, 832514.8676463887 1525055.4687311552, 832498.9678678098 1525047.6676695917, 832380.9675459515 1524953.3362831268, 832390.289987226 1524935.4026919927, 832444.5049313717 1524860.7172094039, 832450.9397235843 1524860.3564797076, 832463.8867771617 1524865.4284156899))) | 10 | Solar | 15.0468 | NODEVN3085
169405125 | plant |  |  | Nhà máy Nhiệt Điện Ô Môn |  | 660 MW | gas;oil | combustion | [9 empty] | MULTIPOLYGON (((573093.3112525721 1120135.0429665786, 573483.2286438541 1120715.0534796938, 573939.0416377153 1120412.6078222217, 573549.1277006362 1119832.5811002215, 573093.3112525721 1120135.0429665786))) | 660 | Other Fossil | 1720 | NODEVN0573
242071581 | plant |  |  | Nhà máy thủy điện Hương Điền |  | 81 MW | hydro | [10 empty] | MULTIPOLYGON (((758848.3026377182 1821407.2038304482, 758869.1038849086 1821435.730993876, 758878.469096229 1821428.989858054, 758875.0635218875 1821424.320947161, 758933.000882893 1821382.6108043906, 758923.8353981784 1821370.0338640448, 758866.0921713586 1821411.5913559475, 758857.872677109 1821400.3101358197, 758848.3026377182 1821407.2038304482))) | 81 | Hydro | 289.439 | NODEVN1823
263414467 | plant |  |  | Nhà mày Thuỷ điện Đạ Dâng 2 |  | 34 MW | hydro | [10 empty] | MULTIPOLYGON (((853736.1534604684 1294904.3585155834, 853737.8449267349 1294903.4476156607, 853739.1062005728 1294905.77687288, 853749.5840788685 1294900.1712761542, 853748.3335922421 1294897.8532177429, 853770.6950275721 1294885.905054752, 853759.5255393961 1294865.2539315445, 853752.6944336663 1294868.8746293327, 853741.646083059 1294874.7284078465, 853728.7855786112 1294881.5470801624, 853722.4707545007 1294884.885753735, 853731.759064629 1294902.0597100784, 853734.2081873349 1294900.7588003809, 853736.1534604684 1294904.3585155834))) | 34 | Hydro | 121.4929 | NODEVN1999
290840226 | plant |  |  | Nhà máy thủy điện Bình Điền |  | 44 MW | hydro | [10 empty] | MULTIPOLYGON (((767140.846001049 1805824.713838656, 767134.8511856248 1805807.8656458508, 767172.930101624 1805794.4923774423, 767178.9248946856 1805811.3405842308, 767140.846001049 1805824.713838656))) | 44 | Hydro | 157.2261 | NODEVN3317
308292616 | plant |  |  | Nhà máy Thủy điện Đăk R’Tih 1 |  | 82 MW | hydro | [10 empty] | MULTIPOLYGON (((789739.7017443113 1321960.2698389855, 789737.1623438105 1321976.1083891569, 789682.7024730891 1321967.459476813, 789685.2417371983 1321951.6319968996, 789739.7017443113 1321960.2698389855))) | 82 | Hydro | 293.0124 | NODEVN0110
320351744 | plant |  |  | Nhà máy thủy điện Vĩnh Sơn |  | 66 MW | hydro | [10 empty] | MULTIPOLYGON (((900784.9647968665 1591993.0030475534, 900804.3804478425 1591997.682772572, 900806.7586150628 1591988.2227340355, 900814.2495362895 1591990.017041426, 900824.6111093875 1591947.1033431832, 900797.7152812162 1591940.6294845291, 900784.9647968665 1591993.0030475534))) | 66 | Hydro | 235.8392 | NODEVN3442
| plant |  |  | Nhà máy điện khí LNG Hiệp Phước |  | 1200 MW | gas | combustion | [9 empty] | MULTIPOLYGON (((691935.3500833232 1176903.8852973424, 691343.8501670508 1176366.7155354465, 690828.6480834436 1176944.6782066957, 691093.1398482672 1177187.2292317394, 691182.1625378954 1177143.394481837, 691215.6825777937 1177216.5481866994, 691468.3766994914 1177094.1678873785, 691476.5865149985 1177085.8845500369, 691943.3879442282 1176920.2251092736, 691935.3500833232 1176903.8852973424))) | 1200 | Gas | 3368.96 | NODEVN0044
390572051 | plant |  |  | Nhà máy thủy điện Sông Côn 2 |  | 60 MW | hydro | [10 empty] | MULTIPOLYGON (((801904.1071601701 1758819.033242991, 801925.7810222805 1758857.8326118714, 801905.26433087 1758869.1402190907, 801883.6011676677 1758830.341018264, 801904.1071601701 1758819.033242991))) | 60 | Hydro | 214.3993 | NODEVN3323
400202736 | plant |  |  | Nhà máy Nhiệt điện Nhơn Trạch 1 |  | 450 MW | gas | combustion | [9 empty] | MULTIPOLYGON (((701018.6501922535 1177455.9469595894, 701160.8740394902 1177470.8175505109, 701234.5066887825 1177478.5224731131, 701241.9790894298 1177473.2567985002, 701249.9394408214 1177468.7462729295, 701258.5520770864 1177464.9586844319, 701267.5205658923 1177462.0582123147, 701276.7352191412 1177460.0884561029, 701286.0975537086 1177459.048831598, 701301.1237269745 1177456.9365742675, 701308.6264960396 1177455.775292643, 701316.0656465439 1177454.270696329, 701328.2754902471 1177450.9912286815, 701340.1955373283 1177446.7586663626, 701351.737985806 1177441.6167377825, 701357.4120097222 1177438.829478145, 701362.8479267075 1177435.598304031, 701369.0134068744 1177431.1324580759, 701374.722653083 1177426.0997145064, 701379.9098131906 1177420.5328696838, 701384.53072291 1177414.4980363706, 701388.5413492197 1177408.039203051, 701397.1407204743 1177395.4347211935, 701406.4594140997 1177383.3212638793, 701424.8828881946 1177207.1601464534, 701467.5538505465 1176799.1725865274, 701456.3427102878 1176796.3957037416, 701445.0080467038 1176794.1490935471, 701433.5827541722 1176792.4218887037, 701423.4886645549 1176791.3442168522, 701413.5080729199 1176789.5813444909, 701410.3392802054 1176788.7881585963, 701403.6628640844 1176787.133401516, 701394.0076197312 1176784.0228369217, 701382.5125076036 1176779.308351447, 701371.3279247248 1176773.8987735072, 701360.5195924251 1176767.7834303423, 701350.1200757349 1176761.0067650438, 701342.4712965649 1176755.3969277993, 701335.1091261702 1176749.43479216, 701320.6163471794 1176737.2132124873, 701309.383820754 1176726.9690489157, 701298.8668307543 1176716.0100702567, 701289.1089510871 1176704.3697218983, 701280.4140197237 1176692.481243882, 701272.5210516449 1176680.0665241762, 701245.9533816979 1176628.0146548732, 701242.3542621719 1176627.8163127173, 701236.4358672904 1176627.5046560385, 701237.694298017 1176614.591087765, 701216.7750926786 1176573.2923388777, 701203.6739205264 1176684.4151599081, 701193.3148015331 1176772.3339975579, 701192.06471253 1176783.8426736048, 701250.8791873355 1176790.165199388, 701207.8541911138 1177195.5618439794, 701047.9232888927 1177178.8716160038, 701018.6501922535 1177455.9469595894))) | 450 | Gas | 1263.36 | NODEVN3286
423322168 | plant |  |  | Nhà máy thủy điện Thái An |  | 82 MW | hydro | [10 empty] | MULTIPOLYGON (((504835.85765803023 2540684.2305036183, 504828.3794470375 2540638.7195834247, 504809.29273062426 2540641.8241234296, 504816.78124784835 2540687.335037479, 504835.85765803023 2540684.2305036183))) | 82 | Hydro | 293.0124 | NODEVN3749
434818298 | plant |  |  | Nhà máy thủy điện Sông Côn 1 |  | 3 MW | hydro | [10 empty] | MULTIPOLYGON (((798720.1787925148 1769115.261565101, 798711.4976511099 1769129.9075259324, 798724.816266241 1769137.694582514, 798720.1904500534 1769145.5176284267, 798729.0021298465 1769150.6748747532, 798733.6386596 1769142.8519740896, 798741.7167882895 1769147.589616808, 798750.3979469845 1769132.943665402, 798746.7309371731 1769130.7902552173, 798720.1787925148 1769115.261565101))) | 3 | Hydro | 10.72 | NODEVN3323
439941925 | plant |  |  | Nhà máy thủy điện Đăk Mi 4A |  | 148 MW | hydro | [10 empty] | MULTIPOLYGON (((810440.8896561692 1709545.2176030662, 810423.4065988855 1709542.4572418006, 810416.0163993152 1709588.7402052847, 810433.4994202781 1709591.5005671072, 810440.8896561692 1709545.2176030662))) | 148 | Hydro | 528.8516 | NODEVN2230
440650947 | plant |  |  | Nhà máy thủy điện Đăk Mi 4B |  | 42 MW | hydro | [10 empty] | MULTIPOLYGON (((812917.7674204744 1711047.4647425325, 812883.1228779485 1711047.6921904988, 812883.5185564347 1711104.0044531552, 812918.1631650518 1711103.7659475673, 812917.7674204744 1711047.4647425325))) | 42 | Hydro | 150.0795 | NODEVN3329
479326581 | plant |  |  | Thủy điện A Lưới |  | 170 MW | hydro | water-storage | [9 empty] | MULTIPOLYGON (((752410.0843231629 1800941.4479728574, 752416.3318291816 1800909.7790988272, 752421.0794395078 1800885.754147932, 752374.8486948544 1800876.7392402552, 752374.0307592885 1800880.8925519409, 752369.7143209539 1800902.774679125, 752369.0528204779 1800902.645250613, 752363.2028913363 1800932.3037677042, 752410.0843231629 1800941.4479728574))) | 170 | Hydro | 607.4647 | NODEVN0266
480788285 | plant |  |  | Thủy điện Sông Hinh |  | 70 MW | hydro | [10 empty] | MULTIPOLYGON (((936124.3626347878 1432042.6367511407, 936145.4928621531 1432001.706693048, 936132.7847201684 1431995.2213328583, 936111.6543386735 1432036.1624795173, 936124.3626347878 1432042.6367511407))) | 70 | Hydro | 250.1325 | NODEVN4052
481433552 | plant |  |  | Nhà máy thủy điện Srok Phu Miêng |  | 51 MW | hydro | run-of-the-river | [9 empty] | MULTIPOLYGON (((691443.733922322 1301569.5643469593, 691388.3393570891 1301552.0482912979, 691383.0029646716 1301568.7198241588, 691438.3974998351 1301586.2358742787, 691443.733922322 1301569.5643469593))) | 51 | Hydro | 182.2394 | NODEVN3333
481521526 | plant |  |  | Nhà máy Thủy điện Cần Đơn |  | 78 MW | hydro | run-of-the-river | [9 empty] | MULTIPOLYGON (((700714.6846370021 1323745.5068721445, 700707.3941186323 1323728.0331424996, 700704.2701914054 1323729.3177924512, 700667.5911897572 1323744.4292270315, 700650.6497638302 1323751.41898278, 700657.9403789387 1323768.8816318226, 700714.6846370021 1323745.5068721445))) | 78 | Hydro | 278.7191 | NODEVN3334
481965075 | plant |  |  | Thủy điện Bắc Hà |  | 90 MW | hydro | run-of-the-river | [9 empty] | MULTIPOLYGON (((417203.1154541758 2489126.580635395, 417146.9410373102 2489143.344541064, 417152.4708037722 2489161.6916224933, 417208.6452176652 2489144.9388048067, 417203.1154541758 2489126.580635395))) | 90 | Hydro | 321.5989 | NODEVN3335
482621679 | plant |  |  | Nhà máy Nhiệt điện Na Dương |  | 111.2 MW | coal | combustion | [9 empty] | MULTIPOLYGON (((704544.0119651136 2400555.17759007, 704204.9126946607 2400684.3158291546, 704211.4895811379 2400701.8202902647, 704187.0052280662 2400710.4678267417, 704200.3354755301 2400742.9982320517, 704224.3249074562 2400734.200440113, 704232.0602812493 2400753.3808979066, 703990.3740154564 2400851.348982559, 703998.6874559408 2400889.363805357, 703998.2607578357 2400922.881753021, 704015.8339783252 2400924.5673509524, 704023.5796541317 2400949.4513453036, 704053.9457060678 2400941.343637783, 704058.3817036736 2400950.6032783277, 704089.2418958023 2400941.892815076, 704126.7490880033 2400947.6200151783, 704127.1067362325 2400934.1686945343, 704134.2156556386 2400921.279593206, 704276.2729033288 2400871.2930278294, 704295.9743325908 2400917.936546836, 704634.8723138714 2400788.86446805, 704602.4464669276 2400716.674507727, 704564.6099901265 2400619.131769248, 704563.0641935755 2400613.740751199, 704616.901308942 2400588.9116232684, 704598.5094757744 2400536.1932452153, 704544.0119651136 2400555.17759007))) | 111.2 | Coal | 528.9756 | NODEVN3336
483057098 | plant |  |  | Nhà máy Nhiệt điện Cao Ngạn |  | 115 MW | coal | combustion | [9 empty] | MULTIPOLYGON (((584497.506385412 2390241.220079645, 584416.7934717198 2390096.476328029, 584448.7791839904 2390076.5202559927, 584403.5320642026 2390005.993535667, 584443.6548835266 2389981.8959487765, 584357.3487708844 2389833.5257830746, 584332.9184760363 2389845.6846222235, 584265.6402826757 2389734.109089859, 584159.7359637849 2389861.061286176, 584210.0105933337 2389922.570012332, 583947.6761282773 2390080.7182343123, 584023.2135194344 2390218.3481672117, 584120.7142669164 2390391.5811404865, 584134.5182498372 2390416.105148503, 584497.506385412 2390241.220079645))) | 115 | Coal | 547.0521 | NODEVN3337
485543356 | plant |  |  | Nhà máy thủy điện Sơn La |  | 2400 MW | hydro | water-storage | [9 empty] | MULTIPOLYGON (((396028.7074883762 2377141.9756888873, 396011.2896555094 2377210.9184668544, 396022.03108814347 2377215.4876790163, 396014.6617845701 2377264.9719608654, 396011.9560275356 2377314.7030470753, 396007.07160105655 2377367.171256541, 395971.85102944006 2377490.148630478, 395958.5458314112 2377533.1621534927, 395934.7001152064 2377604.4377933783, 395908.81601097074 2377637.381357724, 395856.1824443095 2377697.529051044, 395788.1335232701 2377784.918911853, 395814.613772487 2377798.009937914, 395827.96369409136 2377800.6914545177, 395854.13086529094 2377763.5062410403, 395892.06047787704 2377743.093439313, 395908.9369480903 2377731.9374396177, 395961.15689404367 2377641.2625173307, 396063.0091039892 2377666.5778023107, 396170.406699007 2377254.541422093, 396360.7881045848 2377357.9742127717, 396378.2754269063 2377239.7826840077, 396393.37521586637 2377188.821188648, 396361.61200725735 2377172.652441433, 396332.1246606023 2377167.306343774, 396283.73114603746 2377160.4430520115, 396193.62597369484 2377148.312374254, 396095.5778538325 2377112.466656696, 396080.8424829532 2377066.699729724, 396074.9501751611 2377065.4755976587, 396054.5508204006 2377062.152773794, 396028.7074883762 2377141.9756888873))) | 2400 | Hydro | 8575.9717 | NODEVN0924
537845449 | plant |  |  | Nhà máy nhiệt điện Sông Hậu |  | 1200 MW | coal | combustion | [9 empty] | MULTIPOLYGON (((593538.395342647 1099979.4750679228, 594171.2112856327 1099506.6952395104, 594366.5093149038 1099714.033448666, 594285.5619026455 1099781.6284533176, 594943.6461399945 1100523.2267909765, 594554.7186483634 1100833.0300410439, 594393.5534422714 1100630.035924872, 594132.6028087538 1100454.1294008354, 594166.7697589144 1100374.7803446595, 593846.1578232363 1100135.6050369602, 593730.7000601768 1100204.2398892597, 593538.395342647 1099979.4750679228))) | 1200 | Coal | 5708.37 | NODEVN3993
542458425 | plant |  |  | Nhà máy thủy điện Ankroet |  | 3 MW | hydro | photovoltaic | [9 empty] | MULTIPOLYGON (((866009.4946774018 1328449.8401520166, 866021.7044425666 1328455.5055080107, 866037.5955314026 1328424.01934573, 866025.3748495633 1328418.353852975, 866009.4946774018 1328449.8401520166))) | 3 | Hydro | 10.72 | NODEVN3344
543767776 | plant |  |  | Nhà mày Thuỷ điện Đại Ninh |  | 300 MW | hydro | [10 empty] | MULTIPOLYGON (((866354.3001522087 1270465.9070361406, 866375.2156215343 1270455.2518013557, 866343.1001675085 1270392.9925087283, 866322.1737565426 1270403.647645691, 866354.3001522087 1270465.9070361406))) | 300 | Hydro | 1071.9965 | NODEVN0119
548210487 | plant |  |  | Thủy điện Buôn Tua Srah |  | 86 MW | hydro | water-storage | [9 empty] | MULTIPOLYGON (((830761.9705111528 1359981.6443146474, 830750.3407272156 1359970.0405105113, 830701.4767018084 1360018.3787427142, 830713.1064760196 1360029.9825277927, 830761.9705111528 1359981.6443146474))) | 86 | Hydro | 307.3057 | NODEVN0423
549914182 | plant |  |  | Nhà máy Nhiệt điện Phả Lại |  | 1040 MW | coal | combustion | [9 empty] | MULTIPOLYGON (((635501.1558118062 2336448.19000967, 635765.447933752 2336256.752564033, 635764.6249780876 2336119.36301478, 635798.0704514561 2336118.2542876666, 635795.0927409915 2336073.6385100265, 635965.639816772 2336068.6766821328, 635961.2032299388 2335796.3542076135, 636068.7731726426 2335792.812143108, 636105.5958179816 2335787.857206531, 636134.9315675329 2335777.571142531, 636184.6731148021 2335759.1395822573, 636244.9405711895 2335749.119908127, 636540.2917668396 2335746.0132124373, 636545.3314487735 2335743.2872959278, 636550.6859016104 2335736.412599942, 636555.6421422912 2335709.862588058, 636525.1099475983 2335695.196525964, 636493.4180960235 2335686.3550150776, 636483.6615714674 2335687.9349265504, 636474.7920230199 2335681.4850977827, 636458.7114670209 2335672.772684084, 636458.0016853188 2335622.905953766, 636456.3133608851 2335592.1496370086, 636451.3807753623 2335413.4445028272, 636164.1328365924 2335418.258381326, 636152.3827453231 2335418.460408348, 636150.6035700247 2335397.389962087, 635967.2478631341 2335400.307559476, 635954.4041449521 2335234.2908438463, 635747.2664631689 2335248.9269145634, 635747.483639915 2335290.7523571607, 635691.4507780144 2335290.945066164, 635485.8336984898 2335293.8401815034, 635474.1877910002 2335293.9992691125, 635474.6310261872 2335324.8115660306, 635329.5504891339 2335326.85468964, 635330.6967168491 2335406.2824172773, 635159.1974939441 2335407.523804664, 635159.3619494922 2335488.969304951, 634982.4439625511 2335488.6293542148, 634880.6366952418 2335571.167854466, 634931.1919008767 2335623.3787171263, 634910.2682111529 2335763.645421664, 634965.6360047545 2335806.474947889, 634919.3296139203 2335881.429835563, 635019.2639526592 2335994.70983496, 635009.0992198365 2336010.6897120704, 635457.53825524 2336467.503987346, 635491.4780650493 2336438.977557912, 635501.1558118062 2336448.19000967))) | 1040 | Coal | 4947.254 | NODEVN3383
549941558 | plant |  |  | Nhà máy Nhiệt điện Mạo Khê |  | 440 MW | coal | combustion | [9 empty] | MULTIPOLYGON (((664111.3523071626 2332948.4281731774, 664146.1417048196 2332990.126000366, 664048.9636589297 2333070.272280665, 664180.2236345356 2333227.574337478, 663948.2725468333 2333418.8598833866, 663922.6736428421 2333388.1923034415, 663848.351435663 2333299.115136895, 663825.0633078326 2333318.3261066736, 663500.194115239 2332928.9994041114, 663709.1401324465 2332756.677952981, 663852.6234813915 2332638.348510459, 663902.1909046547 2332697.762777233, 664111.3523071626 2332948.4281731774))) | 440 | Coal | 2093.069 | NODEVN3388
549956787 | plant |  |  | Nhà máy Nhiệt điện Sơn Động |  | 220 MW | coal | combustion | [9 empty] | MULTIPOLYGON (((684570.1448978123 2343194.337956691, 684563.0617400903 2343148.9926420785, 684544.5341374528 2343030.4491752177, 684542.1985271055 2343015.529985738, 684530.5764556946 2342972.060495022, 684928.9466883985 2342907.027137836, 685040.6921628185 2343064.333279174, 685047.5040342066 2343115.223374598, 684570.1448978123 2343194.337956691))) | 220 | Coal | 1046.5345 | NODEVN3390
549956792 | plant |  |  | Nhà máy Nhiệt điện Uông Bí |  | 620 MW | coal | combustion | [9 empty] | MULTIPOLYGON (((685301.089816694 2327424.2271904587, 685328.8967479372 2327467.9762602765, 685457.0600563467 2327669.615345838, 685453.9813637997 2327670.6992494958, 685480.0323034944 2327709.656665378, 685451.9576686317 2327727.081075221, 685475.2601401194 2327762.685927068, 685650.4914814073 2327937.061097657, 685691.6185633142 2327899.542276168, 685759.5655293952 2327857.3413400347, 685861.4451443066 2327971.56937609, 685878.5814848185 2328010.0179029023, 685880.5031309811 2328062.978293833, 685835.408871723 2328105.7228050744, 685872.836719912 2328149.6584283956, 685883.0952286089 2328179.426320524, 685893.5635130448 2328240.532480977, 685898.6311027866 2328261.372890166, 685936.9816215886 2328247.109555857, 685939.0451827543 2328262.379899204, 685989.3275977663 2328253.7980094105, 686008.8852817367 2328262.609969879, 686017.6725079042 2328262.2878312534, 686024.6781540987 2328258.6238699635, 686103.0053476744 2328198.2486751075, 686105.7025901615 2328182.0684274, 686090.8741214098 2328112.187775195, 686062.6407250818 2328018.7377693583, 686054.2301384485 2327973.45540654, 686054.2045173342 2327950.7338072164, 686013.6804871962 2327872.382114298, 685980.188290824 2327825.9989943793, 685947.1092063582 2327766.8647805373, 685945.4630336284 2327739.3969552754, 685894.3171533447 2327639.44538812, 685749.3183910016 2327403.454464238, 685649.8580560233 2327346.633548041, 685583.0544202225 2327236.387465514, 685570.066373077 2327226.542393247, 685471.1291830839 2327197.155687833, 685455.8306705663 2327206.130639181, 685405.1763279954 2327235.648736597, 685416.7510699086 2327251.036372193, 685410.5032033396 2327254.775521183, 685415.9525143241 2327262.022651414, 685397.648458452 2327272.979274207, 685384.7035384685 2327345.737303875, 685379.5885861516 2327367.16118523, 685374.3354826733 2327375.83882533, 685363.2279574523 2327383.75343192, 685301.089816694 2327424.2271904587))) | 620 | Coal | 2949.3245 | NODEVN3389a
| plant |  |  | Nhà máy Nhiệt điện Quảng Ninh |  | 1200 MW | coal | combustion | [9 empty] | MULTIPOLYGON (((720418.0395112515 2324787.825700551, 720501.1876208703 2324823.417123542, 720519.1196065816 2324901.434462135, 720537.2209380226 2324913.45863482, 720615.077464182 2324911.3035253803, 720839.7706235547 2324836.5117214434, 720875.9870695637 2324797.754995915, 721014.6285767118 2324733.881319218, 721079.6238596526 2324723.7935402547, 721127.0596184132 2324721.922320813, 721150.464592569 2324713.63989403, 721145.1983480939 2324700.6784930704, 721160.7947853336 2324692.2920711813, 721174.4480242031 2324672.084940943, 721183.1526869895 2324657.2275512693, 721191.3398092071 2324628.918264711, 721257.847598399 2324620.09167545, 721479.3860795826 2324635.8037692388, 721496.4829279223 2324640.4729099753, 721509.6148638774 2324649.2422910016, 721517.9573123584 2324661.558227611, 721561.734157479 2324798.2982823676, 721593.8124162371 2324902.9864042467, 721659.5333844037 2325088.550484672, 721704.6936786026 2325132.412548096, 721674.9249910298 2325157.79758655, 721058.8736491781 2325140.3011287525, 720372.972067306 2324941.921756655, 720386.2187006793 2324896.6350985006, 720418.0395112515 2324787.825700551))) | 1200 | Coal | 5708.37 | NODEVN0836
550128713 | plant |  |  | Nhà máy thủy điện Sê San 4A |  | 63 MW | hydro | run-of-the-river | [9 empty] | MULTIPOLYGON (((766510.0148774174 1541372.49681854, 766503.6540462459 1541453.0851053752, 766481.7767151517 1541451.374897064, 766488.1374762459 1541370.7866164572, 766510.0148774174 1541372.49681854))) | 63 | Hydro | 225.1193 | NODEVN3371
554382243 | plant |  |  | Long Phú 1 Power Plant |  | 1.2 GW | coal | combustion | [9 empty] | MULTIPOLYGON (((618562.4959395012 1073660.3406610934, 619030.6643071679 1073924.6859319143, 619231.5970170284 1074038.1329636767, 619273.2970093418 1073945.8423101522, 619266.23985409 1073909.0291853826, 619485.5284293459 1073399.3198425658, 619467.1551977886 1073387.9705430553, 619037.997315721 1073126.5867837681, 618909.8500000447 1073048.5384860197, 618681.3279031154 1073448.8449248387, 618633.898494467 1073531.939610656, 618562.4959395012 1073660.3406610934))) | 1200 | Coal | 5708.37 | NODEVN3484a
| plant |  |  | Nhà máy thủy điện ZaHưng |  | 30 MW | hydro | [10 empty] | MULTIPOLYGON (((784278.4156359589 1753901.6035867846, 784283.988141355 1753915.2499199545, 784283.8922682301 1753922.8227991213, 784282.8975414133 1753933.6619763868, 784268.8751207073 1753927.914618371, 784232.6187911062 1753908.0221417893, 784190.6794999889 1753882.355100429, 784188.5379545223 1753858.4651942295, 784190.4658460286 1753854.348205656, 784196.4343872964 1753836.7065773346, 784227.722275794 1753855.36232041, 784232.7287942747 1753847.6744276707, 784234.4144664771 1753845.7579483823, 784278.9291853077 1753872.0445519905, 784273.550309079 1753887.977281972, 784278.4156359589 1753901.6035867846))) | 30 | Hydro | 107.1996 | NODEVN3577
630750796 | plant |  |  | Nhà máy điện Vũng Áng 1 |  | 1200 MW | coal | combustion | [9 empty] | MULTIPOLYGON (((645595.5889521665 2002017.6378513982, 645652.7694844524 2002031.8983743284, 645659.9569320193 2002057.2178650915, 645723.9554240662 2002092.3907089694, 645729.2434145054 2002085.7900464125, 645830.0833725601 2002194.35785538, 645973.6982320992 2002064.0341167685, 645881.546519835 2001964.0410214788, 645958.5761005223 2001925.24097598, 645960.7625130452 2001908.8450440087, 646066.9682293338 2001871.7909443926, 646151.911814737 2001895.568118349, 646359.6637322843 2001822.036206921, 646352.7239046526 2001800.4920941286, 646387.7491746047 2001788.5590628893, 646376.3622389196 2001757.4197134033, 646560.387240799 2001691.104518555, 646479.8119269467 2001466.0059188597, 646362.9021752703 2001151.8118763678, 646558.2105865607 2001070.5740648236, 646538.9353249943 2001024.3464798862, 646514.3970228293 2000978.4888938784, 646472.5942864341 2000915.978811341, 646305.8561777305 2000925.8616824746, 646242.2441531576 2000907.9102630436, 646154.2633253012 2000934.398524235, 646104.6832905719 2000959.149316611, 646031.9786413264 2001024.807702901, 645818.6480394965 2001031.0038844573, 645771.5696129418 2001243.8013994365, 645765.8495145647 2001398.9060681986, 645872.5347375248 2001702.904344292, 645809.3028660149 2001795.8367058458, 645755.7120858927 2001809.5576855268, 645595.5889521665 2002017.6378513982))) | 1200 | Coal | 5708.37 | NODEVN3476
| plant |  |  | Thủy điện Sê San 3A |  | 108 MW | hydro | [10 empty] | MULTIPOLYGON (((787021.2586096718 1561106.851974309, 787024.5482191241 1561085.4324661212, 787095.225936969 1561101.9318413835, 787090.6267057124 1561124.4879742428, 787021.2586096718 1561106.851974309))) | 108 | Hydro | 385.9187 | NODEVN3406
636380252 | plant |  |  | Nhà máy thủy điện Đăk Đoa |  | 14 MW | hydro | [10 empty] | MULTIPOLYGON (((835689.4882528405 1571211.6736697382, 835692.6202392384 1571234.521052421, 835722.9210339437 1571230.4167260942, 835719.7781210687 1571207.5802642873, 835689.4882528405 1571211.6736697382))) | 14 | Hydro | 50.0265 | NODEVN3871
690496944 | plant |  |  | Nhà máy Thủy điện Thác Mơ |  | 150 MW | hydro | water-storage | [9 empty] | MULTIPOLYGON (((719400.740685419 1311775.5708025605, 719376.499651119 1311712.6705803822, 719398.5530413475 1311704.2880926565, 719399.4624004936 1311706.6403530566, 719410.1721859116 1311702.5685349025, 719412.0122182675 1311707.3395982012, 719408.2856888638 1311708.751061393, 719427.1030736269 1311757.5601108233, 719418.1199433305 1311760.9805251022, 719420.7942395778 1311767.9373402942, 719400.740685419 1311775.5708025605))) | 150 | Hydro | 535.9982 | NODEVN3413
692759713 | plant |  |  | Nhà máy Thuỷ điện Lai Châu |  | 1200 MW | hydro | run-of-the-river | [9 empty] | MULTIPOLYGON (((292101.37017387414 2449738.0988767315, 292150.6804334328 2449739.582459654, 292154.8887566627 2449709.8992269933, 292166.2213930377 2449710.9118899843, 292169.21358634974 2449678.221134095, 292163.93464102386 2449677.7484274753, 292172.4033228626 2449584.94384912, 292176.9798890434 2449585.3594204215, 292178.8713672729 2449564.589613603, 292170.1522545893 2449563.808093538, 292169.3142410532 2449572.9787836596, 292133.6111465066 2449569.7640365358, 292123.66578181845 2449678.803026253, 292106.919612188 2449677.286262094, 292101.37017387414 2449738.0988767315))) | 1200 | Hydro | 4287.9859 | NODEVN1001
| plant |  |  | Nhà máy Nhiệt điện Nghi Sơn 1 |  | 600 MW | coal | combustion | [9 empty] | MULTIPOLYGON (((584328.6992387773 2135592.557541526, 584306.4560349479 2135592.886070911, 584288.119987629 2135598.0022748555, 584272.3818552906 2135607.0369113404, 584258.3617056814 2135621.701167526, 584250.4374553398 2135638.142120378, 584247.2984609222 2135658.057896978, 584248.6555048007 2136499.4422605177, 583812.6849522872 2136498.291498514, 583818.1325903296 2136250.7979518995, 583917.6808522444 2136251.887634614, 583922.3614821408 2135441.9932969497, 584030.9639604065 2135442.2509299624, 584171.3562362904 2135443.010320606, 584193.388726794 2135433.7612528666, 584326.4326902018 2135435.4948742706, 584323.2956885592 2135509.380728211, 584330.9244105937 2135552.2092500096, 584328.6992387773 2135592.557541526))) | 600 | Coal | 2854.185 | NODEVN3531
803190343 | plant |  |  | Nhà máy thủy điện Đăk Srông 2 |  | 24 MW | hydro | [10 empty] | MULTIPOLYGON (((885256.973460153 1516805.1529168002, 885300.2897122231 1516831.5538715057, 885290.10039791 1516848.080270871, 885246.7731769062 1516821.6902472025, 885256.973460153 1516805.1529168002))) | 24 | Hydro | 85.7597 | NODEVN2838
803190345 | plant |  |  | Nhà máy thủy điện Đăk Srông 2A |  | 18 MW | hydro | [10 empty] | MULTIPOLYGON (((885404.3672931617 1515004.840319269, 885374.0364228061 1515047.0547285131, 885390.8714156504 1515059.0038043628, 885421.2023097952 1515016.7894108982, 885404.3672931617 1515004.840319269))) | 18 | Hydro | 64.3198 | NODEVN2838
| plant |  |  | Nhà mày Thủy điện Hàm Thuận |  | 300 MW | hydro | [10 empty] | MULTIPOLYGON (((813661.4918410985 1249485.469077717, 813664.912467978 1249478.7602845933, 813697.5420277573 1249412.0000732448, 813775.8026512635 1249412.182278152, 813779.578117172 1249563.9511560337, 813719.1877037005 1249564.5201502445, 813719.8478683792 1249541.8194695367, 813720.6288958613 1249514.602899879, 813721.4267187554 1249486.7886470591, 813711.3824264855 1249491.439525893, 813701.0388344954 1249495.4121192351, 813690.4509004983 1249498.6737536893, 813679.6623294341 1249501.224859049, 813669.9425362332 1249502.8786243924, 813660.1519155975 1249503.9559910286, 813660.404701049 1249500.47102726, 813661.4918410985 1249485.469077717))) | 300 | Hydro | 1071.9965 | NODEVN2098
827889589 | plant |  |  | Nhà mày Thủy điện Đa Mi |  | 175 MW | hydro | [10 empty] | MULTIPOLYGON (((809436.4936259158 1241698.0739975465, 809458.2676093001 1241722.827719423, 809412.5048566065 1241762.5741112907, 809390.7307743747 1241737.8314916287, 809411.7274484894 1241719.589679184, 809436.4936259158 1241698.0739975465))) | 175 | Hydro | 625.3313 | NODEVN3616
| plant |  |  | Nhà máy Nhiệt điện Duyên Hải 1 |  | 1245 MW | coal | combustion | [9 empty] | MULTIPOLYGON (((667468.8327869526 1059012.9025041948, 667234.1258930846 1059221.3064883936, 667195.1733074185 1059239.8476176255, 667180.8128918564 1059225.4502878704, 666845.3297429411 1059520.2866023832, 667342.0303243485 1060088.790542894, 667681.4096167949 1059789.2423398178, 667598.6168624598 1059691.048735999, 667860.2403636067 1059460.2927132319, 667468.8327869526 1059012.9025041948))) | 1245 | Coal | 5922.4339 | NODEVN3440a
827889628 | plant |  |  | Nhà máy thủy điện Trà Xom |  | 20 MW | hydro | [10 empty] | MULTIPOLYGON (((901736.7126642257 1582716.100954522, 901744.7900560952 1582730.6943429394, 901715.1528379456 1582746.8766638557, 901707.0860670069 1582732.2945417159, 901736.7126642257 1582716.100954522))) | 20 | Hydro | 71.4664 | NODEVN3441
827889634 | plant |  |  | Nhà máy thủy điện Vĩnh Sơn 5 |  | 28 MW | hydro | [10 empty] | MULTIPOLYGON (((905039.8093849234 1586229.9839279717, 905073.617846414 1586254.4400861966, 905060.8425325915 1586273.8177116308, 905025.8672078658 1586249.34263406, 905039.8093849234 1586229.9839279717))) | 28 | Hydro | 100.053 | NODEVN3892
827889639 | plant |  |  | Thủy điện Sêrêpôk 4A |  | 64 MW | hydro | [9 empty] | 1 | MULTIPOLYGON (((805157.0934833025 1427013.4286938054, 805213.6122296331 1427042.7688040375, 805202.5188875652 1427063.8832014792, 805145.9892005791 1427034.554058354, 805157.0934833025 1427013.4286938054))) | 64 | Hydro | 228.6926 | NODEVN4093
827889668 | plant |  |  | Thủy điện A Vương |  | 210 MW | hydro | water-storage | [9 empty] | MULTIPOLYGON (((787588.5479277566 1745949.3252423434, 787636.6982095526 1745977.5561603587, 787624.8303912673 1745997.5585238503, 787576.6694252098 1745969.3274895593, 787588.5479277566 1745949.3252423434))) | 210 | Hydro | 750.3975 | NODEVN1504
827889669 | plant |  |  | Nhà máy thủy điện Sông Bung 4A |  | 49 MW | hydro | [10 empty] | MULTIPOLYGON (((787074.5078714642 1744821.156261158, 787067.8327934741 1744799.6333350474, 787121.4698043881 1744784.5468438945, 787127.7110488557 1744806.451845003, 787074.5078714642 1744821.156261158))) | 49 | Hydro | 175.0928 | NODEVN1842
827889670 | plant |  |  | Thủy điện Sông Ba Hạ |  | 220 MW | hydro | [10 empty] | MULTIPOLYGON (((924521.0930941708 1447594.6799756514, 924474.5982223763 1447669.6139477862, 924500.4121282514 1447685.431878404, 924546.9070706116 1447610.4979364818, 924521.0930941708 1447594.6799756514))) | 220 | Hydro | 786.1307 | NODEVN3366
827889673 | plant |  |  | Thủy điện Bản Vẽ |  | 320 MW | hydro | [10 empty] | MULTIPOLYGON (((446155.44011571753 2138652.5468965014, 446232.4340082606 2138656.501712151, 446230.5584936823 2138686.4729996147, 446154.7491169839 2138681.6626310498, 446155.44011571753 2138652.5468965014))) | 320 | Hydro | 1143.4629 | NODEVN3576
827889675 | plant |  |  | Thủy điện Sông Bung 2 |  | 100 MW | hydro | [10 empty] | MULTIPOLYGON (((766322.8035104529 1737290.2153448355, 766319.724404515 1737338.706041652, 766343.0655171836 1737340.253386807, 766346.2313730943 1737291.6862026127, 766322.8035104529 1737290.2153448355))) | 100 | Hydro | 357.3322 | NODEVN0876
827889677 | plant |  |  | Nhà máy Thuỷ điện Quảng Tín |  | 5 MW | hydro | [10 empty] | MULTIPOLYGON (((762390.8277789166 1322822.618195379, 762380.9507156641 1322849.3378630488, 762362.1145862816 1322842.4667155321, 762372.0025290707 1322815.7471396017, 762390.8277789166 1322822.618195379))) | 5 | Hydro | 17.8666 | NODEVN1518
827889678 | plant |  |  | Nhà máy Thuỷ điện Đăk Ru |  | 6.9 MW | hydro | [10 empty] | MULTIPOLYGON (((759106.6756302884 1320295.139622448, 759112.8714727184 1320329.988596842, 759096.030363458 1320332.9538453938, 759089.8345986835 1320298.0938114992, 759106.6756302884 1320295.139622448))) | 6.9 | Hydro | 24.6559 | NODEVN1921
827889682 | plant |  |  | Thủy điện Sông Bung 4 |  | 156 MW | hydro | [10 empty] | MULTIPOLYGON (((784107.6069770794 1740416.3078246946, 784095.9628887596 1740380.993590589, 784158.6713823341 1740358.0509846644, 784171.7380296281 1740394.523649503, 784107.6069770794 1740416.3078246946))) | 156 | Hydro | 557.4382 | NODEVN1842
827889683 | plant |  |  | Thủy điện Sêrêpôk 3 |  | 220 MW | hydro | [10 empty] | MULTIPOLYGON (((810448.1455402569 1413003.5420939208, 810493.0243061248 1413085.7398977857, 810462.1281476887 1413102.3948452808, 810417.2383523653 1413020.2080544818, 810448.1455402569 1413003.5420939208))) | 220 | Hydro | 786.1307 | NODEVN3309
485543356 | plant |  |  | Nhà máy Thuỷ điện Sơn La |  | 2400 MW | hydro | run-of-the-river | [9 empty] | MULTIPOLYGON (((396090.9358145157 2377401.3805230064, 396013.468965288 2377653.568022482, 396050.7707474934 2377664.3870867975, 396126.39577825466 2377410.850037142, 396090.9358145157 2377401.3805230064))) | 2400 | Hydro | 8575.9717 | NODEVN0929
827889687 | plant |  |  | Thủy điện Sêrêpôk 4 |  | 80 MW | hydro | [10 empty] | MULTIPOLYGON (((810021.5556524072 1417610.0633560074, 810003.1835142457 1417625.582857194, 810049.0209743096 1417679.1924814307, 810067.4039812065 1417663.6731319306, 810021.5556524072 1417610.0633560074))) | 80 | Hydro | 285.8657 | NODEVN3308
827889689 | plant |  |  | Thủy điện Sông Pha |  | 7.5 MW | hydro | [10 empty] | MULTIPOLYGON (((901534.2129305131 1310740.5614113356, 901562.0769875991 1310777.130021121, 901547.0832864227 1310788.4116570742, 901519.2193767251 1310751.8319842734, 901534.2129305131 1310740.5614113356))) | 7.5 | Hydro | 26.7999 | NODEVN3310b
827889692 | plant |  |  | Thủy điện Sê San 4 |  | 360 MW | hydro | [10 empty] | MULTIPOLYGON (((769420.4325060273 1545715.5824112657, 769439.7294771952 1545730.0102802627, 769500.3360431145 1545647.6666669077, 769481.0564561146 1545633.637462178, 769420.4325060273 1545715.5824112657))) | 360 | Hydro | 1286.3958 | NODEVN3321
| plant |  |  | Thủy điện Sê San 3 |  | 260 MW | hydro | [10 empty] | MULTIPOLYGON (((793687.3329426148 1573372.30644442, 793667.1386506485 1573366.4238760024, 793692.5790943545 1573280.0471629298, 793712.7735869572 1573285.918669035, 793687.3329426148 1573372.30644442))) | 260 | Hydro | 929.0636 | NODEVN3322
864183646 | plant |  |  | Nhà máy Thuỷ điện Sông Miện 5A |  | 9 MW | hydro | [10 empty] | MULTIPOLYGON (((499634.62257801957 2531257.07094799, 499646.00689462386 2531240.2445557453, 499612.50856623956 2531217.8511392507, 499601.13452627865 2531234.666486224, 499634.62257801957 2531257.07094799))) | 9 | Hydro | 32.1599 | NODEVN3452
864183652 | plant |  |  | Nhà máy Thuỷ điện Sông Miện 5 |  | 16.5 MW | hydro | water-storage | [9 empty] | MULTIPOLYGON (((500616.60506972275 2534900.240830722, 500634.8683303136 2534880.0833687996, 500630.97194281383 2534876.5961986915, 500637.0426163234 2534869.888117326, 500632.19263720984 2534865.5263875937, 500635.9560472162 2534861.36427763, 500620.99594323995 2534847.9580514696, 500613.47938227735 2534856.2490705214, 500592.87809947337 2534878.9857436316, 500614.8824568402 2534898.7020495096, 500616.60506972275 2534900.240830722))) | 16.5 | Hydro | 58.9598 | NODEVN2275
868986053 | plant |  |  | Nhà máy thủy điện Đak Mi 3 |  | 63 MW | hydro | water-storage | [9 empty] | MULTIPOLYGON (((804124.8663143124 1697594.6979427312, 804168.175404541 1697578.3541387704, 804161.2863025137 1697560.312400305, 804117.9773334151 1697576.6451493865, 804124.8663143124 1697594.6979427312))) | 63 | Hydro | 225.1193 | NODEVN3731
876521101 | plant |  |  | Hau Giang Lee & Man power station |  | 125 MW | coal | [10 empty] | MULTIPOLYGON (((595643.6654216079 1099232.6718654472, 595699.5788308387 1099231.3593361266, 595735.9360679764 1099271.184999387, 595775.4204527206 1099239.1555440375, 595811.1763878341 1099282.484969497, 595763.4359812851 1099323.2613288716, 595796.8473801052 1099365.9985213215, 595817.7648485862 1099349.1133686914, 595970.4539898727 1099539.9833953888, 595889.4068238377 1099610.7594506333, 595854.2562006225 1099570.85935916, 595832.3199912168 1099516.7740457077, 595684.1381516901 1099349.9889418478, 595642.6671262617 1099278.7905101108, 595643.6654216079 1099232.6718654472))) | 125 | Coal | 594.6219 | NODEVN3993
878175633 | plant |  |  | Nhà máy thủy điện Đăk Mi 4C |  | 18 MW | hydro | [10 empty] | MULTIPOLYGON (((814327.8055742076 1711790.2092701006, 814348.0980247679 1711787.6951132405, 814341.9448023471 1711738.7684054072, 814321.6630509472 1711741.2827216734, 814327.8055742076 1711790.2092701006))) | 18 | Hydro | 64.3198 | NODEVN3329
879112398 | plant |  |  | Ha Tinh Formosa Plastics Power Station |  | 676 MW | coal | combustion | [9 empty] | MULTIPOLYGON (((652236.4464911496 1994263.2040961713, 652722.9335905225 1993350.175368011, 653542.821601389 1993797.9969995597, 653076.3468364114 1994700.0750773558, 652236.4464911496 1994263.2040961713))) | 676 | Coal | 3215.7151 | NODEVN3462
| plant |  |  | Nhà máy điện mặt trời Nhị Hà |  | 50 MW | solar | photovoltaic | [9 empty] | MULTIPOLYGON (((914865.5532210348 1266186.8809442832, 914817.128319763 1266123.309491559, 914808.009595512 1265211.8491582312, 915159.9657157385 1265207.1602007877, 915219.7222043042 1265301.1790544686, 915388.6248340145 1265301.0650035525, 915396.5544327949 1265233.5806772176, 915502.2880302351 1265220.988039144, 915503.8359986802 1265815.3670838205, 915302.1198113153 1265812.7089974657, 915301.3074641803 1266052.7663066932, 914865.5532210348 1266186.8809442832))) | 50 | Solar | 75.2342 | NODEVN3947
11987043 | plant |  |  | Nhà máy điện mặt trời Thuận Nam 19 |  | 61 MW | solar | photovoltaic | [9 empty] | MULTIPOLYGON (((920003.9188345168 1264893.6699032136, 920660.6820872725 1264904.7475445059, 920784.5184227913 1265118.5196323267, 920786.8939135192 1265143.7087871572, 920788.5032951973 1265168.9542189871, 920789.3357858034 1265194.2447006514, 920789.3919784601 1265219.5359090278, 920788.6720228598 1265244.8167628876, 920787.1870002747 1265270.076326905, 920784.6263689476 1265298.1032687572, 920781.1047932829 1265326.0398106445, 920776.6448782478 1265353.830840701, 920771.2358428496 1265381.465132058, 920764.8892126931 1265408.8985078137, 920757.6163655 1265436.0978717841, 920749.4175996198 1265463.0410626458, 920716.2865155065 1265660.7333720075, 920708.4070010812 1265723.5661981616, 920721.5225108895 1265795.999647477, 920149.0975408636 1265795.3586819344, 919885.0753041812 1265185.7957277028, 919937.9224346026 1265181.246194552, 919843.712662763 1264900.857850795, 920003.9188345168 1264893.6699032136))) | 61 | Solar | 91.7857 | NODEVN3619
| plant |  |  | Nhà máy điện mặt trời Hà Đô Ninh Phước |  | 50 MW | solar | photovoltaic | [9 empty] | MULTIPOLYGON (((920717.9745047302 1283508.530010866, 920623.8517177502 1283360.48755728, 921512.1985683733 1283037.0447340542, 921615.86241352 1283173.572253478, 921617.2003990724 1283248.144639561, 921723.2640401743 1283380.0506846833, 921734.6493756289 1283578.2224921943, 921185.0424960749 1283820.0430131329, 921167.9067503749 1283873.3960136056, 920974.890943666 1283929.0201199162, 920883.3615093944 1283762.3699431939, 920866.0542115362 1283654.9764050462, 920850.6224567106 1283582.5522257953, 920823.278803665 1283523.9310439979, 920717.9745047302 1283508.530010866))) | 50 | Solar | 75.2342 | NODEVN3976
| plant |  |  | Nhà máy điện mặt trời Sinenergy Ninh Thuận 1 |  | 50 MW | solar | photovoltaic | [9 empty] | MULTIPOLYGON (((921483.2599805566 1279285.6113086573, 922056.2316571047 1280267.2781653306, 922460.9672235041 1279990.8468388775, 922033.4036086223 1279095.0012410462, 921964.8352837348 1279049.8086205984, 921483.2599805566 1279285.6113086573))) | 50 | Solar | 75.2342 | NODEVN3975
| plant |  |  | Nhà máy điện mặt trời Phước Hữu |  | 65 MW | solar | photovoltaic | [9 empty] | MULTIPOLYGON (((919337.6474825476 1274823.692325635, 919650.416294306 1274674.0924414045, 920048.9290311106 1274688.7584450499, 920126.9843555959 1274901.8602686035, 920273.5415206902 1274903.8281476384, 920343.5017397406 1275107.5020289763, 920434.5013565235 1275404.6640519805, 920278.5498692393 1275491.118463015, 919712.0940440977 1275496.3239829259, 919623.5165530769 1275193.3693292395, 919596.5619450081 1275191.84415657, 919575.3216908197 1275114.668759032, 919473.2575292601 1275117.954924649, 919337.6474825476 1274823.692325635))) | 65 | Solar | 97.8044 | NODEVN2772
| plant |  |  | Nhà máy điện mặt trời Hàm Kiệm |  | 49 MW | solar | photovoltaic | [9 empty] | MULTIPOLYGON (((829153.5391838029 1207184.978383246, 829154.2415764349 1207174.876310117, 829181.8380983403 1206867.128972985, 829272.2615020901 1206868.2169626136, 829312.2656282955 1206898.3112004274, 829318.8899425878 1206900.137642175, 829606.2385304304 1206847.1166414418, 829689.4949008357 1206849.2637443356, 829735.523523753 1206874.3696040004, 829747.6527940084 1206887.1241064337, 829747.1663317751 1207094.0294170158, 829755.0468904839 1207099.3673686439, 830227.505120074 1207108.2768623254, 830340.8607279258 1207137.2448414627, 830378.3582780976 1207179.3514758977, 830347.1164604519 1207345.801921223, 830139.6940706355 1207248.9284392432, 829965.2055204667 1207632.8623554115, 829637.3043216135 1207511.659576796, 829378.9852425363 1207417.1073072029, 829201.123382592 1207398.9824465592, 829134.1256050885 1207368.6859755572, 829153.5391838029 1207184.978383246))) | 49 | Solar | 73.7295 | NODEVN3016
896361876 | plant |  |  | Nhà máy Thủy điện Quảng Trị |  | 64 MW | hydro | water-storage | [9 empty] | MULTIPOLYGON (((686212.8227256977 1841649.7017159662, 686194.6200691047 1841603.4585510544, 686169.9445472313 1841613.04869245, 686176.6034073214 1841629.9844512308, 686188.1471478207 1841659.3028986917, 686212.8227256977 1841649.7017159662))) | 64 | Hydro | 228.6926 | NODEVN1467
913330305 | plant |  |  | Thủy điện Trung Sơn |  | 260 MW | hydro | water-storage | [9 empty] | MULTIPOLYGON (((483354.1270884816 2279020.439234925, 483288.29359920695 2278912.602535496, 483266.47724797216 2278925.7603540486, 483332.31083718804 2279033.608037692, 483354.1270884816 2279020.439234925))) | 260 | Hydro | 929.0636 | NODEVN3451
| plant |  |  | Nhà máy Nhiệt điện Thăng Long |  | 620 MW | coal | combustion | [9 empty] | MULTIPOLYGON (((712636.7704426572 2326171.030101326, 713013.8716398859 2326175.8232317045, 713027.9186845856 2325634.032348009, 713070.0062553784 2325554.205586222, 712650.0444216063 2325580.680076639, 712636.7704426572 2326171.030101326))) | 620 | Coal | 2949.3245 | NODEVN3771
| plant |  |  | Điện mặt trời Vĩnh Hảo 4 |  | 30 MW | solar | photovoltaic | [9 empty] | MULTIPOLYGON (((906895.1079281081 1251163.9056855738, 907614.948908041 1251762.9990396167, 907847.9968090632 1251523.4836858073, 907404.7689614939 1250580.497202241, 907104.8634196946 1250910.1043255553, 906895.1079281081 1251163.9056855738))) | 30 | Solar | 45.1405 | NODEVN1641
| plant |  |  | Điện mặt trời Tuy Phong |  | 30 MW | solar | photovoltaic | [9 empty] | MULTIPOLYGON (((906900.9970103413 1250886.5167935672, 906908.9328408323 1250264.0527425194, 906453.516403794 1250274.573269808, 906361.2945729755 1250513.5637169317, 906354.1100611698 1250709.335838233, 906431.6646247087 1250885.200241549, 906900.9970103413 1250886.5167935672))) | 30 | Solar | 45.1405 | NODEVN1641
| plant |  |  | Nhà máy điện mặt trời Vĩnh Hảo 6 |  | 50 MW | solar | photovoltaic | [9 empty] | MULTIPOLYGON (((909204.0127383745 1252491.86772881, 909276.3047959359 1252505.339943911, 909466.4210727842 1252640.091094421, 909581.1794843469 1252748.8205514885, 910211.748238062 1252756.9331189627, 910444.8471341109 1252515.1170149718, 910684.0570996574 1252527.52941098, 910745.5733026722 1252488.6844999846, 910754.2269138227 1252362.8904140764, 909999.836114697 1252311.2010187055, 909244.0844479344 1252295.9474039047, 909204.0127383745 1252491.86772881))) | 50 | Solar | 75.2342 | NODEVN0519
925373605 | plant |  |  | Nhà máy Nhiệt điện An Khánh I |  | 120 MW | coal | combustion | [9 empty] | MULTIPOLYGON (((579246.5713650872 2388411.9410300017, 579532.2726667166 2388246.5823496054, 579536.4168710734 2388254.2847306137, 579576.6948435841 2388323.8201779732, 579712.55607323 2388557.8275953475, 579748.6372871578 2388615.3660565, 579693.8840512908 2388670.285477614, 579651.2368190016 2388692.898978437, 579428.2300777306 2388717.876634287, 579383.0153805758 2388641.9082046333, 579326.5734908242 2388676.3538194713, 579259.705055912 2388564.039073151, 579296.1395370327 2388497.5383753497, 579246.5713650872 2388411.9410300017))) | 120 | Coal | 570.837 | NODEVN2329
| plant |  |  | Nhà máy Điện mặt trời Trung Nam |  | 204 MW | solar | photovoltaic | [9 empty] | MULTIPOLYGON (((939632.3072187218 1297065.7566295401, 939117.8441678518 1296988.8242736184, 938843.9540334911 1296968.6304263738, 938840.0570362742 1296928.6020561333, 938789.9373126305 1296890.8738596875, 938254.8319612204 1296902.4871466649, 937654.678557405 1296668.905366584, 937501.913470081 1296619.3552290252, 937587.1617518585 1296596.8794062345, 937549.6728036262 1296508.99707758, 937470.1244801662 1296549.3232214989, 937414.3462165168 1296594.4214568469, 937304.7370710812 1296548.4459062007, 937267.01592064 1296476.8445926, 937279.908352968 1296303.8156904185, 937300.9488623743 1296290.7907218877, 937320.6464673768 1296058.6320119624, 937410.7422046519 1295590.5786769877, 937532.1540716618 1295540.4821489055, 937696.0862243108 1295748.6149206834, 937740.4016155084 1295670.7749552932, 937671.120590233 1295512.8496723138, 937594.7074252041 1295437.7384944425, 937552.4431359557 1295370.5065245081, 937543.0112038051 1295300.7926209979, 937541.7672001893 1295283.0058624493, 938013.8125735628 1295306.0008053328, 938023.0761852162 1295492.6812544034, 938230.4170978738 1295477.8737472882, 938358.1221054646 1295509.2997875228, 938498.6716877767 1295475.762768711, 938492.0022571853 1295420.8856498406, 938580.9119069454 1295351.0859334127, 938622.090336222 1295285.051489504, 938808.5713124599 1295269.939046321, 938912.3923996194 1295200.3523717881, 939000.3204117831 1295303.7657707233, 938893.4226782513 1295380.7130703246, 939026.2138147205 1295578.0361549505, 939014.7056773595 1295653.383598283, 939108.5008599858 1295764.2864331468, 939036.1859424232 1295819.511695014, 939043.9667955049 1296004.6992633056, 939057.1900324528 1296018.212188081, 939136.9542459548 1295963.0823226064, 939203.7032744505 1295984.763973479, 939284.2349597141 1295979.9939141232, 939370.1873000001 1296117.4349438834, 939239.5623336316 1296186.6367922302, 939142.6782977579 1296188.2136774969, 939077.6865148124 1296252.4332978183, 938996.9162313144 1296169.8497856806, 938892.8650884896 1296255.7158446386, 938788.6299696967 1296146.1498943614, 938707.1284095442 1296219.0137538456, 938615.0988551148 1296402.7664102735, 938733.4717119159 1296565.8304444444, 938834.7158504443 1296571.719724738, 938993.874965933 1296383.0057803108, 939063.7842314299 1296391.397147813, 939206.546730957 1296307.5696303137, 939394.2983146607 1296516.0458576598, 939545.029073091 1296395.3091766664, 939505.8474007784 1296322.2082135596, 939596.4132822026 1296240.5850878104, 939709.1898370003 1296378.411111603, 939790.8425225171 1296295.1867117705, 939951.7760149457 1296503.2842797237, 939864.1914208136 1296584.9379891779, 939796.3916836006 1296532.1564105265, 939705.2179740904 1296551.5823425676, 939703.7943517495 1296755.8728422394, 939581.5606522748 1296758.5707601514, 939580.3878964524 1296632.7041859133, 939383.7142939413 1296631.3796043089, 939360.6688064485 1296679.9025959712, 939379.0461615825 1296853.381420685, 939602.6390789581 1296847.697436399, 939664.9398642101 1296867.8318805462, 939702.8672174483 1296924.6424757377, 939644.2619636181 1296959.3325582584, 939599.5666620915 1296958.6936020718, 939606.1482739807 1297019.490051339, 939640.0950348855 1297042.1789678098, 939632.3072187218 1297065.7566295401))) | 204 | Solar | 306.9555 | NODEVN3935a
| plant |  |  | Nhà máy Nhiệt điện Duyên Hải 2 |  | 1200 MW | coal | combustion | [9 empty] | MULTIPOLYGON (((667667.327130483 1060461.1325793127, 667959.109265864 1060790.6263888008, 667969.5169772158 1060795.1852360768, 667980.2245032041 1060798.9712176116, 667991.1879871932 1060801.973078187, 668002.3416193275 1060804.179464754, 668013.6306156795 1060805.5680132324, 668024.989166459 1060806.127370417, 668035.8792202142 1060805.899379618, 668046.7287678214 1060804.9080671524, 668057.4828774593 1060803.1642482067, 668068.0865679774 1060800.6897977542, 668078.4850059994 1060797.4734111847, 668088.6341376129 1060793.5480721288, 668654.9894635464 1060291.7912465164, 668449.0307884378 1059998.3544537455, 668378.0275547296 1060072.9254483462, 668277.0636758793 1059936.746052562, 668210.5405017235 1059998.7509394868, 668203.5104707744 1059989.9489831605, 667667.327130483 1060461.1325793127))) | 1200 | Coal | 5708.37 | NODEVN3440a
| plant |  |  | Điện Mặt Trời Trung Nam - Trà Vinh |  | 140 MW | solar | photovoltaic | [9 empty] | MULTIPOLYGON (((664717.8090109846 1061268.3223068907, 663685.4529514197 1062181.0762146278, 663277.2791408773 1061872.1949848002, 663282.1551906283 1061833.6061878596, 663170.1953797083 1061717.2915101098, 664112.3216526638 1060902.3980502726, 664842.4563645624 1060233.9910663946, 664931.0796748785 1060300.1957975647, 664960.9573342511 1060267.8544742551, 664991.3745980506 1060245.1708328563, 665192.2040933555 1060388.8882792385, 665482.1368814654 1060591.3057499952, 664717.8090109846 1061268.3223068907))) | 140 | Solar | 210.6557 | NODEVN3472
| plant |  |  | ເຂື່ອນໄຟຟ້ານໍາພາວ |  | 1.7 MW | hydro | [10 empty] | MULTIPOLYGON (((514248.11091308633 2030306.9846059808, 514260.1295204294 2030297.7771605134, 514284.2989430204 2030328.9404419325, 514272.28034335095 2030338.147872499, 514248.11091308633 2030306.9846059808))) | 1.7 | Hydro | 6.0746 | NODEVN3849
996228846 | plant |  |  | Nhà máy Điện mặt trời Krông Nô 3 |  | 18 MW | hydro | [10 empty] | MULTIPOLYGON (((857367.5083471484 1352060.4868124682, 857390.5881312268 1352108.6828724158, 857416.7345271551 1352096.3178916872, 857393.643736582 1352048.132745496, 857367.5083471484 1352060.4868124682))) | 18 | Hydro | 64.3198 | NODEVN3347
| plant |  |  | Thủy điện Bản Chát |  | 220 MW | hydro | [10 empty] | MULTIPOLYGON (((378955.5220632295 2417750.5720521393, 378990.5271778 2417835.085249175, 378964.45224339224 2417845.756665721, 378929.4470913106 2417761.2545897355, 378955.5220632295 2417750.5720521393))) | 220 | Hydro | 786.1307 | NODEVN2237
1009757711 | plant |  |  | Thủy điện Bản Chát |  | 220 MW | hydro | water-storage | [8 empty] | 1 | MULTIPOLYGON (((378938.6364754994 2418164.5580205573, 378798.31384195224 2417751.725497365, 378909.57121558033 2417801.5816703453, 378986.38236695225 2417988.391132972, 378938.6364754994 2418164.5580205573))) | 220 | Hydro | 786.1307 | NODEVN2237
| plant |  |  | Nhà máy Điện mặt trời Tân Châu 1 |  | 50 MW | solar | photovoltaic | [9 empty] | MULTIPOLYGON (((638490.5397738924 1268829.6525062204, 637779.2232629013 1269235.9359679285, 637280.1322948503 1268727.5186650315, 637784.4900143495 1268261.5971810431, 638490.5397738924 1268829.6525062204))) | 50 | Solar | 75.2342 | NODEVN1625
| plant |  |  | Nhà máy thủy điện Cửa Đạt |  | 97 MW | hydro | water-storage | [9 empty] | MULTIPOLYGON (((528720.7034310881 2197693.2951495466, 528740.4620445477 2197678.067348659, 528707.6164361695 2197635.9521131534, 528687.8682738511 2197651.179967432, 528720.7034310881 2197693.2951495466))) | 97 | Hydro | 346.6122 | NODEVN4039
18089019 | plant |  |  | Nhà máy Điện Mặt trời Lig Quảng Trị |  | 49.5 MW | solar | photovoltaic | [9 empty] | MULTIPOLYGON (((729744.7068087929 1870960.139714395, 729522.1754038548 1870764.8033623078, 729009.8548972295 1871715.7160604906, 729062.2419153822 1871760.6026958495, 729476.2004432023 1872119.0918240761, 729914.7062819018 1871279.8977226408, 729626.4315766664 1871163.9544560104, 729744.7068087929 1870960.139714395))) | 49.5 | Solar | 74.4819 | NODEVN3466
| plant |  |  | Nhà máy thủy điện Khe Bố |  | 100 MW | hydro | run-of-the-river | [9 empty] | MULTIPOLYGON (((464592.6770454027 2120897.707833423, 464600.1351316272 2120877.9199397983, 464650.96354200685 2120896.853994399, 464654.47816087207 2120887.519264919, 464685.64220589 2120899.1219199384, 464674.6588988946 2120928.244523239, 464592.6770454027 2120897.707833423))) | 100 | Hydro | 357.3322 | NODEVN3576
| plant |  |  | Nhà máy thủy điện Chi Khê |  | 41 MW | hydro | run-of-the-river | [9 empty] | MULTIPOLYGON (((479245.35544828285 2110518.8622811413, 479222.8346929878 2110538.926279628, 479187.09716020944 2110499.2766239834, 479201.67313790525 2110486.303113905, 479204.7802861811 2110489.7408074504, 479212.7250864556 2110482.661342493, 479245.35544828285 2110518.8622811413))) | 41 | Hydro | 146.5062 | NODEVN0251
| plant |  |  | Nhà máy Nhiệt điện Duyên Hải 3 |  | 1933 MW | coal | combustion | [9 empty] | MULTIPOLYGON (((667342.0303243485 1060088.790542894, 667681.4096167949 1059789.2423398178, 667598.6168624598 1059691.048735999, 667860.2403636067 1059460.2927132319, 668277.0636758793 1059936.746052562, 668210.5405017235 1059998.7509394868, 668203.5104707744 1059989.9489831605, 667667.327130483 1060461.1325793127, 667342.0303243485 1060088.790542894))) | 1933 | Coal | 9195.2327 | NODEVN3440a
| plant |  |  | Nhà máy điện mặt trời Hồng Phong 4 |  | 48 MW | solar | photovoltaic | [9 empty] | MULTIPOLYGON (((862467.656121593 1223161.4446647814, 862492.2363108608 1222576.4860850521, 863138.8105305696 1222603.3954644175, 863131.5964779812 1222774.9239118826, 863315.8831869285 1222782.589395886, 863314.3778847484 1222818.558031064, 863724.5420210385 1222835.640384631, 863711.8613359127 1223137.1063166303, 863708.6729357574 1223213.117765926, 863624.8584081104 1223209.6253968847, 862467.656121593 1223161.4446647814))) | 48 | Solar | 72.2248 | NODEVN3963
| plant |  |  |  |  | 47.5MWp | solar | photovoltaic |  |  |  |  | floating |  |  |  |  | MULTIPOLYGON (((810286.8279591677 1245650.3991176907, 810289.0360476153 1245384.0981793927, 810341.2372923042 1245384.5374159652, 810345.1270432184 1244915.2450033356, 810377.2656908908 1244915.5119656115, 810379.9140653652 1244596.8829257444, 810663.7120526963 1244599.244579082, 810662.0525915986 1244799.778907206, 810779.6473913488 1244800.7528964407, 810779.2033793826 1244854.4317229753, 810661.881969491 1244853.4603350095, 810660.4420863912 1245026.7954698536, 810785.0079974316 1245027.8262045735, 810782.7148819403 1245304.7996976648, 810968.5623668246 1245306.3484591087, 810969.7972904986 1245157.7213398754, 810926.9822436008 1245157.372258296, 810928.843016261 1244934.066415048, 810910.8339673151 1244933.9138326684, 810912.5620173202 1244725.364377792, 811055.4445041835 1244726.5513982757, 811053.8642160995 1244916.4036078374, 811074.3867754317 1244916.5695947332, 811072.346940717 1245161.5952465413, 811052.687928469 1245161.4265330373, 811051.5002291213 1245305.149754527, 811067.3235736233 1245305.2812468878, 811064.5459476133 1245638.5799385225, 810796.6122207087 1245636.3441835216, 810797.4964442007 1245529.4514099942, 810693.7496206478 1245528.5888476775, 810692.6991637846 1245653.7802333513, 810286.8279591677 1245650.3991176907))) | 47.5 | Solar | 71.4725 | NODEVN3616
1086826149 | plant |  |  | Nhà máy Nhiệt điện Hải Dương 1 |  | 1200 MW | coal | combustion | [9 empty] | MULTIPOLYGON (((646573.7805627368 2326874.230292906, 647318.9943157762 2326725.7665179158, 647362.1228242195 2326687.7342830226, 647663.6066640784 2326629.9254857507, 647670.0090217823 2326381.3004616783, 647589.2971323826 2326270.738232662, 647502.8011762958 2326258.7984535284, 647130.5034881511 2326020.6931958445, 646478.0531342676 2326136.7410248145, 646554.2407479428 2326528.463827894, 646488.4669902518 2326541.6768122534, 646501.2181079548 2326686.6161776804, 646573.7805627368 2326874.230292906))) | 1200 | Coal | 5708.37 | NODEVN3805a
| plant |  |  | Nhà máy Nhiệt điện Nghi Sơn 2 |  | 1330 MW | coal | combustion | [9 empty] | MULTIPOLYGON (((584248.6555048007 2136499.4422605177, 583812.6849522872 2136498.291498514, 583560.1670277073 2136496.709274906, 583507.5744801543 2136579.331742585, 583438.6304727162 2136658.5151976617, 583376.4226246895 2136705.283571149, 583303.8151140186 2136738.1827865345, 583184.8723735821 2136783.9173921742, 583256.9263714779 2136903.9726587785, 583292.4575784162 2136979.2750871475, 583323.2120659633 2136978.143349952, 583599.1174434151 2136977.716406259, 583602.2018062623 2136864.3679908663, 584215.5144406828 2136863.8002134743, 584231.358279467 2136856.658383568, 584242.0945245746 2136843.129809874, 584251.5668770798 2136825.766461688, 584252.1136495719 2136800.714985093, 584251.446920353 2136742.802167956, 584248.6555048007 2136499.4422605177))) | 1330 | Coal | 6326.7768 | NODEVN4063
| plant |  |  | Nhà máy thủy điện Tả Trạch |  | 21 MW | hydro | [10 empty] | MULTIPOLYGON (((781402.693921129 1805710.7825006335, 781466.6832896466 1805710.0148830719, 781466.3314597921 1805680.975520169, 781455.7966316419 1805681.1051269935, 781455.2426193658 1805634.6112616283, 781415.7024763646 1805635.0747537343, 781416.1891164496 1805676.0309670412, 781407.9602507891 1805673.9756896254, 781408.2102066135 1805694.3542195424, 781402.4882552802 1805694.4242357796, 781402.693921129 1805710.7825006335))) | 21 | Hydro | 75.0398 | NODEVN3623
| plant |  |  | Nhà máy điện mặt trời Europlast Long An |  | 50 MW | solar | [10 empty] | MULTIPOLYGON (((640027.1192998774 1208186.460868069, 639042.3830529089 1207974.753282739, 639230.6926995929 1207349.8526594036, 639647.2050303112 1207649.8584648308, 639667.3137713294 1207653.018074276, 639717.5277735143 1207487.1901919905, 640200.65972185 1207767.5005096397, 640027.1192998774 1208186.460868069))) | 50 | Solar | 75.2342 | NODEVN2229
1192953079 | plant |  |  | Nhà máy Thủy điện Đăk Glun |  | 18 MW | hydro | [10 empty] | MULTIPOLYGON (((737189.961228163 1330068.7353069314, 737204.9349962852 1330059.6139678496, 737219.5037452232 1330050.7439397518, 737206.0280172081 1330028.903771683, 737196.7022433081 1330034.5841209241, 737188.1426991769 1330039.7947118299, 737176.4854916646 1330046.8951542608, 737189.961228163 1330068.7353069314))) | 18 | Hydro | 64.3198 | NODEVN3646
1193927744 | plant |  |  | Nhà máy Thủy điện Thác Mơ MR |  | 75 MW | hydro | [10 empty] | MULTIPOLYGON (((719378.7493799311 1312039.2686995452, 719412.49608075 1312039.9662766221, 719413.3458611241 1311999.299046424, 719379.5991148206 1311998.601475862, 719378.7493799311 1312039.2686995452))) | 75 | Hydro | 267.9991 | NODEVN3413
1198852921 | plant |  |  | Nhà máy thủy điện Trị An |  | 400 MW | hydro | [10 empty] | MULTIPOLYGON (((716529.245972874 1228537.5305912648, 716540.851640508 1228538.9909548033, 716554.3250047765 1228540.574415992, 716553.1960744024 1228550.922594346, 716584.2065716366 1228554.2494049426, 716585.3007402546 1228544.199716395, 716589.635395501 1228544.7043713278, 716588.1618703094 1228546.0996444873, 716592.5294676868 1228551.494715662, 716598.905147925 1228545.7951346682, 716610.5224046224 1228547.1560273292, 716618.5147132751 1228548.0944458123, 716701.515492991 1228628.4403616514, 716778.2233927023 1228539.9883488135, 716756.7528680547 1228520.1846471413, 716739.8561048827 1228504.3502044124, 716728.5182044159 1228490.5996757934, 716710.2253244361 1228464.5551140984, 716682.9612470921 1228422.1426723371, 716675.4452241007 1228405.4968305407, 716671.1323845821 1228393.5302204192, 716668.5728894797 1228382.4493488222, 716667.1883671205 1228370.5022767133, 716667.5618393904 1228357.1065121416, 716673.8149038028 1228294.4497002973, 716680.0164723963 1228247.702281817, 716681.0200591562 1228229.940521649, 716681.5209891959 1228199.075874904, 716682.0760959587 1228194.4881030242, 716627.6453102356 1228189.9871880768, 716623.5327141942 1228233.1859942523, 716616.004573696 1228290.4351635252, 716609.4664253804 1228353.2560218032, 716604.6004789385 1228393.0864093953, 716594.0640850334 1228391.8544392542, 716546.9589153349 1228380.177804859, 716544.792720219 1228406.7938989417, 716570.2226864933 1228409.6630370584, 716568.6094592101 1228423.8139297636, 716566.9035077391 1228438.760796927, 716540.8293408498 1228435.8209790897, 716538.1015962965 1228459.8001469886, 716532.3795287611 1228510.0469089563, 716529.245972874 1228537.5305912648))) | 400 | Hydro | 1429.3286 | NODEVN3289b
| plant |  |  | Nhà máy Nhiệt điện Thủ Đức |  | 240 MW | coal | combustion | [9 empty] | MULTIPOLYGON (((692197.0338519936 1197736.716491111, 692249.627298824 1197736.1459432114, 692329.9445254036 1197695.5134131936, 692343.650358771 1197658.9435384327, 692255.9253372109 1197658.5922363647, 692255.8308372962 1197629.476068404, 692245.7478413859 1197629.5064032269, 692245.6068355505 1197585.699412826, 692250.7248883095 1197585.6846855052, 692250.6692869104 1197568.781375153, 692246.4808103342 1197568.7904024762, 692246.3187629476 1197521.0451613464, 692311.4321662537 1197520.8123606998, 692356.6198475116 1197520.6859328104, 692374.4237227122 1197520.633813537, 692374.1055130202 1197380.5959433613, 692178.575809396 1197379.877445263, 692178.7413990132 1197428.9280213132, 692139.9401631878 1197429.058335074, 692139.7854521059 1197380.007831287, 692030.3042506225 1197380.361513045, 692030.4359112101 1197420.1528350809, 691992.5205975019 1197420.2663010277, 691992.3888280245 1197380.4860480863, 691946.3807483 1197380.6304003475, 691947.8703122607 1197820.768725786, 692197.308307582 1197819.9608614387, 692197.0338519936 1197736.716491111))) | 240 | Coal | 1141.674 | NODEVN3668
1205471469 | plant |  |  | Nhà mày Thuỷ điện Đại Nga |  | 10 MW | hydro | [10 empty] | MULTIPOLYGON (((812724.7638658695 1274564.0289998439, 812778.4179009458 1274548.788700963, 812774.2284873989 1274534.2543857694, 812720.5744331435 1274549.4946972223, 812724.7638658695 1274564.0289998439))) | 10 | Hydro | 35.7332 | NODEVN0315
1205472554 | plant |  |  | Nhà máy Thủy điện Lộc Phát |  | 558 kW | hydro | [10 empty] | MULTIPOLYGON (((809803.126122485 1277624.2337021888, 809810.6276043043 1277614.2113018911, 809789.6021884754 1277598.6690487089, 809782.1008221114 1277608.680383195, 809803.126122485 1277624.2337021888))) | 0.558 | Hydro | 1.9939 | NODEVN0068
1205704652 | plant |  |  | Nhà mày Thuỷ điện Đồng Nai 5 |  | 150 MW | hydro | [10 empty] | MULTIPOLYGON (((778249.3965550025 1304757.689401386, 778293.1544609123 1304706.7072762314, 778322.8164410049 1304731.826864545, 778302.1057072559 1304755.9671011386, 778290.0938403358 1304745.7851034629, 778267.0465417935 1304772.638029277, 778249.3965550025 1304757.689401386))) | 150 | Hydro | 535.9982 | NODEVN3672
1205718201 | plant |  |  | Nhà máy Thuỷ điện Đồng Nai 3 |  | 180 MW | hydro | [10 empty] | MULTIPOLYGON (((813764.8121485199 1313956.3718910422, 813792.4742080723 1313924.062864591, 813808.8842446797 1313937.939560012, 813802.2280529083 1313945.7205582093, 813825.0377369949 1313965.0111715687, 813804.0427476927 1313989.539284867, 813764.8121485199 1313956.3718910422))) | 180 | Hydro | 643.1979 | NODEVN3295
1206376098 | plant |  |  | Nhà mày Thuỷ điện Đồng Nai 2 |  | 70 MW | hydro | [10 empty] | MULTIPOLYGON (((833265.7099185237 1296568.8241681287, 833286.0777833215 1296568.4248740647, 833287.042654546 1296520.6977514327, 833287.2418229633 1296510.3794683337, 833266.860738577 1296509.9813412083, 833266.772680814 1296514.077557199, 833265.7099185237 1296568.8241681287))) | 70 | Hydro | 250.1325 | NODEVN1995
1208281381 | plant |  |  | Nhà mày Thuỷ điện Đạ Khai |  | 8.1 MW | hydro | [10 empty] | MULTIPOLYGON (((891303.4767786388 1335315.006736523, 891314.7778065959 1335303.9533231033, 891288.1936236261 1335277.1350951954, 891276.9035048845 1335288.1886615572, 891280.9717982262 1335292.297209928, 891303.4767786388 1335315.006736523))) | 8.1 | Hydro | 28.9439 | NODEVN0328
| plant |  |  | Nhà máy Điện Mặt trời Long Thành 1 |  | 50 MWp | solar | photovoltaic | [9 empty] | MULTIPOLYGON (((789718.9235694655 1472470.2581498243, 789780.5263039065 1472485.8441287666, 789998.0099380382 1472489.6335889795, 789990.0480298522 1472941.345959746, 788675.5751193608 1472916.8019343913, 788680.9151604585 1472631.8823305576, 788684.1776013558 1472457.882280678, 789718.9235694655 1472470.2581498243))) | 50 | Solar | 75.2342 | NODEVN3120
| plant |  |  | Nhà máy thủy điện Sông Tranh 2 |  | 190 MW | hydro | water-storage | [9 empty] | MULTIPOLYGON (((839299.4530727833 1701212.0827737134, 839414.1139934273 1701129.525223554, 839376.2309657162 1701078.40095436, 839356.9279566293 1701077.5424872886, 839287.4298982427 1701137.5530720823, 839282.5933406402 1701152.9579285895, 839285.7684560057 1701211.4505478775, 839299.4530727833 1701212.0827737134))) | 190 | Hydro | 678.9311 | NODEVN0237
| plant |  |  | Nhà máy Thủy điện Đăk R'Tíh 2 |  | 62 MW | hydro | [10 empty] | MULTIPOLYGON (((791080.2470333856 1318429.3086773749, 791088.6456364559 1318426.5667891053, 791096.7038586002 1318422.9471049386, 791104.3339647718 1318418.5041283232, 791109.7894787916 1318414.6047609826, 791114.911032161 1318410.29259174, 791119.6658173578 1318405.5783741225, 791119.5880485814 1318395.5483398268, 791118.8013336335 1318385.5557535246, 791117.3162521468 1318375.6339269264, 791115.4687073377 1318367.1255488815, 791113.096666828 1318358.7449555383, 791096.7996909237 1318343.986796528, 791085.8521736185 1318334.0734334406, 791077.3996776314 1318331.0916980396, 791069.8759689662 1318329.0155709006, 791062.2273444773 1318327.4585251915, 791053.8025348939 1318324.9973467628, 791045.6245685951 1318321.8079391734, 791037.7585269222 1318317.9241388002, 791031.7574466977 1318330.9287461538, 791030.287686224 1318334.1248426912, 791025.2293575124 1318336.4007841798, 791020.2990611432 1318338.9657755105, 791013.9938611046 1318342.801625549, 791007.9892865368 1318347.1163753865, 791005.0570522202 1318349.3574491725, 791002.3402654175 1318351.8662745166, 790998.7794914515 1318355.9831674949, 790995.7923823283 1318360.526240064, 790993.4449792143 1318365.4297091437, 791008.2418480124 1318377.4833828283, 791008.6235397734 1318380.8633610883, 791009.3437797419 1318384.180181389, 791011.3297810312 1318389.6346038852, 791012.6346653677 1318392.237516335, 791014.2135490607 1318394.688090466, 791017.2646339838 1318398.2155510536, 791020.8769634329 1318401.1949264463, 791024.9427076859 1318403.503409821, 791030.0790240236 1318405.5786704856, 791035.4732970535 1318406.9036678274, 791040.9842501774 1318407.4327615022, 791049.1703558022 1318407.5116251274, 791080.2470333856 1318429.3086773749))) | 62 | Hydro | 221.5459 | NODEVN3686
| plant |  |  | Nhà máy thủy điện Chiêm Hóa |  | 48 MW | hydro | [10 empty] | MULTIPOLYGON (((533872.9012073196 2454635.052060076, 533868.7884104118 2454620.7419401566, 533862.6449713326 2454596.8969736914, 533919.2178299425 2454590.931641741, 533946.9939132228 2454588.0032893294, 533953.9289976511 2454626.981398584, 533872.9012073196 2454635.052060076))) | 48 | Hydro | 171.5194 | NODEVN2288
| plant |  |  | Nhà máy thủy điện Tuyên Quang |  | 342 MW | hydro | water-storage | [9 empty] | MULTIPOLYGON (((540770.2404011567 2472944.7364734435, 540896.2766954828 2472908.174233866, 540894.5358547161 2472846.026277998, 540845.305228697 2472859.8217634405, 540761.8462218198 2472883.2130685155, 540770.2404011567 2472944.7364734435))) | 342 | Hydro | 1222.076 | NODEVN2289
1228023249 | plant |  |  | Nhà máy điện mặt trời Mỹ Sơn 2 |  | 50 MW | solar | photovoltaic | [9 empty] | MULTIPOLYGON (((914310.5227823814 1292609.94620517, 913806.182124268 1291836.526177587, 913122.7479788975 1291902.8295745896, 913181.2159911063 1292146.3390997767, 913721.6259539803 1292688.6715443474, 913909.2337699191 1292611.076259466, 913935.563229678 1292605.844170486, 913945.7103508797 1292618.092939318, 913987.4525055727 1292721.1172620996, 914310.5227823814 1292609.94620517))) | 50 | Solar | 75.2342 | NODEVN3938
1228023250 | plant |  |  | Nhà máy điện mặt trời Mỹ Sơn 1 |  | 61 MW | solar | photovoltaic | [9 empty] | MULTIPOLYGON (((912301.9412594546 1292547.1451554147, 912727.0494788134 1292765.4675474481, 912966.0948123286 1292558.4876259363, 913367.872486899 1292948.5883642503, 912916.7059658174 1293473.511620366, 912661.8287016763 1293400.5604980362, 912049.5718053309 1293389.6794009637, 912055.2437371596 1293169.5712135748, 912226.2457644576 1292731.8425233618, 912301.9412594546 1292547.1451554147))) | 61 | Solar | 91.7857 | NODEVN3937
| plant |  |  | Nhà máy Thuỷ điện Bảo Lộc |  | 24 MW | hydro | [10 empty] | MULTIPOLYGON (((816581.3729486226 1263451.1106181357, 816585.8557506684 1263444.1361640112, 816605.3075816844 1263413.828913136, 816612.8865878041 1263415.0674502638, 816618.0751323907 1263433.5648313463, 816620.6035437891 1263430.8665702704, 816631.2635907643 1263440.738676483, 816642.1941222949 1263450.868148931, 816645.9278319711 1263454.3267378067, 816652.7232053573 1263460.7278806071, 816642.0844980178 1263473.7742623542, 816648.4903851629 1263480.8911544643, 816644.1268553834 1263485.774259493, 816635.0682591114 1263495.9246518426, 816632.4832420186 1263498.8216324635, 816583.9484668389 1263453.5168490515, 816581.3729486226 1263451.1106181357))) | 24 | Hydro | 85.7597 | NODEVN3702
| plant |  |  | Nhà mày thủy điện Đa Siat |  | 13.5 MW | hydro | [10 empty] | MULTIPOLYGON (((785641.6262793408 1310676.0158015778, 785642.644804482 1310638.411759773, 785655.7803146248 1310638.767665493, 785655.5150584383 1310648.4287063356, 785654.7508704305 1310676.371607881, 785641.6262793408 1310676.0158015778))) | 13.5 | Hydro | 48.2398 | NODEVN2216
| plant |  |  | Nhà mày Thuỷ điện Đạ M'Bri |  | 75 MW | hydro | [10 empty] | MULTIPOLYGON (((788920.5323041992 1275581.6250259923, 788923.0775022802 1275563.7272977296, 788925.730008707 1275542.4876213155, 788927.3453610928 1275528.3448715343, 788928.6662036739 1275514.1772604568, 788929.8445976273 1275497.7059103067, 788939.0187821223 1275498.3995322553, 788940.4546833469 1275484.7753816468, 788941.9008858476 1275471.2177421974, 788942.5481258505 1275464.9695493882, 789000.7630182857 1275469.8801473773, 789007.1627627199 1275474.300642393, 789009.2513511669 1275502.2479088886, 788996.7885196384 1275520.7513066977, 788963.6040030761 1275584.4031367952, 788959.1637171141 1275584.1185575547, 788939.2643983589 1275582.8276474432, 788930.0456568378 1275582.2332317457, 788920.5323041992 1275581.6250259923))) | 75 | Hydro | 267.9991 | NODEVN3445
1235087212 | plant |  |  | Nhà máy Thuỷ điện Đạ M'Bol |  | 10.2 MW | hydro | [10 empty] | MULTIPOLYGON (((788971.0899732641 1292425.7652883169, 789003.436799888 1292378.2925978648, 788987.2497570841 1292367.3924373058, 788954.892042441 1292414.8650391907, 788971.0899732641 1292425.7652883169))) | 10.2 | Hydro | 36.4479 | NODEVN2210
| plant |  |  | Nhà máy Thủy điện Đa Nhim |  | 240 MW | hydro | [10 empty] | MULTIPOLYGON (((901191.3990281431 1311057.3433403063, 901270.4685517574 1311006.030567349, 901282.621596029 1310998.2461081897, 901295.2556540204 1310991.2325678105, 901308.6124252614 1310984.8712494995, 901322.3399075782 1310979.368041373, 901325.0107485153 1310999.4704233839, 901331.1469558035 1311007.5959987137, 901336.7104067658 1311016.112920997, 901341.646827782 1311024.9983120468, 901345.9777529886 1311034.2746170936, 901349.6502251413 1311043.8192490786, 901350.3928901772 1311046.2668051813, 901352.6074294576 1311054.6287200507, 901354.9015213675 1311063.5789624674, 901362.3822556688 1311090.5705624882, 901367.9505942616 1311110.2901466526, 901401.206045461 1311203.0979127835, 901294.4936086715 1311240.8149990204, 901297.9755528455 1311250.7338573956, 901242.9818091639 1311269.2107620267, 901218.8044007345 1311260.1600702882, 901217.279686131 1311259.0762012023, 901215.910387286 1311257.7949312166, 901214.001772404 1311255.1990231115, 901212.7638299051 1311252.2352237643, 901186.0540723403 1311172.0575260224, 901180.9349745819 1311157.164029369, 901169.2886280334 1311123.247532862, 901159.4815932617 1311094.6962028672, 901158.1118998809 1311090.1350546675, 901156.448481642 1311082.1904262798, 901155.4038980226 1311074.4977382363, 901154.9964135948 1311070.6362881125, 901154.8947907598 1311066.7567123342, 901155.2955672304 1311061.1995033585, 901156.3064595216 1311055.7279090888, 901157.9375041318 1311050.408545936, 901158.9106832978 1311047.795267186, 901160.1552309246 1311045.2963756472, 901162.5147298643 1311041.8481766684, 901165.4034217155 1311038.828025626, 901168.7440370687 1311036.301387161, 901172.4482470255 1311034.3446606826, 901176.4281611193 1311033.0010093693, 901176.1417058818 1311048.9201573902, 901184.8648536631 1311053.7334652336, 901191.3990281431 1311057.3433403063))) | 240 | Hydro | 857.5972 | NODEVN3310a
1245291753 | plant |  |  | Nhà mày Thuỷ điện Đạ Dâng 3 |  | 12 MW | hydro | [10 empty] | MULTIPOLYGON (((852671.1787721233 1291759.9321552068, 852708.2034907807 1291745.0270635958, 852703.1063349997 1291732.531251866, 852666.5090700388 1291747.286183419, 852671.1787721233 1291759.9321552068))) | 12 | Hydro | 42.8799 | NODEVN3722
1263497521 | plant |  |  | Nhà máy thủy điện Nậm Chiến 1 |  | 200 MW | hydro | water-storage | [9 empty] | MULTIPOLYGON (((407069.84349969827 2379472.1634414056, 407064.6403127365 2379455.334762643, 407124.549947252 2379437.047386328, 407129.7530124992 2379453.865012983, 407069.84349969827 2379472.1634414056))) | 200 | Hydro | 714.6643 | NODEVN3733
1263497525 | plant |  |  | Nhà máy thủy điện Nậm Chiến 2 |  | 32 MW | hydro | [10 empty] | MULTIPOLYGON (((404713.4133191108 2375567.9805789907, 404721.9998178509 2375553.4624789013, 404754.76903406275 2375572.608013027, 404746.1825177412 2375587.126095329, 404713.4133191108 2375567.9805789907))) | 32 | Hydro | 114.3463 | NODEVN3734
1263573947 | plant |  |  | Nhà mày Thuỷ điện Khao Mang Thượng |  | 24.5 MW | hydro | [10 empty] | MULTIPOLYGON (((396660.92128160235 2418516.2067090217, 396660.8030166568 2418498.0192790884, 396695.4385289362 2418497.7940979707, 396695.5567542296 2418515.9815265522, 396660.92128160235 2418516.2067090217))) | 24.5 | Hydro | 87.5464 | NODEVN3735
1263573953 | plant |  |  | Nhà mày Thuỷ điện Khao Mang |  | 30 MW | hydro | [10 empty] | MULTIPOLYGON (((391495.7764792653 2420163.697317738, 391497.0681868204 2420178.8437447315, 391539.72639648704 2420175.2423121054, 391538.43480528874 2420160.1069532083, 391495.7764792653 2420163.697317738))) | 30 | Hydro | 107.1996 | NODEVN3738
| plant |  |  | Đập Thủy Điện Thác Bà |  | 120 MW | hydro | three-level | [9 empty] | MULTIPOLYGON (((502389.9170571163 2404850.2230154914, 502377.89326897386 2404837.0831988263, 502423.3243720196 2404795.9825045164, 502435.34815381496 2404809.122354759, 502389.9170571163 2404850.2230154914))) | 120 | Hydro | 428.7986 | NODEVN3745
1267181646 | plant |  |  | Nhà máy thủy điện Hồi Xuân |  | 102 MW | hydro | run-of-the-river | [9 empty] | MULTIPOLYGON (((505539.17445931036 2260807.659361625, 505525.3365852402 2260828.327233712, 505575.4038529035 2260861.4435790265, 505589.2417609004 2260840.775746646, 505539.17445931036 2260807.659361625))) | 102 | Hydro | 364.4788 | NODEVN3837
| plant |  |  | Nhà máy thủy điện Đak Mi 2 |  | 147 MW | hydro | water-storage | [9 empty] | MULTIPOLYGON (((802735.8907093995 1692976.481596738, 802738.1089214028 1692943.0773667581, 802803.2132699059 1692947.367177816, 802800.984215663 1692980.7712782838, 802735.8907093995 1692976.481596738))) | 147 | Hydro | 525.2783 | NODEVN2582
1270939020 | plant |  |  | Nhà máy thủy điện Sông Bung 6 |  | 29 MW | hydro | run-of-the-river | [9 empty] | MULTIPOLYGON (((797751.9818208935 1750820.4641746867, 797742.1265264157 1750808.4841834803, 797778.3251640828 1750779.0957026593, 797788.1697384245 1750791.0755685885, 797751.9818208935 1750820.4641746867))) | 29 | Hydro | 103.6263 | NODEVN0233
1270939023 | plant |  |  | Nhà máy thủy điện Sông Tranh 3 |  | 62 MW | hydro | water-storage | [9 empty] | MULTIPOLYGON (((837413.7509407734 1709921.8655638753, 837402.4955977873 1709908.3080664794, 837457.7725133566 1709863.0114142247, 837469.0172772589 1709876.5577076185, 837413.7509407734 1709921.8655638753))) | 62 | Hydro | 221.5459 | NODEVN3865
1271285969 | plant |  |  | Nhà máy thủy điện Plei Krông |  | 100 MW | hydro | water-storage | [9 empty] | MULTIPOLYGON (((808608.760301433 1594717.0365364945, 808610.0032678591 1594695.2034449785, 808672.7768358364 1594698.708469048, 808671.5444670564 1594720.5527742184, 808608.760301433 1594717.0365364945))) | 100 | Hydro | 357.3322 | NODEVN3874
1271504475 | plant |  |  | Nhà máy thủy điện Sông Tranh 4 |  | 48 MW | hydro | run-of-the-river | [9 empty] | MULTIPOLYGON (((837694.9016833527 1719145.1495497182, 837672.954504129 1719124.3215132628, 837702.7968361215 1719093.277790821, 837724.7440300648 1719114.105854756, 837694.9016833527 1719145.1495497182))) | 48 | Hydro | 171.5194 | NODEVN3883
1271779992 | plant |  |  | Nhà máy thủy điện ĐakĐrinh |  | 125 MW | hydro | water-storage | [9 empty] | MULTIPOLYGON (((864730.3241693549 1662992.5387322658, 864712.3931311935 1662983.477012114, 864733.5312125629 1662942.1740852832, 864751.4728775672 1662951.2470587953, 864730.3241693549 1662992.5387322658))) | 125 | Hydro | 446.6652 | NODEVN3884
1271779995 | plant |  |  | Nhà máy thủy điện Đăk Re |  | 60 MW | hydro | water-storage | [9 empty] | MULTIPOLYGON (((879063.1349152573 1622739.276192626, 879062.3957859394 1622718.820034225, 879113.1403840068 1622717.0051997858, 879113.8794716825 1622737.4613693948, 879063.1349152573 1622739.276192626))) | 60 | Hydro | 214.3993 | NODEVN2634
| plant |  |  | Nhà máy điện mặt trời Phù Mỹ |  | 330 MW | solar | photovoltaic | [9 empty] | MULTIPOLYGON (((948104.7325457874 1586992.4576889672, 948654.7184766836 1586276.3654362732, 948581.9948372634 1586223.7605606995, 948724.2815776259 1586036.6815467963, 948794.3897913082 1586089.2397494866, 949499.874375314 1585114.797009593, 949851.0440331455 1584635.4612004857, 949596.3762268145 1584458.231078643, 950156.6641961358 1583585.4490718208, 949690.2516551598 1583318.514278554, 949676.135937602 1583377.6434486785, 949579.5521926195 1583506.472204162, 949580.4796590034 1583551.7440191545, 949630.4674249494 1583578.5801936348, 949614.1971522399 1583612.5867491893, 949576.2735721521 1583592.022132881, 949501.7086256621 1583641.415294015, 949465.0737922791 1583630.377475428, 949437.5384568898 1583629.3060767374, 949453.1248521195 1583585.1960085446, 949449.4761962144 1583578.2107817787, 949455.3623404054 1583557.5686226485, 949463.861138606 1583552.8198931147, 949489.6104908062 1583475.7467542407, 949480.2133918247 1583465.486723547, 949364.3377731063 1583408.9348586912, 949281.8779337129 1583558.9210924476, 949244.10352902 1583626.9845374385, 949231.638806581 1583626.7606756429, 949110.750578302 1583849.4117338543, 949287.8451341 1583945.5421193787, 949036.1852101753 1584286.7602003596, 949085.848583387 1584315.3196609863, 949040.66412013 1584392.6202109542, 948985.7989730871 1584354.4528916017, 948857.4992888106 1584529.9747209544, 948786.4358756836 1584626.7046626124, 948070.2537678136 1585600.9819898885, 948214.4034753251 1585705.8868147144, 948121.7887418448 1585832.470180884, 947913.0340101484 1585828.7257528976, 947415.502397836 1586499.3853392515, 948104.7325457874 1586992.4576889672))) | 330 | Solar | 496.5457 | NODEVN3890
| plant |  |  | Nhà máy điện mặt trời Krông Pa |  | 49 MW | solar | photovoltaic | [9 empty] | MULTIPOLYGON (((896448.8056606639 1465577.4302345552, 896737.5884039499 1465632.6536813653, 896767.6718821003 1465646.691198641, 896866.8933339827 1465591.428636826, 896979.8210279691 1465595.1105677623, 897002.9513453676 1465566.5153827872, 897085.0594825442 1465567.1420838959, 897166.1806724598 1465575.8552227295, 897191.5073137619 1465575.938282713, 897195.9366925939 1465572.23545417, 897202.5653024651 1465556.9956588824, 897220.9801114048 1465532.3873435196, 897238.9112426931 1465520.7817561512, 897273.1492373837 1465509.1381662567, 897299.584153089 1465493.612470731, 897327.6478764422 1465486.211337627, 897337.4568826192 1465452.5007812867, 897353.2734618193 1465446.6599315146, 897358.739929795 1465441.0884458348, 897357.5018049283 1465376.6971297339, 897350.4387175654 1465341.5867320274, 897289.3386927707 1465328.2464386304, 897269.287976238 1465325.2043165332, 897238.2695987502 1465326.0462615325, 897203.1345357886 1465318.8824022461, 897215.3370135599 1465221.8422721345, 897149.0026025696 1465207.8494449034, 897148.1921900397 1465193.5090631577, 897156.0924105989 1465170.7634661857, 897163.4984403594 1465162.4831989706, 897169.8326527386 1465137.6978058645, 897174.1830128535 1465089.0024944819, 897140.1797795617 1465024.5635316418, 897136.3043563925 1465011.1977645918, 897138.5722698802 1464985.3332943048, 897132.6231698692 1464934.1710768347, 897122.0611786938 1464919.9870745735, 897117.1074111719 1464920.2026391227, 897117.2290258592 1464902.2633205298, 897109.7544814085 1464895.2056868575, 897083.8792661077 1464833.2020082793, 897076.6116531629 1464822.3907639526, 897068.4876499735 1464820.3879257077, 897001.8702877301 1464765.5892399752, 896979.5356183744 1464739.8078694534, 896967.0296719694 1464728.6207843288, 896947.8648532091 1464715.4634462148, 896941.0829081968 1464721.1598322939, 896931.4473075734 1464723.0356321298, 896864.5800290275 1464715.6961046048, 896840.8834861529 1464722.8736878885, 896832.8803790219 1464742.2822747983, 896758.0202593997 1464764.0480830418, 896745.1396754917 1464738.3942183997, 896590.958538807 1464798.2064691554, 896584.8769198348 1464795.3692996686, 896555.7458032006 1464816.3527604495, 896541.5693301081 1464819.9131523883, 896527.0640476882 1464786.5672643054, 896496.8516124939 1464801.3182313738, 896508.9309136327 1464831.2930808316, 896398.5126866673 1464885.2413076223, 896398.0801611397 1464894.7761650379, 896412.518408706 1464923.056727941, 896420.4893105883 1464955.5756170978, 896424.510070448 1464979.0718103077, 896432.9641778285 1464998.5880790413, 896458.4077713662 1465030.7862590093, 896453.6031958552 1465080.1949807133, 896439.8986036445 1465101.98029964, 896409.0348073824 1465121.2097441144, 896408.0746064051 1465147.5253815104, 896318.8035869612 1465178.6224388184, 896361.4912649461 1465226.1213532952, 896318.9142459157 1465290.602665925, 896291.8672756632 1465287.8911866762, 896281.2535078928 1465297.2882679405, 896264.6619049894 1465296.7575870054, 896258.8752457809 1465353.953259916, 896273.4468072525 1465452.5478651545, 896285.1179089851 1465511.1623629816, 896287.4882748683 1465527.9855019983, 896320.7007791363 1465566.3699299465, 896328.4259983655 1465576.3232857771, 896337.0437715375 1465603.9314638628, 896354.8176305734 1465603.0389366674, 896441.3498645967 1465639.5993226806, 896450.0566204005 1465621.7857106472, 896448.8056606639 1465577.4302345552))) | 49 | Solar | 73.7295 | NODEVN3893
| plant |  |  | Nhà Máy Điện Mặt Trời Hòa Hội 257 MWp (TTPPY) |  | 257 MW | solar | photovoltaic | [9 empty] | MULTIPOLYGON (((944976.8882117644 1448617.616600487, 945172.0970494865 1447690.09539682, 945190.0084590637 1447358.9874010459, 945013.7667134742 1447377.2743428326, 944959.7863502325 1447001.6844138643, 944416.0148526805 1447012.8718541255, 944425.1040233006 1446920.0197773392, 944409.6419465537 1446920.3572583972, 944410.4508697351 1446888.494756427, 944433.151402805 1446890.890941816, 944509.6430216255 1446361.984340146, 944453.1380275837 1446322.542577067, 944321.7513917517 1446207.7283895726, 944108.0741517316 1446422.1257038356, 944015.182932447 1446514.842914752, 943570.842604463 1446958.3664910875, 943735.1573693529 1447073.4099059426, 943834.778119842 1447114.9994608357, 943861.3924373898 1447109.930327501, 943867.2857442561 1447123.928776833, 943868.6078796053 1447168.5646090382, 944042.1143270931 1447292.4515167659, 943719.3502110636 1447744.942754792, 943313.7747777617 1447504.765097928, 943214.4288372122 1447500.1124830213, 943193.2274242893 1447504.5487896288, 943101.5669983146 1447637.9207375373, 943138.891221588 1447691.8294285175, 943145.0207731086 1447691.196618108, 943165.1435577201 1447717.886321605, 943162.9431458863 1447718.859722002, 943213.4691787154 1447794.5570296312, 943210.9565903367 1447796.6895218205, 943408.02654501 1448085.9395880888, 943591.9907819111 1448419.1404000071, 944416.4414659473 1448337.6070168675, 944685.0898815338 1448472.6104995003, 944711.8030431162 1448478.8309320186, 944976.8882117644 1448617.616600487))) | 257 | Solar | 386.7037 | NODEVN3915b
| plant |  |  | Nhà máy Thuỷ điện Đăk Sin 1 |  | 28 MW | hydro | [10 empty] | MULTIPOLYGON (((769978.6130903917 1304647.713010145, 769963.7509457201 1304641.472047796, 769933.3494273555 1304606.9144774887, 769937.9224080977 1304605.2282862628, 769942.2387895492 1304602.9642888429, 769946.2218550501 1304600.166079092, 769949.816597288 1304596.888510823, 769952.879997047 1304593.2742041913, 769955.4667680601 1304589.3015066474, 769957.5327085827 1304585.0364356248, 769959.7756953121 1304581.71371388, 769962.4518931571 1304578.7268634287, 769965.5064904538 1304576.1086039555, 769969.2189818068 1304571.8470215902, 769972.1838186575 1304567.047563328, 769974.3018894154 1304561.8200332732, 769975.5173055861 1304556.318889923, 769975.7960837504 1304550.6877174734, 769975.1367557639 1304545.0925237658, 769975.0547342892 1304539.5688421591, 769975.1338104982 1304536.791460929, 769975.5287993664 1304534.050076691, 769976.8211718623 1304529.711758707, 769978.8851610378 1304525.6680315428, 769981.6430717458 1304522.0731611145, 769985.0176979185 1304519.0260774659, 769997.970187882 1304508.161083912, 770011.5267373871 1304498.0429941851, 770036.2808756989 1304513.9785035471, 770049.6175284723 1304522.563496346, 770056.0147774995 1304526.6820435086, 770092.0887767153 1304549.900884363, 770085.3690422556 1304561.2858241724, 770077.2433078302 1304575.0600979764, 770073.0338702442 1304580.0256309956, 770068.0892498408 1304584.2763067768, 770063.8558734824 1304587.0169494792, 770059.310990121 1304589.2235710535, 770054.5419266972 1304590.885875897, 770049.6035927609 1304591.9600775223, 770043.1518055621 1304592.777398889, 770035.0010480431 1304594.5868905603, 770027.0935402481 1304597.2507752946, 770019.5059017647 1304600.7365261286, 770015.856884876 1304602.7518497992, 770012.336657177 1304605.0007416925, 770007.3746468769 1304608.7532085818, 770002.7903509081 1304612.951737842, 769998.6275794886 1304617.5745805602, 769994.9304363173 1304622.5667862731, 769986.4464617765 1304634.9322626498, 769978.6130903917 1304647.713010145))) | 28 | Hydro | 100.053 | NODEVN3916
| plant |  |  | Cụm Nhà máy Điện Mặt trời Srêpốk 1 và Quang Minh |  | 100 MWP | solar | photovoltaic | [9 empty] | MULTIPOLYGON (((806411.1369196395 1417274.860811806, 806450.1762732714 1417409.2140292607, 806520.9556148716 1417465.8790535198, 806518.0855513315 1417488.877401025, 806544.5616453849 1417506.1069962115, 806518.5043870057 1417570.8257260527, 806628.1265663803 1417619.6672273106, 806505.8855432528 1417791.7952710653, 806490.3425025955 1417774.386245812, 806486.6473295235 1417765.521474575, 806468.299003918 1417751.2705273032, 806443.9604165221 1417711.4774905054, 806433.0002880595 1417687.3204204512, 806404.1659765705 1417659.203523573, 806267.9973321299 1417731.8534403876, 806411.487930302 1417949.5907591432, 806435.8590156444 1417959.5562535299, 806455.9847781158 1417971.2247275086, 806502.0435496578 1417983.1657314945, 806518.2982957996 1417989.1341424717, 806553.6418997305 1418022.094489229, 806635.8652409997 1418044.573280303, 806673.0209210225 1418058.8751852287, 806708.3911283521 1418075.4827288967, 806708.8859593906 1418083.8807236257, 806449.0068500803 1418368.8761813622, 806467.5276740509 1418394.134651518, 806493.9530930271 1418376.1770622171, 806500.032958634 1418380.5837873293, 806538.4974077304 1418460.933281646, 806604.9275173127 1418568.2170785342, 806572.7043731003 1418583.797049087, 806574.1756513042 1418688.6317482598, 806622.2943114787 1418685.9807308568, 806649.0590678675 1418690.6139255413, 806685.2800414506 1418682.0310468015, 806812.5781913418 1418567.8884610801, 806842.0913979064 1418600.3537642146, 807149.4516787485 1418476.304770196, 807153.3006598871 1418444.3487499857, 807168.5181243498 1418356.592445369, 807164.0214935595 1418343.5556406244, 807185.5395591832 1418295.5727618174, 807214.8267549612 1418268.3797930672, 807220.1775860619 1418232.24392177, 807185.6689057098 1418203.487956354, 807168.0997819001 1418197.504692213, 807151.0935419754 1418180.8098712182, 807153.8006428278 1418146.9590861697, 807173.2669911358 1418111.6976135662, 807165.2506498739 1418072.8133051926, 807205.1931634754 1418043.998754427, 807253.8002531503 1418023.6829163432, 807337.0983337336 1417948.1436528014, 807379.6894904915 1417891.8553129777, 807417.6147066634 1417888.5067334827, 807417.127410572 1417800.1795263363, 807569.8281255857 1417800.6920190777, 807674.3795876066 1417860.920042523, 807772.023976989 1417939.596332759, 807806.1918149464 1418013.235626463, 807814.1316512537 1418085.7233004426, 807822.9571807738 1418107.2447544707, 807843.5065000461 1418117.9003936648, 807880.5300113093 1418090.7929165983, 807922.3091807043 1418028.4066148687, 807945.4062793013 1417995.0786650968, 807972.3295786584 1417931.9534144965, 807980.6650340189 1417835.8947542724, 807987.804199982 1417796.3018055467, 807981.5818718349 1417779.1491679905, 807973.559398301 1417766.6159722412, 807894.5856880683 1417713.3330957652, 807805.4922561632 1417678.1751437557, 807781.268918401 1417654.7463650277, 807640.3021752349 1417593.8305870302, 807610.453091827 1417524.5793686882, 807559.2287331827 1417492.1630472892, 807544.6391969583 1417467.101919447, 807499.3269240796 1417426.6458417997, 807469.2043636448 1417356.5172078433, 807450.6419457545 1417347.9210499518, 807346.4649734811 1417346.4911301462, 807320.9358061985 1417348.9571932214, 807318.9590796755 1417450.0012243947, 807317.0147074091 1417451.9285943736, 807316.5471755168 1417524.323625158, 807232.4630632403 1417523.767478294, 807232.6658129889 1417493.3658621286, 807117.9153725137 1417391.9067643692, 807077.8279338805 1417380.3181830482, 807061.6837789001 1417364.2198080008, 806962.0710902412 1417318.0992489518, 806896.413250647 1417312.7414095502, 806844.1972289606 1417317.2409654774, 806663.6817128328 1417287.6084007148, 806649.7799921515 1417279.063805805, 806614.8182744619 1417277.662885837, 806580.9633606281 1417282.3637031026, 806411.1369196395 1417274.860811806))) | 100 | Solar | 150.4684 | NODEVN3925
| plant |  |  | Nhà máy thủy điện Sử Pán 1 |  | 30 MW | hydro | [10 empty] | MULTIPOLYGON (((390655.57459495624 2463215.1954727205, 390670.0441111388 2463196.4726802288, 390713.4533427024 2463229.9452396953, 390702.15731773427 2463248.645719418, 390655.57459495624 2463215.1954727205))) | 30 | Hydro | 107.1996 | NODEVN3748b
| plant |  |  | Nhà máy điện mặt trời Bình An |  | 50 MW | solar | photovoltaic | [9 empty] | MULTIPOLYGON (((874098.0487698223 1252852.9422695357, 874204.5698380556 1252953.7444980491, 874250.2303452594 1252984.765536146, 874267.8330160007 1253009.741062789, 874292.6623584762 1252963.9848624012, 874302.0886407418 1252923.7634792298, 874302.1223149878 1252893.921837235, 874290.4222600831 1252855.9888584574, 874301.0343788961 1252822.7711311353, 874363.9331272799 1252800.9681929282, 874515.8503725389 1253009.156403405, 874553.4525026688 1253072.7943443665, 874613.2075441036 1253073.8073960321, 874572.3101916681 1252964.0935302624, 874569.9838556775 1252944.3818933256, 874558.6078332921 1252933.7690213083, 874571.2721650754 1251856.4784386589, 873988.4567984095 1251774.8421418294, 873988.0176029329 1252044.2894222764, 873927.2865916865 1252085.3267214533, 874010.8775197233 1252138.3925102178, 874011.8144393887 1252290.5043492024, 873947.3586849291 1252335.9507898006, 873957.8085196094 1252371.4871782467, 873990.6490312454 1252378.0647739326, 873994.1490382815 1252460.8192030701, 874073.0627438361 1252463.3407441652, 874167.3999262335 1252717.3743335423, 874098.0487698223 1252852.9422695357))) | 50 | Solar | 75.2342 | NODEVN3996
18122776 | plant |  |  | Nhà máy điện mặt trời Phân Lâm 2 |  | 41 MW | solar | photovoltaic | [9 empty] | MULTIPOLYGON (((866068.8651002585 1254696.3727866993, 866068.6980327518 1254750.7669149584, 866113.7204601532 1254750.9086408154, 866440.4007886852 1254766.93305685, 866455.1288349167 1254792.179774231, 866544.0105399579 1254788.1312021737, 866561.5081700365 1254795.0009097222, 866611.6961146384 1254793.6743562322, 866619.514625242 1254060.3279583473, 866515.7548861388 1253995.9416217075, 866450.1231891944 1253784.368520006, 866304.0233831636 1253844.5924878826, 866033.2296368119 1253828.140684852, 866033.8575997754 1253912.295009029, 866053.2051030532 1254451.958633858, 866068.8651002585 1254696.3727866993))) | 41 | Solar | 61.692 | NODEVN3999
| plant |  |  | Nhà máy thủy điện Bắc Bình |  | 34 MW | hydro | water-storage | [9 empty] | MULTIPOLYGON (((864064.8941187846 1266371.2938267812, 864048.3468306619 1266362.2194264606, 864067.2720561023 1266328.1571476092, 864083.8193625798 1266337.231554137, 864064.8941187846 1266371.2938267812))) | 34 | Hydro | 121.4929 | NODEVN4000
| plant |  |  | Nhà máy thủy điện Đăk Srông 3B |  | 19.5 MW | hydro | run-of-the-river | [9 empty] | MULTIPOLYGON (((885590.4634864314 1477137.9683698707, 885573.7656339635 1477146.2275053777, 885552.257743553 1477103.281595727, 885568.95544975 1477095.0335201274, 885590.4634864314 1477137.9683698707))) | 19.5 | Hydro | 69.6798 | NODEVN4002
1288323395 | plant |  |  | Nhà máy Thủy điện Buôn Kuốp |  | 280 MW | hydro | [10 empty] | MULTIPOLYGON (((817934.069821741 1392042.558781223, 817939.2688434373 1392019.0980314391, 817865.9657315097 1392003.0462100639, 817860.7668965613 1392026.4958886483, 817901.5305012244 1392035.4312075006, 817900.2368070397 1392041.2410982982, 817910.2731643142 1392043.434463524, 817911.5559854968 1392037.624451719, 817934.069821741 1392042.558781223))) | 280 | Hydro | 1000.53 | NODEVN3271a
1317043978 | plant |  |  | Nhà máy Nhiệt điện Vân Phong |  | 1432 MW | coal | combustion | [9 empty] | MULTIPOLYGON (((966931.7997176654 1382149.2766441973, 966574.8341695976 1381883.2681187305, 966142.7127868147 1382503.5892499874, 966491.7257025994 1382755.5256353018, 966931.7997176654 1382149.2766441973))) | 1432 | Coal | 6811.9883 | NODEVN2696
| plant |  |  | Nhà máy Điện mặt trời Sơn Mỹ 3.1 |  | 50 MW | solar | photovoltaic | [9 empty] | MULTIPOLYGON (((791511.1574304533 1179292.244690957, 791499.164596942 1179866.3377904166, 791500.8558680918 1180079.339115475, 791602.4260460516 1180084.2983785886, 791605.3565945025 1179880.0921598917, 791740.4400187077 1179880.0826572161, 791738.6451093988 1179952.4243715056, 791693.7295948362 1179984.7236787132, 791688.2587866369 1180074.5335710032, 791641.0400706925 1180100.9686913977, 791639.6976823555 1180120.8035910863, 791744.247110668 1180120.5312724644, 791849.4597906732 1180042.074446638, 791888.0846709106 1180058.756220864, 791875.7138919702 1180131.006812975, 791913.2772469218 1180133.6552173875, 791925.5876878619 1180068.4107015107, 791999.3818945228 1180092.3914897412, 791999.0395934539 1180132.07050615, 792257.4491567286 1180134.3007658336, 792318.5232012385 1179998.2820224545, 792320.1529371877 1179673.844081404, 792246.1764855279 1179670.869988683, 792209.6598851841 1179546.848777886, 792261.3641593532 1179543.7971849171, 792246.3323230672 1179448.5523531055, 792144.7204549597 1179449.4245748403, 792151.3435399171 1179361.9488675394, 792245.2192266756 1179373.2631250094, 792245.6572791114 1179322.4938392376, 792125.903957502 1179315.6274985487, 791979.6460199684 1179316.1152919205, 791971.0495443172 1179428.0804137944, 791821.2829439957 1179427.9629366046, 791816.8698502436 1179326.3901733416, 791767.1383190646 1179303.7797427997, 791511.1574304533 1179292.244690957))) | 50 | Solar | 75.2342 | NODEVN3354
| plant |  |  | Nhà máy điện mặt trời Long An 1,2 |  | 141.1 MW | solar | photovoltaic | [9 empty] | MULTIPOLYGON (((628707.7752710886 1172683.350328032, 627174.5191081221 1172673.3864911075, 627248.533847018 1171891.5776042317, 628012.4822766404 1171768.299417868, 628002.5533627436 1171256.9456112846, 626913.3206144685 1171444.6148192966, 626798.4882976448 1173188.319790269, 628740.2113428391 1173170.3836608084, 628707.7752710886 1172683.350328032))) | 141.1 | Solar | 212.3109 | NODEVN3018
| plant |  |  | Điện mặt trời Vĩnh Tân 2 |  | 42.65 MW | solar | photovoltaic | [9 empty] | MULTIPOLYGON (((914095.2841747791 1255322.4070320767, 914035.6132294197 1255320.167134209, 913992.3166641714 1255356.3280770986, 913939.3131430349 1255394.6898138216, 913873.9527607097 1255435.517084645, 913811.6476537377 1255467.640762418, 913753.2540635302 1255491.648240094, 913685.8083597557 1255512.9227224223, 913619.6352406894 1255526.3348200188, 913517.35257151 1255542.2028395468, 913527.6879179436 1255558.9486694252, 913554.876957651 1255589.0344367134, 913584.7157208803 1255662.5726238268, 913591.4003799781 1255712.7819097275, 913595.1241984258 1255787.1439213832, 913620.7490519264 1255846.6423573515, 913605.3134592525 1256041.1239702643, 913627.8565041386 1256111.3537543823, 913599.9279328454 1256138.9713722467, 913628.7406012882 1256178.6863402384, 913629.5800299693 1256204.9275558665, 913691.823540525 1256289.9586364138, 913721.344677091 1256297.9229340502, 913741.5520636346 1256323.2528444799, 913760.5254533254 1256352.6447633458, 913798.3756189855 1256351.6749917327, 913891.9134195648 1256376.4975459757, 913904.2889982039 1256372.5807279076, 913945.780893475 1256384.1919875, 913970.9644986159 1256364.9942046497, 913997.4144552844 1256293.9394802754, 914018.1233530396 1256279.936118562, 914024.4685437898 1256266.3218207941, 914043.2197197205 1256267.4416481636, 914067.1717881591 1256275.6218319999, 914134.2397722229 1256125.5297805609, 914145.2170019948 1256071.1729650558, 914157.0968162379 1255376.8365717498, 914157.0303065905 1255322.3358340464, 914095.2841747791 1255322.4070320767))) | 42.65 | Solar | 64.1748 | NODEVN1646
548717059 | plant |  |  | Nhà máy Nhiệt điện Vĩnh Tân 2 |  | 1244 MW | coal | combustion | [9 empty] | MULTIPOLYGON (((915459.7455601085 1254017.0219688877, 915035.336104638 1253922.298561745, 915063.3210940973 1253800.8300562869, 915100.8584688056 1253809.8635828195, 915114.4247931612 1253748.2704525029, 915107.808640081 1253744.8707202093, 915103.4768482468 1253736.5472051818, 915103.0198640849 1253728.8172231738, 915149.5370982715 1253486.166821228, 915282.961365209 1252996.7377867075, 915310.7754872781 1252956.3746738099, 915333.7016044571 1252871.487521131, 915346.0113561766 1252874.4184634099, 915696.2418442955 1252958.0334886974, 915459.7455601085 1254017.0219688877))) | 1244 | Coal | 5917.6769 | NODEVN3352b
| plant |  |  | Nhà máy Nhiệt điện Thái Bình 2 |  | 1200 MW | coal | combustion | [9 empty] | MULTIPOLYGON (((663303.2179570417 2265156.6847959356, 663437.7027152348 2265285.3737733373, 663440.6203246092 2265302.085344644, 663421.9516287354 2265323.328595535, 663580.4906692238 2265481.4649177054, 663572.5053474088 2265584.3023497644, 663578.6234281887 2265646.9551423984, 663571.3182648235 2265650.494223923, 663547.1383998528 2265778.783225585, 663538.0658618906 2265791.4941305593, 663533.5256143527 2265855.982200203, 663520.4869104577 2265932.068533134, 663565.8258816511 2265930.8422911176, 663563.7023956769 2266035.9611525196, 662934.6532900908 2266040.5175809553, 662909.6905126759 2266017.473575756, 662856.8799517668 2266038.668300024, 662782.0266774503 2266024.879749225, 662747.4207893825 2266015.3610520777, 662690.5649804291 2265991.459805722, 662641.672443329 2265955.11363338, 662563.7107348854 2265885.378210648, 662603.1055942157 2265845.577732312, 662703.1742775701 2265746.5956698577, 662715.2372886327 2265734.189640072, 663303.2179570417 2265156.6847959356))) | 1200 | Coal | 5708.37 | NODEVN3511
| plant |  |  | Nhà máy Nhiệt điện Thái Bình 1 |  | 600 MW | coal | combustion | [9 empty] | MULTIPOLYGON (((662571.8731337849 2264734.3775440226, 662836.2120145762 2264949.431519998, 663223.6790861333 2265046.600662662, 663272.7483149751 2265095.194302524, 663274.0768380767 2265131.9176313467, 663303.2179570417 2265156.6847959356, 662715.2372886327 2265734.189640072, 662703.1742775701 2265746.5956698577, 662603.1055942157 2265845.577732312, 662526.7690005412 2265768.3409937215, 662512.9313892759 2265781.981242832, 662225.2274817132 2265493.011656964, 662020.0980415184 2265289.66576663, 662571.8731337849 2264734.3775440226))) | 600 | Coal | 2854.185 | NODEVN3511
1320784066 | plant |  |  | Nhà máy Nhiệt điện Nhơn Trạch 3 và 4 |  | 1500 MW | gas | combustion | [9 empty] | MULTIPOLYGON (((700970.4439178586 1177450.9043772204, 700587.840204 1177407.9624782936, 700583.7764226778 1177401.2345724686, 700721.8899766237 1176083.3577667756, 700963.0040983184 1176111.024242805, 701007.3421284994 1176157.9483631686, 701088.3177007644 1176361.978134614, 701062.4758789623 1176556.7797611668, 700970.4439178586 1177450.9043772204))) | 1500 | Gas | 4211.2 | NODEVN4033
| plant |  |  | Nhà máy thủy điện Krông H’năng |  | 64 MW | hydro | [10 empty] | MULTIPOLYGON (((902342.464010146 1435269.1032224635, 902321.6205828784 1435268.8890691546, 902321.0760072048 1435320.5893730416, 902341.9193954432 1435320.8035366535, 902342.464010146 1435269.1032224635))) | 64 | Hydro | 228.6926 | NODEVN3366
| plant |  |  | Nhà máy thủy điện An Khê |  | 160 MW | hydro | [10 empty] | MULTIPOLYGON (((907623.5874080725 1552362.1435063425, 907595.459652436 1552357.471562848, 907586.6811753904 1552409.779343829, 907614.8088697729 1552414.4512922482, 907623.5874080725 1552362.1435063425))) | 160 | Hydro | 571.7314 | NODEVN3370
| plant |  |  | Nhà máy thủy điện Pắc Ma |  | 140 MW | hydro | [10 empty] | MULTIPOLYGON (((244777.83441429076 2498085.503036373, 244769.2935165907 2498096.00477373, 244761.36761359233 2498105.742856432, 244754.46026278785 2498114.234135823, 244837.37968722216 2498182.446955011, 244860.75404329412 2498153.7270613215, 244777.83441429076 2498085.503036373))) | 140 | Hydro | 500.265 | NODEVN4097
| plant |  |  | Nhà máy thủy điện Văn Chấn |  | 57 MW | hydro | [10 empty] | MULTIPOLYGON (((456635.5016323951 2397967.1938494295, 456601.95188555657 2397955.430247236, 456583.2254424051 2398008.2332669348, 456616.7750941996 2398019.9968289793, 456635.5016323951 2397967.1938494295))) | 57 | Hydro | 203.6793 | NODEVN2256
| plant |  |  | Nhà máy thủy điện Tà Thàng |  | 60 MW | hydro | [10 empty] | MULTIPOLYGON (((402928.7369875358 2468964.4768255665, 402877.1063999051 2468981.3943041135, 402888.255257374 2469015.0454777256, 402939.8857418774 2468998.1280318904, 402928.7369875358 2468964.4768255665))) | 60 | Hydro | 214.3993 | NODEVN3748b
| plant |  |  | Nhà máy thủy điện Bá Thước 2 |  | 80 MW | hydro | [10 empty] | MULTIPOLYGON (((534222.5698715828 2246992.4762532827, 534157.833421225 2246925.062911321, 534187.2113747104 2246892.751439637, 534255.3970040439 2246963.3146595256, 534222.5698715828 2246992.4762532827))) | 80 | Hydro | 285.8657 | NODEVN4062
| plant |  |  | Nhà máy thủy điện Nậm Na 3 |  | 84 MW | hydro | [10 empty] | MULTIPOLYGON (((310552.6012658051 2467013.1861164034, 310430.7332079933 2467004.4603671595, 310440.86512250424 2466963.1498938487, 310475.00096225867 2466965.956576947, 310548.7810891613 2466972.0014185375, 310552.6012658051 2467013.1861164034))) | 84 | Hydro | 300.159 | NODEVN4036
| plant |  |  | Nhà máy thủy điện Nho Quế 3 |  | 110 MW | hydro | [10 empty] | MULTIPOLYGON (((554276.6561902065 2555783.5795040745, 554322.294992402 2555817.975595119, 554309.1349700692 2555835.242196024, 554263.4961923502 2555800.846144031, 554276.6561902065 2555783.5795040745))) | 110 | Hydro | 393.0654 | NODEVN3749
| plant |  |  | Nhà máy thủy điện Nậm Na 2 |  | 66 MW | hydro | [10 empty] | MULTIPOLYGON (((318296.46572632913 2488397.5432045963, 318271.6106963076 2488400.837651231, 318283.7431150412 2488491.4948017956, 318308.5979980901 2488488.2003644886, 318296.46572632913 2488397.5432045963))) | 66 | Hydro | 235.8392 | NODEVN4037
| plant |  |  | Nhà máy thủy điện Nhạn Hạc A |  | 55 MW | hydro | [10 empty] | MULTIPOLYGON (((497124.64485590253 2162189.8656520066, 497107.3474632207 2162189.9458883107, 497107.5536376052 2162232.6031710906, 497124.85098919546 2162232.522934928, 497124.64485590253 2162189.8656520066))) | 55 | Hydro | 196.5327 | NODEVN4040
| plant |  |  | Nhà máy Điện mặt trời Krông Nô 2 |  | 30 MW | hydro | [10 empty] | MULTIPOLYGON (((863686.4773320612 1354385.1404159397, 863644.8038016562 1354335.7755664913, 863730.0662686765 1354264.7194730586, 863771.7398247025 1354314.084452051, 863686.4773320612 1354385.1404159397))) | 30 | Hydro | 107.1996 | NODEVN3348
| plant |  |  | Nhà máy thủy điện Hủa Na |  | 180 MW | hydro | [10 empty] | MULTIPOLYGON (((510634.0328482729 2197125.617406452, 510600.53988778754 2197112.11904318, 510570.5332668218 2197185.7111236136, 510604.0261099625 2197199.209431483, 510634.0328482729 2197125.617406452))) | 180 | Hydro | 643.1979 | NODEVN4040
| plant |  |  | Nhà máy thủy điện Bá Thước 1 |  | 60 MW | hydro | [10 empty] | MULTIPOLYGON (((517995.95325009956 2246964.6132994345, 517962.57221791195 2246931.1024324284, 517910.5609831326 2246984.0676448876, 517899.5045812395 2246995.3328667525, 517932.5924250615 2247029.695425449, 517995.95325009956 2246964.6132994345))) | 60 | Hydro | 214.3993 | NODEVN4041
| plant |  |  | Nhà máy thủy điện Sông Bung 5 |  | 57 MW | hydro | [10 empty] | MULTIPOLYGON (((794357.0349975259 1749655.1845834786, 794332.3849163863 1749650.3330228832, 794318.9589949389 1749717.7645731734, 794343.6089999038 1749722.6161309634, 794357.0349975259 1749655.1845834786))) | 57 | Hydro | 203.6793 | NODEVN3577
| plant |  |  | Nhà máy điện mặt trời Đầm Trà Ổ |  | 50 MW | solar | photovoltaic | [9 empty] | MULTIPOLYGON (((945741.6056676789 1583926.3285363968, 945675.3440389944 1584520.0245792316, 944846.686933704 1584407.2747641073, 944924.6078871561 1583874.8880243115, 945485.9134834604 1583887.1867792732, 945741.6056676789 1583926.3285363968))) | 50 | Solar | 75.2342 | NODEVN4048
| plant |  |  | Nhà máy điện mặt trời Hồng Phong 5.2 |  | 41 MW | solar | photovoltaic | [9 empty] | MULTIPOLYGON (((858107.183315211 1227501.01313047, 857882.8128370414 1227412.2555416094, 857831.2647485824 1226977.901849818, 858028.7039546741 1226847.1367621194, 858003.0813077113 1226722.0802891145, 858328.7400354439 1226565.913566383, 858589.0608899603 1226587.4426058992, 858692.0081370398 1226937.241372059, 858499.1924662713 1226967.7665443444, 858501.6096052974 1227068.080681134, 858406.4315025767 1227077.5203890798, 858452.981759985 1227326.4094831834, 858107.183315211 1227501.01313047))) | 41 | Solar | 61.692 | NODEVN0532
1320783745 | plant |  |  | Nhà máy Thuỷ điện Đăk Mê |  | 5 MW | hydro | [10 empty] | MULTIPOLYGON (((857472.916269145 1343624.668957858, 857488.143136403 1343634.4667718655, 857473.5748601307 1343656.8089863788, 857458.3480036833 1343647.011177956, 857472.916269145 1343624.668957858))) | 5 | Hydro | 17.8666 | NODEVN3347
| plant |  |  | Nhà máy điện mặt trời Thịnh Long AAA Phú Yên |  | 50 MW | solar | photovoltaic | [9 empty] | MULTIPOLYGON (((945289.1975068382 1436975.1006958238, 945292.8611308236 1436838.665423417, 945313.9282677241 1436761.338767948, 945316.5990047266 1436668.3492352539, 945329.0633586075 1436654.646483727, 945332.4129811035 1436537.0321546893, 945265.1555391466 1436312.7985938233, 945261.7314210702 1436217.4049696017, 945254.904373013 1436215.266211906, 945170.1252327176 1436209.5565997222, 945128.7088083716 1436218.8801443784, 945094.1308812341 1436219.4883245658, 945088.0437786654 1436208.5250549163, 945012.5269281066 1436207.0227480866, 945008.8400033659 1436200.3001134794, 944922.5670503443 1436196.884480035, 944811.1582865894 1436160.0256532892, 944593.8860863943 1436159.4292653294, 944591.8433563736 1436449.7782035163, 944620.0401378375 1436491.6746639104, 944614.5381681849 1436834.13293694, 944581.2596739349 1436836.4919678527, 944540.8297550037 1436847.4395030455, 944494.5266793852 1436861.1864663754, 944489.6863104161 1436872.1181752721, 944445.0311427362 1436892.2667360064, 944446.795025346 1436988.242561645, 944534.9288199542 1436979.2033423027, 944669.1684599489 1436974.1095074138, 944860.1364828267 1436959.506451498, 944864.0189431902 1436972.3190659077, 945289.1975068382 1436975.1006958238))) | 50 | Solar | 75.2342 | NODEVN4052
| plant |  |  | Nhà máy điện mặt trời Sao Mai |  | 210 MW | solar | photovoltaic | [9 empty] | MULTIPOLYGON (((501296.94588535064 1158659.317425847, 501149.01944209344 1158288.3716925802, 500895.42932409834 1158043.403520973, 500371.792844227 1157324.8428540812, 501444.95007714885 1156837.26093676, 501459.03933077434 1156722.9466459518, 501715.0056516953 1156613.3094483223, 502001.4632735277 1157250.2331994926, 501865.2574876546 1157310.893520222, 501963.86624547024 1157551.1936362714, 501865.2418481411 1157600.1802788314, 502186.9057934358 1158202.102428862, 501766.5754217466 1158475.0345213434, 501771.26473146706 1158577.6849643004, 501583.41228368535 1158663.9953148745, 501296.94588535064 1158659.317425847))) | 210 | Solar | 315.9836 | NODEVN3602
| plant |  |  | Nhà máy thủy điện Nậm Ngần |  | 13.5 MW | hydro | [10 empty] | MULTIPOLYGON (((491751.37817022466 2501337.7710677832, 491774.0631515563 2501345.762076891, 491761.1853292152 2501381.877558741, 491738.5003885535 2501373.8754990855, 491751.37817022466 2501337.7710677832))) | 13.5 | Hydro | 48.2398 | NODEVN2262
| plant |  |  | Nhà máy thủy điện Nậm Mu |  | 12 MW | hydro | [10 empty] | MULTIPOLYGON (((488794.121753214 2491880.4794229707, 488818.4937996903 2491910.426394431, 488834.2690396027 2491897.740529329, 488809.89700401004 2491867.7935333336, 488794.121753214 2491880.4794229707))) | 12 | Hydro | 42.8799 | NODEVN2262
| plant |  |  | Nhà mày Thuỷ điện Suối Sập 2A |  | 49.6 MW | hydro | [10 empty] | MULTIPOLYGON (((448543.997402883 2347727.206376776, 448510.3586167604 2347748.407429662, 448519.9423918083 2347763.4298456144, 448553.58115852776 2347742.2288116403, 448543.997402883 2347727.206376776))) | 49.6 | Hydro | 177.2367 | NODEVN1083
| plant |  |  | Nhà mày Thuỷ điện Háng Đồng A |  | 16 MW | hydro | [10 empty] | MULTIPOLYGON (((446042.9506286598 2353996.7413564078, 446077.5788026263 2354006.809916827, 446072.4393291826 2354024.281251405, 446037.80081523943 2354014.212736598, 446042.9506286598 2353996.7413564078))) | 16 | Hydro | 57.1731 | NODEVN1082
| plant |  |  | Nhà mày Thuỷ điện Háng Đồng A1 |  | 8.4 MW | hydro | [10 empty] | MULTIPOLYGON (((449607.7209422026 2352931.990132887, 449572.76646387944 2352954.0456327684, 449583.0134299848 2352970.095944387, 449617.967886766 2352948.040465578, 449607.7209422026 2352931.990132887))) | 8.4 | Hydro | 30.0159 | NODEVN1083
| plant |  |  | Nhà mày Thuỷ điện Suối Sập 1 |  | 19.5 MW | hydro | [10 empty] | MULTIPOLYGON (((451857.94293807115 2350709.520852892, 451828.6814182289 2350676.657437473, 451815.3731878357 2350688.373256889, 451844.6346820653 2350721.225581202, 451857.94293807115 2350709.520852892))) | 19.5 | Hydro | 69.6798 | NODEVN1083
| plant |  |  | Nhà máy Nhiệt điện Formosa Đồng Nai |  | 450 MW | coal | combustion | [9 empty] | MULTIPOLYGON (((711761.8861626787 1187015.5162009995, 711715.4569931978 1187192.4786656161, 711588.0117535328 1187159.6043728816, 711540.5223045574 1187338.3192683775, 711306.4218781106 1187280.867651137, 711410.4228248851 1186841.8701195498, 711439.1061532514 1186850.97838379, 711781.8662707175 1186935.1239369337, 711761.8861626787 1187015.5162009995))) | 450 | Coal | 2140.6388 | NODEVN3298
| plant |  |  | Nhà máy thủy điện Sông Lô 6 |  | 48 MW | hydro | [10 empty] | MULTIPOLYGON (((491355.7498922417 2465120.5552887768, 491342.8683370292 2465092.170451763, 491390.6525093814 2465070.7364826244, 491406.29567617166 2465063.7211548164, 491419.17714489857 2465092.11711214, 491355.7498922417 2465120.5552887768))) | 48 | Hydro | 171.5194 | NODEVN2260
| plant |  |  | Nhà máy thủy điện Sông Lô 2 |  | 28 MW | hydro | [10 empty] | MULTIPOLYGON (((497345.33295879065 2512791.6863861275, 497330.9115526328 2512770.31353538, 497371.3774583591 2512745.754157032, 497384.72037435096 2512765.8985065483, 497345.33295879065 2512791.6863861275))) | 28 | Hydro | 100.053 | NODEVN2262
| plant |  |  | Nhà máy thủy điện Sông Giang 2 |  | 37 MW | hydro | [10 empty] | MULTIPOLYGON (((922309.8927105606 1367663.4946320385, 922333.8750616582 1367662.1356453756, 922336.358740225 1367705.010041166, 922312.3762621437 1367706.380096469, 922309.8927105606 1367663.4946320385))) | 37 | Hydro | 132.2129 | NODEVN2789
| plant |  |  | Nhà máy thủy điện Thuận Hòa |  | 42 MW | hydro | [10 empty] | MULTIPOLYGON (((501929.47663278395 2538280.751155745, 501924.0696949668 2538234.002253651, 501953.50291791704 2538230.6407910404, 501958.90976704814 2538277.3786336808, 501929.47663278395 2538280.751155745))) | 42 | Hydro | 150.0795 | NODEVN2270
| plant |  |  | Nhà máy thủy điện Sử Pán 2 |  | 34 MW | hydro | [10 empty] | MULTIPOLYGON (((393105.8809490324 2462427.6913396725, 393132.8991833856 2462454.684747476, 393115.57115160045 2462471.8194090524, 393088.5632179272 2462444.8259600587, 393105.8809490324 2462427.6913396725))) | 34 | Hydro | 121.4929 | NODEVN3748b
| plant |  |  | Nhà máy thủy điện Nậm Toóng |  | 34 MW | hydro | [10 empty] | MULTIPOLYGON (((393039.914528427 2462305.1034262027, 393064.62526022387 2462332.1568522756, 393033.7277588992 2462360.0569746844, 393009.01701268647 2462333.003596385, 393039.914528427 2462305.1034262027))) | 34 | Hydro | 121.4929 | NODEVN3748b
| plant |  |  | Nhà máy thủy điện Sông Bạc |  | 42 MW | hydro | [10 empty] | MULTIPOLYGON (((470850.7596071197 2478911.2112722322, 470868.0415783934 2478917.7317298744, 470883.18849371263 2478878.0640418995, 470865.9064849646 2478871.5435671974, 470857.5905205669 2478893.310409549, 470850.7596071197 2478911.2112722322))) | 42 | Hydro | 150.0795 | NODEVN2258
| plant |  |  | Nhà máy thủy điện Nậm Na 1 |  | 30 MW | hydro | [10 empty] | MULTIPOLYGON (((321271.7638231927 2499779.0686616083, 321248.0390843175 2499748.0930469744, 321291.52310337045 2499715.1485870043, 321315.24779397016 2499746.1242652964, 321271.7638231927 2499779.0686616083))) | 30 | Hydro | 107.1996 | NODEVN4037
| plant |  |  | Nhà máy thủy điện Sông Lô 4 |  | 24 MW | hydro | [10 empty] | MULTIPOLYGON (((490554.9862436949 2492826.644541505, 490531.8523022817 2492812.368245425, 490513.5984980634 2492841.624727217, 490503.1208218785 2492858.412334892, 490526.05928081385 2492872.566945926, 490554.9862436949 2492826.644541505))) | 24 | Hydro | 85.7597 | NODEVN2262
| plant |  |  | Nhà máy thủy điện Long Tạo |  | 44 MW | hydro | [10 empty] | MULTIPOLYGON (((315545.21654366155 2402003.5424400754, 315576.090059574 2402013.042393023, 315594.9303955834 2401952.5629289607, 315564.0567808666 2401943.062932661, 315545.21654366155 2402003.5424400754))) | 44 | Hydro | 157.2261 | NODEVN0967
| plant |  |  | Nhà máy thủy điện Nậm Mức |  | 44 MW | hydro | [10 empty] | MULTIPOLYGON (((323573.23134035105 2411552.92656454, 323589.7459758854 2411565.0573151424, 323619.90677994303 2411524.4612774355, 323603.3922531584 2411512.341566728, 323573.23134035105 2411552.92656454))) | 44 | Hydro | 157.2261 | NODEVN3099
1320783953 | plant |  |  | Nhà máy thủy điện Đăk Srông 1 |  | 18 MW | hydro | [10 empty] | MULTIPOLYGON (((882508.1820979794 1523239.276595772, 882482.7694837092 1523237.972476108, 882485.1114983532 1523192.8316739206, 882510.5133287319 1523194.1356259193, 882508.1820979794 1523239.276595772))) | 18 | Hydro | 64.3198 | NODEVN2838
| plant |  |  | Nhà máy thủy điện Đăk Srông 3A |  | 10.2 MW | hydro | [10 empty] | MULTIPOLYGON (((882716.3291209693 1478087.8391989828, 882704.7585947874 1478044.0076861852, 882730.1652122651 1478037.389217775, 882741.7247006174 1478081.2316743692, 882716.3291209693 1478087.8391989828))) | 10.2 | Hydro | 36.4479 | NODEVN4057
| plant |  |  | Nhà máy thủy điện Đồng Văn |  | 28 MW | hydro | [10 empty] | MULTIPOLYGON (((513730.26029816206 2199553.6616136786, 513774.6614882898 2199503.41282677, 513797.0574838044 2199522.983779414, 513752.66675459663 2199573.22145327, 513730.26029816206 2199553.6616136786))) | 28 | Hydro | 100.053 | NODEVN4040
| plant |  |  | Nhà máy thủy điện Đồng Sung |  | 20 MW | hydro | [10 empty] | MULTIPOLYGON (((464410.0112167802 2413137.8053304, 464386.0144960524 2413138.445595021, 464385.1463382255 2413106.0830680975, 464409.1327726238 2413105.442825963, 464410.0112167802 2413137.8053304))) | 20 | Hydro | 71.4664 | NODEVN2256
| plant |  |  | Nhà mày Thuỷ điện Thác Cá 2 |  | 14.5 MW | hydro | [10 empty] | MULTIPOLYGON (((463212.0130487419 2404174.583960092, 463175.8790742318 2404159.923911471, 463168.14612482593 2404178.791311757, 463204.26972355397 2404193.4513664837, 463212.0130487419 2404174.583960092))) | 14.5 | Hydro | 51.8132 | NODEVN2256
| plant |  |  | Nhà mày Thuỷ điện Thác Cá 1 |  | 27 MW | hydro | [10 empty] | MULTIPOLYGON (((461968.627077234 2399401.6438251142, 461981.84229649825 2399412.8469255734, 461956.58993874874 2399442.2713588816, 461943.3747253205 2399431.0682789795, 461968.627077234 2399401.6438251142))) | 27 | Hydro | 96.4797 | NODEVN2256
| plant |  |  | Nhà máy thủy điện Nho Quế 1 |  | 32 MW | hydro | [10 empty] | MULTIPOLYGON (((544108.3693277331 2569110.9877625452, 544101.0526396463 2569035.6637664493, 544081.6798360008 2569037.521506054, 544088.9966209669 2569112.8454912016, 544108.3693277331 2569110.9877625452))) | 32 | Hydro | 114.3463 | NODEVN3749
| plant |  |  | Nhà máy thủy điện Bắc Mê |  | 45.5 MW | hydro | [10 empty] | MULTIPOLYGON (((541433.26042309 2514616.7945563896, 541461.9110294225 2514615.7877293536, 541460.2025135283 2514568.2600665125, 541431.5517878374 2514569.2779678996, 541433.26042309 2514616.7945563896))) | 45.5 | Hydro | 162.5861 | NODEVN0296
| plant |  |  | Nhà máy thủy điện Bảo Lạc B |  | 18 MW | hydro | [10 empty] | MULTIPOLYGON (((561308.1861134653 2538360.95362413, 561298.65567919 2538342.283166277, 561338.4343482787 2538322.230353359, 561347.9545403167 2538340.8897247035, 561308.1861134653 2538360.95362413))) | 18 | Hydro | 64.3198 | NODEVN0296
| plant |  |  | Nhà máy thủy điện Nho Quế 2 |  | 48 MW | hydro | [10 empty] | MULTIPOLYGON (((551056.4024923665 2562482.5821406883, 551038.4896783009 2562464.7856366225, 551079.2538392717 2562424.2517872816, 551097.156420181 2562442.0483044195, 551056.4024923665 2562482.5821406883))) | 48 | Hydro | 171.5194 | NODEVN3749
| plant |  |  | Nhà máy thủy điện Sông Nhiệm 4 |  | 6 MW | hydro | [10 empty] | MULTIPOLYGON (((548961.1628787854 2544740.601744681, 548954.326697505 2544709.4495758526, 548934.5037543549 2544713.7577776155, 548941.3399743726 2544744.909936866, 548961.1628787854 2544740.601744681))) | 6 | Hydro | 21.4399 | NODEVN3749
| plant |  |  | Nhà máy thủy điện Bảo Lâm 3 |  | 46 MW | hydro | [10 empty] | MULTIPOLYGON (((550137.2049652208 2545025.8132937364, 550130.0732910527 2545004.1357950387, 550166.861058706 2544992.169765167, 550174.0029337325 2545013.8473161533, 550137.2049652208 2545025.8132937364))) | 46 | Hydro | 164.3728 | NODEVN3749
| plant |  |  | Nhà máy thủy điện Bảo Lâm 3A |  | 8 MW | hydro | [10 empty] | MULTIPOLYGON (((553259.4228001285 2540983.768691868, 553230.9087238695 2540959.899639108, 553242.7255378866 2540945.948474516, 553271.2396229602 2540969.8175491397, 553259.4228001285 2540983.768691868))) | 8 | Hydro | 28.5866 | NODEVN3749
| plant |  |  | Nhà máy thủy điện Bảo Lâm 1 |  | 30 MW | hydro | [10 empty] | MULTIPOLYGON (((556399.6221425361 2537171.177642436, 556348.3868052477 2537171.4398659025, 556348.2314112923 2537141.7041868134, 556399.4668496395 2537141.4419607115, 556399.6221425361 2537171.177642436))) | 30 | Hydro | 107.1996 | NODEVN0296
| plant |  |  | Nhà máy thủy điện Cẩm Thủy 1 |  | 28.6 MW | hydro | [10 empty] | MULTIPOLYGON (((542342.5995144068 2237600.8254600866, 542324.6077860751 2237607.2221849556, 542346.4150567026 2237667.85397548, 542364.4171760686 2237661.4572994583, 542342.5995144068 2237600.8254600866))) | 28.6 | Hydro | 102.197 | NODEVN0170
| plant |  |  | Nhà máy thủy điện Thành Sơn |  | 30 MW | hydro | [10 empty] | MULTIPOLYGON (((490303.44770526735 2276686.4272879385, 490331.7461660658 2276659.076255165, 490362.1725392169 2276690.178683361, 490370.66020891257 2276698.861273551, 490342.3617586658 2276726.223309372, 490303.44770526735 2276686.4272879385))) | 30 | Hydro | 107.1996 | NODEVN4061
| plant |  |  | Nhà máy thủy điện Hương Sơn |  | 33 MW | hydro | [10 empty] | MULTIPOLYGON (((517656.2781490589 2037888.7557151497, 517640.1508261378 2037902.1284712132, 517661.74395711866 2037927.8725500454, 517677.8818340518 2037914.4998216613, 517656.2781490589 2037888.7557151497))) | 33 | Hydro | 117.9196 | NODEVN3849
| plant |  |  | Nhà máy thủy điện Nậm Pông |  | 30 MW | hydro | [10 empty] | MULTIPOLYGON (((506376.04357613786 2161973.862398086, 506372.2388480723 2161935.685232254, 506345.01690376777 2161938.3644990358, 506348.8216890966 2161976.5416590422, 506376.04357613786 2161973.862398086))) | 30 | Hydro | 107.1996 | NODEVN4040
| plant |  |  | Nhà máy thủy điện Nhạn Hạc B |  | 4 MW | hydro | [10 empty] | MULTIPOLYGON (((497202.199248181 2162555.533436724, 497176.3216709572 2162554.397746192, 497175.64226616756 2162569.7013779357, 497201.5198213787 2162570.8370674783, 497202.199248181 2162555.533436724))) | 4 | Hydro | 14.2933 | NODEVN4040
| plant |  |  | Nhà máy thủy điện Kanak |  | 13 MW | hydro | [10 empty] | MULTIPOLYGON (((886468.9025183297 1570005.0546046766, 886504.2769906044 1569986.8800017203, 886514.7063939027 1570006.9198352804, 886479.3319344812 1570025.0944189625, 886468.9025183297 1570005.0546046766))) | 13 | Hydro | 46.4532 | NODEVN3891
400202736 | plant |  |  | Nhà máy Nhiệt điện Nhơn Trạch 2 |  | 750 MW | gas | combustion | [9 empty] | MULTIPOLYGON (((701216.7750926786 1176573.2923388777, 701069.6937860574 1176557.5526468186, 701062.4758789623 1176556.7797611668, 700970.4439178586 1177450.9043772204, 701018.6501922535 1177455.9469595894, 701047.9232888927 1177178.8716160038, 701207.8541911138 1177195.5618439794, 701250.8791873355 1176790.165199388, 701192.06471253 1176783.8426736048, 701193.3148015331 1176772.3339975579, 701203.6739205264 1176684.4151599081, 701216.7750926786 1176573.2923388777))) | 750 | Gas | 2105.6 | NODEVN4033
18122793 | plant |  |  | Nhà máy Nhiệt điện Mông Dương 1 |  | 1080 MW | coal | combustion | [9 empty] | MULTIPOLYGON (((743777.6451574109 2332344.8616245682, 744011.5637498961 2332347.68966494, 744012.6351151441 2332313.112855611, 744023.2104600449 2331756.7300348296, 744023.5537023065 2331733.4518352607, 743481.3779063295 2331724.6465833583, 743481.5672647624 2331866.5305253216, 743464.0709299427 2331886.2332762675, 743456.4439557133 2332182.7323551867, 743465.7587924611 2332192.650125732, 743607.2530969728 2332194.86569101, 743626.4589501059 2332215.0975987497, 743619.8173874451 2332406.3164688577, 743588.33469062 2332475.6914550075, 743746.287054834 2332542.617253723, 743789.2124131512 2332544.0805254043, 743798.0356110842 2332533.0119972248, 743816.3342306253 2332533.636130164, 743814.3952897727 2332387.2620479255, 743774.5357761893 2332385.8439313364, 743777.6451574109 2332344.8616245682))) | 1080 | Coal | 5137.533 | NODEVN3439b
| plant |  |  | Nhà máy thủy điện Nậm Củm 4 |  | 54 MW | hydro | [10 empty] | MULTIPOLYGON (((250977.79249638694 2492184.896767236, 250940.81745511512 2492178.4712516996, 250937.04771559546 2492199.9373972146, 250974.02252971055 2492206.351822789, 250977.79249638694 2492184.896767236))) | 54 | Hydro | 192.9594 | NODEVN4097
| plant |  |  | Nhà máy Nhiệt điện Cẩm Phả |  | 670 MW | coal | combustion | [9 empty] | MULTIPOLYGON (((745478.4290713524 2325016.837373144, 745161.58817745 2325256.4968799874, 744897.8664561649 2324903.699176768, 744999.115494726 2324827.9772573197, 744862.842506385 2324647.909141409, 745079.2172664141 2324486.745182325, 745478.4290713524 2325016.837373144))) | 670 | Coal | 3187.1733 | NODEVN3420
| plant |  |  | Nhà máy Thuỷ điện Nậm Sì Lường 4 |  | 20 MW | hydro | [10 empty] | MULTIPOLYGON (((276967.4369454668 2476884.049891024, 276971.7413333127 2476874.6388392863, 276949.6451712741 2476864.6665268554, 276945.34079276724 2476874.077585534, 276967.4369454668 2476884.049891024))) | 20 | Hydro | 71.4664 | NODEVN4065
| plant |  |  | Nhà máy Thủy điện Đăk Pô Cô |  | 16,5 MW | hydro | [10 empty] | MULTIPOLYGON (((802651.5333124521 1620914.6063617081, 802665.7635171118 1620912.092072963, 802658.565379227 1620871.8170507837, 802644.3245112207 1620874.32014226, 802651.5333124521 1620914.6063617081))) | 16 | Hydro | 57.1731 | NODEVN2609
882356570 | generator | [7 empty] | 252 kWp | solar | solar_photovoltaic_panel | [6 empty] | LINESTRING (716778.8469396515 1193644.354509553, 716734.093312593 1193644.9606107813, 716735.2068860395 1193724.6254513739, 716779.9494690706 1193724.0192998112, 716778.8469396515 1193644.354509553) | 0.252 | Solar | 0.37918 | NODEVN3698
2495831951 | generator |  |  | Nhà máy nhiệt điện HẢi Phòng |  |  |  |  | yes | coal | francis_turbine | [6 empty] | POINT (672042.8291546924 2306269.5644594384) | 764.4 | Coal | 3636.2317 | NODEVN0828
5207569281 | generator |  |  | Trạm biến áp 110/220v | [5 empty] | biofuel | [7 empty] | POINT (584157.0300527597 1108307.08127112) | 190 | Bioenergy | 425 | NODEVN3587b
5246574100 | generator |  |  | Trạm cấp xăng An Bình - CA.TPCT | [5 empty] | diesel | [7 empty] | POINT (586035.283069993 1106693.6701657989) | 0 | Other Fossil | 0 | NODEVN3587b
5246576900 | generator |  |  | Tram xang dau QL1 | [5 empty] | biogas | [7 empty] | POINT (582155.5434381213 1105082.9092060227) | 190 | Bioenergy | 425 | NODEVN3587b
5573888849 | generator | [8 empty] | wind | [7 empty] | POINT (929588.3453213726 1168437.4233232697) | 5.3965 | Wind | 10.4173 | NODEVN2752
5573888850 | generator | [8 empty] | wind | [7 empty] | POINT (930297.5811587704 1169095.8502190067) | 5.3965 | Wind | 10.4173 | NODEVN2752
5573888851 | generator | [8 empty] | wind | [7 empty] | POINT (930543.941384769 1169012.447873836) | 5.3965 | Wind | 10.4173 | NODEVN2752
5808893479 | generator | [8 empty] | wind | [7 empty] | POINT (1521937.6776322029 1279961.813842871) | 5.3965 | Wind | 10.4173 | NODEVN2696
5808893480 | generator | [8 empty] | wind | [7 empty] | POINT (1521906.4902227 1279999.8419717532) | 5.3965 | Wind | 10.4173 | NODEVN2696
5808893481 | generator | [8 empty] | wind | [7 empty] | POINT (1521923.6002439633 1279984.3401020113) | 5.3965 | Wind | 10.4173 | NODEVN2696
5808893482 | generator | [8 empty] | wind | [7 empty] | POINT (1521893.6174785965 1280012.5344832265) | 5.3965 | Wind | 10.4173 | NODEVN2696
5808893483 | generator | [8 empty] | wind | [7 empty] | POINT (1521975.0447535226 1280034.4835070444) | 5.3965 | Wind | 10.4173 | NODEVN2696
5808893484 | generator | [8 empty] | wind | [7 empty] | POINT (1521958.3535656119 1280005.2064112134) | 5.3965 | Wind | 10.4173 | NODEVN2696
5808893485 | generator | [8 empty] | wind | [7 empty] | POINT (1521963.0588988117 1280015.5239644907) | 5.3965 | Wind | 10.4173 | NODEVN2696
5808893486 | generator | [8 empty] | wind | [7 empty] | POINT (1521948.4194839974 1279987.0645382693) | 5.3965 | Wind | 10.4173 | NODEVN2696
7620585724 | generator | [8 empty] | wind | [7 empty] | POINT (937102.1716423687 1270365.008960076) | 5.3965 | Wind | 10.4173 | NODEVN3971
7620585725 | generator | [8 empty] | wind | [7 empty] | POINT (936826.3358707775 1270375.9144783292) | 5.3965 | Wind | 10.4173 | NODEVN3971
7620585726 | generator | [8 empty] | wind | [7 empty] | POINT (936560.41092967 1270534.440078728) | 5.3965 | Wind | 10.4173 | NODEVN3971
7620585727 | generator | [8 empty] | wind | [7 empty] | POINT (937332.278678469 1269575.0940963957) | 5.3965 | Wind | 10.4173 | NODEVN3971
7620585728 | generator | [8 empty] | wind | [7 empty] | POINT (937276.6524021844 1269322.3110088655) | 5.3965 | Wind | 10.4173 | NODEVN3971
7620585729 | generator | [8 empty] | wind | [7 empty] | POINT (937220.8742068855 1269058.3197154454) | 5.3965 | Wind | 10.4173 | NODEVN3971
8082900039 | generator | [8 empty] | wind | [7 empty] | POINT (690792.4675267462 1849735.7092249363) | 5.3965 | Wind | 10.4173 | NODEVN3572
8082900040 | generator | [8 empty] | wind | [7 empty] | POINT (690618.850802094 1849850.8681958779) | 5.3965 | Wind | 10.4173 | NODEVN3572
8082900042 | generator | [8 empty] | wind | [7 empty] | POINT (691154.2417862442 1849515.066220743) | 5.3965 | Wind | 10.4173 | NODEVN3572
8273164430 | generator | [8 empty] | wind | [7 empty] | POINT (936928.1901609963 1269523.0522559716) | 5.3965 | Wind | 10.4173 | NODEVN3971
8273164431 | generator | [8 empty] | wind | [7 empty] | POINT (936720.994294872 1269752.5276795314) | 5.3965 | Wind | 10.4173 | NODEVN3971
8273164432 | generator | [8 empty] | wind | [7 empty] | POINT (937043.7771016657 1269996.1762258268) | 5.3965 | Wind | 10.4173 | NODEVN3971
8273164433 | generator | [8 empty] | wind | [7 empty] | POINT (936674.9250510249 1268912.897198153) | 5.3965 | Wind | 10.4173 | NODEVN3971
8273164463 | generator | [8 empty] | wind | horizontal_axis | [6 empty] | POINT (936518.0305386311 1265761.5284166783) | 5.3965 | Wind | 10.4173 | NODEVN3981
9249465073 | generator |  |  | WTG 2 | [5 empty] | wind | [7 empty] | POINT (680005.967420264 1919379.3327626318) | 5.3965 | Wind | 10.4173 | NODEVN2218
9249465074 | generator |  |  | WTG 3 | [5 empty] | wind | [7 empty] | POINT (681041.0084014842 1918315.3665582999) | 5.3965 | Wind | 10.4173 | NODEVN2218
9249465075 | generator |  |  | WTG 6 | [5 empty] | wind | [7 empty] | POINT (683095.5256469066 1916178.4465812808) | 5.3965 | Wind | 10.4173 | NODEVN1043
9249465076 | generator |  |  | WTG 4 | [5 empty] | wind | [7 empty] | POINT (681673.1715139775 1917602.6465104497) | 5.3965 | Wind | 10.4173 | NODEVN1043
9249465077 | generator |  |  | WTG 5 | [5 empty] | wind | [7 empty] | POINT (682364.1500891761 1916953.3875971711) | 5.3965 | Wind | 10.4173 | NODEVN1043
9249473399 | generator |  |  | WTG 1 | [5 empty] | wind | [7 empty] | POINT (679457.9103364708 1920152.765796573) | 5.3965 | Wind | 10.4173 | NODEVN2218
9445033851 | generator | [7 empty] | yes | wind | horizontal_axis | [6 empty] | POINT (944596.7388751346 1300171.9432918984) | 5.3965 | Wind | 10.4173 | NODEVN3935b
9445033852 | generator | [7 empty] | yes | wind | horizontal_axis | [6 empty] | POINT (944570.7288338039 1301480.4696993658) | 5.3965 | Wind | 10.4173 | NODEVN3935b
9445033853 | generator | [7 empty] | yes | wind | horizontal_axis | [6 empty] | POINT (944780.8979085509 1301374.0578112493) | 5.3965 | Wind | 10.4173 | NODEVN3935b
9445033854 | generator | [7 empty] | yes | wind | horizontal_axis | [6 empty] | POINT (944737.107217927 1300837.7540650435) | 5.3965 | Wind | 10.4173 | NODEVN3935b
9655809864 | generator | [8 empty] | wind | [7 empty] | POINT (690178.5083357783 1850401.2158364162) | 5.3965 | Wind | 10.4173 | NODEVN3572
9655809865 | generator | [8 empty] | wind | [7 empty] | POINT (689923.5385642463 1850380.7365177805) | 5.3965 | Wind | 10.4173 | NODEVN3572
9655809866 | generator | [8 empty] | wind | [7 empty] | POINT (691627.4247521346 1849205.6862740484) | 5.3965 | Wind | 10.4173 | NODEVN3572
9655809867 | generator | [8 empty] | wind | [7 empty] | POINT (691492.1719508216 1849357.5648004247) | 5.3965 | Wind | 10.4173 | NODEVN3572
9655809868 | generator | [8 empty] | wind | [7 empty] | POINT (691317.1911963747 1849458.7722944217) | 5.3965 | Wind | 10.4173 | NODEVN3572
9655809869 | generator | [8 empty] | wind | [7 empty] | POINT (690723.0794657489 1849008.1973523214) | 5.3965 | Wind | 10.4173 | NODEVN3572
9655809870 | generator | [8 empty] | wind | [7 empty] | POINT (688582.6852000249 1848481.1460372405) | 5.3965 | Wind | 10.4173 | NODEVN3572
9655809871 | generator | [8 empty] | wind | [7 empty] | POINT (689150.9765531758 1848528.278685655) | 5.3965 | Wind | 10.4173 | NODEVN3572
9655809872 | generator | [8 empty] | wind | [7 empty] | POINT (689366.7234506544 1850046.2667434388) | 5.3965 | Wind | 10.4173 | NODEVN3572
9655809873 | generator | [8 empty] | wind | [7 empty] | POINT (688813.3967878392 1849510.836371828) | 5.3965 | Wind | 10.4173 | NODEVN3572
9655809874 | generator | [8 empty] | wind | [7 empty] | POINT (688481.0951333637 1849563.6076954615) | 5.3965 | Wind | 10.4173 | NODEVN3572
9655809875 | generator | [8 empty] | wind | [7 empty] | POINT (688087.3083703821 1849228.0458590626) | 5.3965 | Wind | 10.4173 | NODEVN3572
9655809876 | generator | [8 empty] | wind | [7 empty] | POINT (687831.0867393136 1848813.525586892) | 5.3965 | Wind | 10.4173 | NODEVN3572
9655809877 | generator | [8 empty] | wind | [7 empty] | POINT (688129.291083731 1848687.0968118652) | 5.3965 | Wind | 10.4173 | NODEVN3572
9655809878 | generator | [8 empty] | wind | [7 empty] | POINT (688179.2930380593 1848952.7939715614) | 5.3965 | Wind | 10.4173 | NODEVN3572
9655809879 | generator | [8 empty] | wind | [7 empty] | POINT (688516.7227270035 1848869.9257616566) | 5.3965 | Wind | 10.4173 | NODEVN3572
9655809880 | generator | [8 empty] | wind | [7 empty] | POINT (689116.2717757293 1849228.6546450723) | 5.3965 | Wind | 10.4173 | NODEVN3572
9655809881 | generator | [8 empty] | wind | [7 empty] | POINT (689788.8021463591 1848877.8494553813) | 5.3965 | Wind | 10.4173 | NODEVN3572
9655809882 | generator | [8 empty] | wind | [7 empty] | POINT (689685.5030807937 1849137.3570870936) | 5.3965 | Wind | 10.4173 | NODEVN3572
9655809883 | generator | [8 empty] | wind | [7 empty] | POINT (689456.3107840193 1849382.9358089925) | 5.3965 | Wind | 10.4173 | NODEVN3572
9655809884 | generator | [8 empty] | wind | [7 empty] | POINT (689488.842256039 1849696.8142473958) | 5.3965 | Wind | 10.4173 | NODEVN3572
9655809885 | generator | [8 empty] | wind | [7 empty] | POINT (690167.2711529739 1849964.155259771) | 5.3965 | Wind | 10.4173 | NODEVN3572
9655809886 | generator | [8 empty] | wind | [7 empty] | POINT (690402.4112874235 1849900.0242442656) | 5.3965 | Wind | 10.4173 | NODEVN3572
9742040890 | generator | [7 empty] | yes | solar | solar_photovoltaic_panel |  | roof |  |  |  |  | POINT (1299921.475830201 987634.7448523466) | 40.955 | Solar | 61.6244 | NODEVN3971
9742066679 | generator | [7 empty] | yes | solar | solar_photovoltaic_panel |  | roof |  |  |  |  | POINT (1344711.736924952 983881.353417805) | 40.955 | Solar | 61.6244 | NODEVN3971
9742066689 | generator | [7 empty] | yes | solar | solar_photovoltaic_panel |  | roof |  |  |  |  | POINT (1332584.2426529531 984249.0151696766) | 40.955 | Solar | 61.6244 | NODEVN3971
9742066690 | generator | [7 empty] | yes | solar | solar_photovoltaic_panel |  | roof |  |  |  |  | POINT (1337439.2790904639 985748.8345161296) | 40.955 | Solar | 61.6244 | NODEVN3971
9742100904 | generator | [7 empty] | yes | solar | solar_photovoltaic_panel |  | roof |  |  |  |  | POINT (1310534.2741639325 995404.4269896543) | 40.955 | Solar | 61.6244 | NODEVN3971
9742100905 | generator | [7 empty] | yes | solar | solar_photovoltaic_panel |  | roof |  |  |  |  | POINT (1310554.7901589167 995405.1167972692) | 40.955 | Solar | 61.6244 | NODEVN3971
9742100906 | generator | [7 empty] | yes | solar | solar_photovoltaic_panel |  | roof |  |  |  |  | POINT (1310547.6602446777 995374.7963929209) | 40.955 | Solar | 61.6244 | NODEVN3971
9742100907 | generator | [7 empty] | yes | solar | solar_photovoltaic_panel |  | roof |  |  |  |  | POINT (1310587.7101670774 995397.5269868817) | 40.955 | Solar | 61.6244 | NODEVN3971
9742100908 | generator | [7 empty] | yes | solar | solar_photovoltaic_panel |  | roof |  |  |  |  | POINT (1310595.3509530546 995367.5025440158) | 40.955 | Solar | 61.6244 | NODEVN3971
9742106428 | generator | [7 empty] | yes | solar | solar_photovoltaic_panel |  | roof |  |  |  |  | POINT (1310439.3707110246 995350.9104635306) | 40.955 | Solar | 61.6244 | NODEVN3971
9742121170 | generator | [7 empty] | yes | solar | solar_photovoltaic_panel |  | roof |  |  |  |  | POINT (1293329.3271081587 985442.1981273105) | 40.955 | Solar | 61.6244 | NODEVN3971
9742121171 | generator | [7 empty] | yes | solar | solar_photovoltaic_panel |  | roof |  |  |  |  | POINT (1293264.6312131952 985452.4313635568) | 40.955 | Solar | 61.6244 | NODEVN3971
9742473105 | generator | [7 empty] | yes | solar | solar_photovoltaic_panel |  | roof |  |  |  |  | POINT (1518654.989384787 1275161.1690279087) | 40.955 | Solar | 61.6244 | NODEVN2696
9742498114 | generator | [7 empty] | yes | solar | solar_photovoltaic_panel |  | roof |  |  |  |  | POINT (1522203.2080354106 1280029.0487392163) | 40.955 | Solar | 61.6244 | NODEVN2696
9998322937 | generator | [8 empty] | wind | horizontal_axis | [6 empty] | POINT (924370.0263872033 1269822.526605994) | 5.3965 | Wind | 10.4173 | NODEVN3941
9998322938 | generator | [8 empty] | wind | horizontal_axis | [6 empty] | POINT (923463.529425442 1269212.3285986814) | 5.3965 | Wind | 10.4173 | NODEVN3940
9998322939 | generator | [8 empty] | wind | horizontal_axis | [6 empty] | POINT (923886.6817376527 1269029.132544042) | 5.3965 | Wind | 10.4173 | NODEVN3941
9998322940 | generator | [8 empty] | wind | horizontal_axis | [6 empty] | POINT (924228.896737056 1268905.7719750258) | 5.3965 | Wind | 10.4173 | NODEVN3941
9998322941 | generator | [8 empty] | wind | horizontal_axis | [6 empty] | POINT (924097.5832042927 1268153.337382274) | 5.3965 | Wind | 10.4173 | NODEVN3973
9998322942 | generator | [8 empty] | wind | horizontal_axis | [6 empty] | POINT (926458.5991410291 1266719.7931387697) | 5.3965 | Wind | 10.4173 | NODEVN3460
9998322943 | generator | [8 empty] | wind | horizontal_axis | [6 empty] | POINT (926766.9712766914 1266514.1507774817) | 5.3965 | Wind | 10.4173 | NODEVN3460
9998322944 | generator | [8 empty] | wind | horizontal_axis | [6 empty] | POINT (926502.2531465085 1266384.9041402824) | 5.3965 | Wind | 10.4173 | NODEVN3460
9998322945 | generator | [8 empty] | wind | horizontal_axis | [6 empty] | POINT (925689.3978047974 1267139.4287434) | 5.3965 | Wind | 10.4173 | NODEVN3460
9998322946 | generator | [8 empty] | wind | horizontal_axis | [6 empty] | POINT (925998.7319623798 1267038.0881820538) | 5.3965 | Wind | 10.4173 | NODEVN3460
9998322947 | generator | [8 empty] | wind | horizontal_axis | [6 empty] | POINT (926204.418164371 1266837.3824285388) | 5.3965 | Wind | 10.4173 | NODEVN3460
9998322948 | generator | [8 empty] | wind | horizontal_axis | [6 empty] | POINT (925755.1986159093 1266796.2403616244) | 5.3965 | Wind | 10.4173 | NODEVN3460
9998322949 | generator | [8 empty] | wind | horizontal_axis | [6 empty] | POINT (924494.3529347 1266373.7625884155) | 5.3965 | Wind | 10.4173 | NODEVN3109
9998322950 | generator | [8 empty] | wind | horizontal_axis | [6 empty] | POINT (925400.7526405952 1266182.49915575) | 5.3965 | Wind | 10.4173 | NODEVN3109
9998322951 | generator | [8 empty] | wind | horizontal_axis | [6 empty] | POINT (925953.493429312 1266264.6544882692) | 5.3965 | Wind | 10.4173 | NODEVN3109
9998322952 | generator | [8 empty] | wind | horizontal_axis | [6 empty] | POINT (926107.7595797328 1265793.8405299527) | 5.3965 | Wind | 10.4173 | NODEVN3618
9998322953 | generator | [8 empty] | wind | horizontal_axis | [6 empty] | POINT (925578.8079158443 1265661.821773518) | 5.3965 | Wind | 10.4173 | NODEVN3618
9998322954 | generator | [8 empty] | wind | horizontal_axis | [6 empty] | POINT (925742.878711929 1265117.0483927054) | 5.3965 | Wind | 10.4173 | NODEVN3618
9998322955 | generator | [8 empty] | wind | horizontal_axis | [6 empty] | POINT (926098.5695359386 1264716.9809493644) | 5.3965 | Wind | 10.4173 | NODEVN3618
9998322956 | generator | [8 empty] | wind | horizontal_axis | [6 empty] | POINT (925408.4061569788 1263063.0098274283) | 5.3965 | Wind | 10.4173 | NODEVN3618
9998322957 | generator | [8 empty] | wind | horizontal_axis | [6 empty] | POINT (923999.2943693681 1259514.3863674991) | 5.3965 | Wind | 10.4173 | NODEVN2706
9998322958 | generator | [8 empty] | wind | horizontal_axis | [6 empty] | POINT (924306.2680738433 1260439.112847929) | 5.3965 | Wind | 10.4173 | NODEVN2756
9998322959 | generator | [8 empty] | wind | horizontal_axis | [6 empty] | POINT (925110.7832365392 1261657.7147044376) | 5.3965 | Wind | 10.4173 | NODEVN3620
9998322960 | generator | [8 empty] | wind | horizontal_axis | [6 empty] | POINT (924782.167317532 1260971.0840605556) | 5.3965 | Wind | 10.4173 | NODEVN3620
9998322961 | generator | [8 empty] | wind | horizontal_axis | [6 empty] | POINT (925341.2205615205 1262379.008775508) | 5.3965 | Wind | 10.4173 | NODEVN3620
9998322962 | generator | [8 empty] | wind | horizontal_axis | [6 empty] | POINT (926100.1570877407 1263200.851834904) | 5.3965 | Wind | 10.4173 | NODEVN3618
9998322963 | generator | [8 empty] | wind | horizontal_axis | [6 empty] | POINT (926467.7842762001 1263969.6480548957) | 5.3965 | Wind | 10.4173 | NODEVN3618
9998322964 | generator | [8 empty] | wind | horizontal_axis | [6 empty] | POINT (925918.4081260774 1263723.9548234697) | 5.3965 | Wind | 10.4173 | NODEVN3618
9998322965 | generator | [8 empty] | wind | horizontal_axis | [6 empty] | POINT (925411.8481798873 1263734.6604016707) | 5.3965 | Wind | 10.4173 | NODEVN3618
9998322966 | generator | [8 empty] | wind | horizontal_axis | [6 empty] | POINT (925411.4385655927 1264374.4841063884) | 5.3965 | Wind | 10.4173 | NODEVN3618
9998322967 | generator | [8 empty] | wind | horizontal_axis | [6 empty] | POINT (924690.9767434769 1263454.9304417074) | 5.3965 | Wind | 10.4173 | NODEVN3620
9998322973 | generator | [8 empty] | wind | horizontal_axis | [6 empty] | POINT (924493.8339317315 1265688.9236094947) | 5.3965 | Wind | 10.4173 | NODEVN3618
9998322979 | generator | [8 empty] | wind | horizontal_axis | [6 empty] | POINT (924051.950050371 1267115.220780152) | 5.3965 | Wind | 10.4173 | NODEVN3973
9998322986 | generator | [8 empty] | wind | horizontal_axis | [6 empty] | POINT (923909.5367708367 1264467.3674737907) | 5.3965 | Wind | 10.4173 | NODEVN2813
9998322987 | generator | [8 empty] | wind | horizontal_axis | [6 empty] | POINT (923416.4120922536 1263885.789538544) | 5.3965 | Wind | 10.4173 | NODEVN3620
9998322988 | generator | [8 empty] | wind | horizontal_axis | [6 empty] | POINT (924063.8521974132 1263836.4256602111) | 5.3965 | Wind | 10.4173 | NODEVN3620
9998322993 | generator | [8 empty] | wind | horizontal_axis | [6 empty] | POINT (922936.6838805266 1263256.9151852997) | 5.3965 | Wind | 10.4173 | NODEVN2756
9998323034 | generator | [8 empty] | wind | horizontal_axis | [6 empty] | POINT (923750.2075209722 1263141.4273282727) | 5.3965 | Wind | 10.4173 | NODEVN3620
9999071522 | generator | [8 empty] | wind | horizontal_axis | [6 empty] | POINT (940312.2968294914 1295111.4356144392) | 5.3965 | Wind | 10.4173 | NODEVN3934
9999071523 | generator | [8 empty] | wind | horizontal_axis | [6 empty] | POINT (940132.6888265464 1295267.5641846862) | 5.3965 | Wind | 10.4173 | NODEVN3934
9999071524 | generator | [8 empty] | wind | horizontal_axis | [6 empty] | POINT (939858.7635107498 1295494.8205370374) | 5.3965 | Wind | 10.4173 | NODEVN3364a
9999071525 | generator | [8 empty] | wind | horizontal_axis | [6 empty] | POINT (939645.5994256921 1295706.6726917648) | 5.3965 | Wind | 10.4173 | NODEVN3935a
9999071526 | generator | [8 empty] | wind | horizontal_axis | [6 empty] | POINT (939166.7846089328 1292989.290184843) | 5.3965 | Wind | 10.4173 | NODEVN3934
9999071527 | generator | [8 empty] | wind | horizontal_axis | [6 empty] | POINT (939333.948381821 1292826.3472944796) | 5.3965 | Wind | 10.4173 | NODEVN3934
9999071528 | generator | [8 empty] | wind | horizontal_axis | [6 empty] | POINT (938918.1096454884 1292170.0915792128) | 5.3965 | Wind | 10.4173 | NODEVN3934
9999071529 | generator | [8 empty] | wind | horizontal_axis | [6 empty] | POINT (938631.6504788201 1292027.1579945206) | 5.3965 | Wind | 10.4173 | NODEVN3934
9999071530 | generator | [8 empty] | wind | horizontal_axis | [6 empty] | POINT (938336.1710795381 1291924.5267821064) | 5.3965 | Wind | 10.4173 | NODEVN3934
9999071531 | generator | [8 empty] | wind | horizontal_axis | [6 empty] | POINT (938107.1965951206 1292041.5816039033) | 5.3965 | Wind | 10.4173 | NODEVN3934
9999071532 | generator | [8 empty] | wind | horizontal_axis | [6 empty] | POINT (937979.0109334649 1292560.3882191053) | 5.3965 | Wind | 10.4173 | NODEVN3934
9999071533 | generator | [8 empty] | wind | horizontal_axis | [6 empty] | POINT (938264.5988655329 1292674.3058973514) | 5.3965 | Wind | 10.4173 | NODEVN3934
9999071534 | generator | [8 empty] | wind | horizontal_axis | [6 empty] | POINT (938922.7800243665 1292867.2961775183) | 5.3965 | Wind | 10.4173 | NODEVN3934
9999071535 | generator | [8 empty] | wind | horizontal_axis | [6 empty] | POINT (938618.115137201 1292798.8697554874) | 5.3965 | Wind | 10.4173 | NODEVN3934
9999071537 | generator | [8 empty] | wind | horizontal_axis | [6 empty] | POINT (939438.5901271737 1294141.1906956518) | 5.3965 | Wind | 10.4173 | NODEVN3934
9999071538 | generator | [8 empty] | wind | horizontal_axis | [6 empty] | POINT (939225.4285555012 1294478.4313103743) | 5.3965 | Wind | 10.4173 | NODEVN3364b
9999071539 | generator | [8 empty] | wind | horizontal_axis | [6 empty] | POINT (938802.2434120222 1294645.8494319278) | 5.3965 | Wind | 10.4173 | NODEVN3364b
10208684278 | generator | [8 empty] | wind | [7 empty] | POINT (683497.0012611906 1917840.8834197633) | 5.3965 | Wind | 10.4173 | NODEVN1043
10208684279 | generator |  |  | WTG 25 | [5 empty] | wind | [7 empty] | POINT (684275.4345697564 1917703.576966273) | 5.3965 | Wind | 10.4173 | NODEVN1043
10208684280 | generator |  |  | WTG 22 | [5 empty] | wind | [7 empty] | POINT (684923.9771877208 1918522.283823604) | 5.3965 | Wind | 10.4173 | NODEVN1043
10208684281 | generator |  |  | WTG 21 |  |  |  |  | yes | wind | [7 empty] | POINT (684287.2166626665 1918590.0395622484) | 5.3965 | Wind | 10.4173 | NODEVN1043
10208684282 | generator | [8 empty] | wind | [7 empty] | POINT (683520.6746712314 1918731.345068211) | 5.3965 | Wind | 10.4173 | NODEVN1043
10208684283 | generator | [8 empty] | wind | [7 empty] | POINT (683620.3776451151 1916825.4697422632) | 5.3965 | Wind | 10.4173 | NODEVN1043
10208684294 | generator | [8 empty] | wind | [7 empty] | POINT (682117.8644968591 1918852.680693712) | 5.3965 | Wind | 10.4173 | NODEVN1043
10208684306 | generator | [8 empty] | wind | [7 empty] | POINT (682207.4397379123 1919844.0211623877) | 5.3965 | Wind | 10.4173 | NODEVN2218
10208684322 | generator |  |  | WTG 12 | [5 empty] | wind | [7 empty] | POINT (683511.8695793021 1920262.2721991616) | 5.3965 | Wind | 10.4173 | NODEVN1043
10208684335 | generator |  |  | WTG 11 | [5 empty] | wind | [7 empty] | POINT (682860.2641237235 1920524.0088593701) | 5.3965 | Wind | 10.4173 | NODEVN2218
10208684342 | generator |  |  | WTG 10 | [5 empty] | wind | [7 empty] | POINT (682166.4282978702 1920762.1337335133) | 5.3965 | Wind | 10.4173 | NODEVN2218
10208684360 | generator | [8 empty] | wind | [7 empty] | POINT (681434.542684074 1920006.138562163) | 5.3965 | Wind | 10.4173 | NODEVN2218
10208685778 | generator | [8 empty] | wind | [7 empty] | POINT (681452.6977641208 1920811.1311601426) | 5.3965 | Wind | 10.4173 | NODEVN2218
10208685783 | generator | [8 empty] | wind | [7 empty] | POINT (680837.1912796287 1920737.540579452) | 5.3965 | Wind | 10.4173 | NODEVN2218
10208700917 | generator |  |  | WTG 13 |  |  |  |  | yes | wind | [7 empty] | POINT (684142.5198137007 1919576.9599518874) | 5.3965 | Wind | 10.4173 | NODEVN1043
10208700918 | generator | [8 empty] | wind | [7 empty] | POINT (682830.7677346421 1918796.0995502379) | 5.3965 | Wind | 10.4173 | NODEVN1043
10208700919 | generator | [8 empty] | wind | [7 empty] | POINT (682767.4516825797 1917874.2857325282) | 5.3965 | Wind | 10.4173 | NODEVN1043
10208700929 | generator | [8 empty] | wind | [7 empty] | POINT (681354.5019550713 1919077.7660293332) | 5.3965 | Wind | 10.4173 | NODEVN2218
10208700949 | generator | [8 empty] | wind | [7 empty] | POINT (680733.164506905 1919471.7683255954) | 5.3965 | Wind | 10.4173 | NODEVN2218
10208700954 | generator | [8 empty] | wind | [7 empty] | POINT (680062.7047559356 1920470.2399781225) | 5.3965 | Wind | 10.4173 | NODEVN2218
10816383033 | generator |  |  | Nhà máy điện gió Bình Đại | [5 empty] | wind | [7 empty] | POINT (694763.6572594657 1120856.9563213838) | 5.3965 | Wind | 10.4173 | NODEVN3426
10898729814 | generator | [8 empty] | wind | wind_turbine | [6 empty] | POINT (681317.1281032934 1843127.8381585118) | 5.3965 | Wind | 10.4173 | NODEVN3574
10898917093 | generator | [8 empty] | wind | wind_turbine | [6 empty] | POINT (681575.5409182089 1842914.4309954108) | 5.3965 | Wind | 10.4173 | NODEVN3574
10898917094 | generator | [8 empty] | wind | wind_turbine | [6 empty] | POINT (679670.2149594647 1843712.9489288423) | 5.3965 | Wind | 10.4173 | NODEVN3574
10898917095 | generator | [8 empty] | wind | wind_turbine | [6 empty] | POINT (679919.6505248402 1844211.806987532) | 5.3965 | Wind | 10.4173 | NODEVN3574
10898917096 | generator | [8 empty] | wind | wind_turbine | [6 empty] | POINT (681902.9811473283 1842742.3092461415) | 5.3965 | Wind | 10.4173 | NODEVN3574
10898917097 | generator | [8 empty] | wind | wind_turbine | [6 empty] | POINT (679607.1337170425 1844163.682884842) | 5.3965 | Wind | 10.4173 | NODEVN3574
10898917098 | generator | [8 empty] | wind | wind_turbine | [6 empty] | POINT (680188.3312756122 1844077.6013345565) | 5.3965 | Wind | 10.4173 | NODEVN3574
10898917099 | generator | [8 empty] | wind | wind_turbine | [6 empty] | POINT (680199.1898658483 1843777.700471772) | 5.3965 | Wind | 10.4173 | NODEVN3574
10898917100 | generator | [8 empty] | wind | wind_turbine | [6 empty] | POINT (680556.3820249393 1843620.1218482517) | 5.3965 | Wind | 10.4173 | NODEVN3574
10898917101 | generator | [8 empty] | wind | wind_turbine | [6 empty] | POINT (680815.4767410398 1843471.753409549) | 5.3965 | Wind | 10.4173 | NODEVN3574
10898917102 | generator | [8 empty] | wind | wind_turbine | [6 empty] | POINT (681051.2355211156 1843274.2952769091) | 5.3965 | Wind | 10.4173 | NODEVN3574
10918119958 | generator | [8 empty] | wind | wind_turbine | [6 empty] | POINT (679034.7877792577 1844362.3938212767) | 5.3965 | Wind | 10.4173 | NODEVN3574
10918119959 | generator | [8 empty] | wind | wind_turbine | [6 empty] | POINT (679457.8737938611 1844647.4996728115) | 5.3965 | Wind | 10.4173 | NODEVN3574
10918119960 | generator | [8 empty] | wind | wind_turbine | [6 empty] | POINT (678378.0619884783 1844692.8714014194) | 5.3965 | Wind | 10.4173 | NODEVN3574
10918119961 | generator | [8 empty] | wind | wind_turbine | [6 empty] | POINT (678753.365449792 1844459.2989604364) | 5.3965 | Wind | 10.4173 | NODEVN3574
10918119962 | generator | [8 empty] | wind | wind_turbine | [6 empty] | POINT (677732.0410619064 1844737.8873051899) | 5.3965 | Wind | 10.4173 | NODEVN3574
10918119963 | generator | [8 empty] | wind | wind_turbine | [6 empty] | POINT (678105.2301007384 1845254.1896530446) | 5.3965 | Wind | 10.4173 | NODEVN3574
10918119964 | generator | [8 empty] | wind | wind_turbine | [6 empty] | POINT (678395.1437969849 1845180.9762884101) | 5.3965 | Wind | 10.4173 | NODEVN3574
10918119965 | generator | [8 empty] | wind | wind_turbine | [6 empty] | POINT (678656.6052293964 1845008.1800653448) | 5.3965 | Wind | 10.4173 | NODEVN3574
10918119966 | generator | [8 empty] | wind | wind_turbine | [6 empty] | POINT (678976.613362684 1844902.302658676) | 5.3965 | Wind | 10.4173 | NODEVN3574
10918119967 | generator | [8 empty] | wind | wind_turbine | [6 empty] | POINT (679492.4262362546 1844963.4316977258) | 5.3965 | Wind | 10.4173 | NODEVN3574
10918119968 | generator | [8 empty] | wind | wind_turbine | [6 empty] | POINT (679879.5173300275 1844612.3246679408) | 5.3965 | Wind | 10.4173 | NODEVN3574
10918313185 | generator | [8 empty] | wind | wind_turbine | [6 empty] | POINT (832554.2907666245 1499914.7611093312) | 5.3965 | Wind | 10.4173 | NODEVN4023
10918313186 | generator | [8 empty] | wind | wind_turbine | [6 empty] | POINT (832785.013215132 1500144.4820467248) | 5.3965 | Wind | 10.4173 | NODEVN4023
10918313187 | generator | [8 empty] | wind | wind_turbine | [6 empty] | POINT (833475.2132111433 1497255.9074101243) | 5.3965 | Wind | 10.4173 | NODEVN2938
10918313188 | generator | [8 empty] | wind | wind_turbine | [6 empty] | POINT (833454.4362435511 1497623.7847933664) | 5.3965 | Wind | 10.4173 | NODEVN2934
10918313189 | generator | [8 empty] | wind | wind_turbine | [6 empty] | POINT (833232.2349927758 1497869.1829055734) | 5.3965 | Wind | 10.4173 | NODEVN2934
10918313190 | generator | [8 empty] | wind | wind_turbine | [6 empty] | POINT (832976.1051016832 1499097.8493560092) | 5.3965 | Wind | 10.4173 | NODEVN2934
10918313191 | generator | [8 empty] | wind | wind_turbine | [6 empty] | POINT (832865.9219498618 1497993.3802054718) | 5.3965 | Wind | 10.4173 | NODEVN2934
10918313192 | generator | [8 empty] | wind | wind_turbine | [6 empty] | POINT (832509.7647984868 1499250.3594620465) | 5.3965 | Wind | 10.4173 | NODEVN4023
10918313193 | generator | [8 empty] | wind | wind_turbine | [6 empty] | POINT (833549.9749912474 1499845.454006825) | 5.3965 | Wind | 10.4173 | NODEVN4023
10918313194 | generator | [8 empty] | wind | wind_turbine | [6 empty] | POINT (833642.4570789807 1500176.1082207449) | 5.3965 | Wind | 10.4173 | NODEVN4023
10918313195 | generator | [8 empty] | wind | wind_turbine | [6 empty] | POINT (833016.0678086511 1500373.3241238706) | 5.3965 | Wind | 10.4173 | NODEVN4023
10918313196 | generator | [8 empty] | wind | wind_turbine | [6 empty] | POINT (832984.8505117658 1500683.9214242967) | 5.3965 | Wind | 10.4173 | NODEVN4023
10918359252 | generator | [8 empty] | wind | wind_turbine | [6 empty] | POINT (833763.4309700406 1496045.3623341627) | 5.3965 | Wind | 10.4173 | NODEVN2938
10918359253 | generator | [8 empty] | wind | wind_turbine | [6 empty] | POINT (833811.6208705327 1496392.511901582) | 5.3965 | Wind | 10.4173 | NODEVN2938
10918359254 | generator | [8 empty] | wind | wind_turbine | [6 empty] | POINT (831968.6302425624 1498222.113271141) | 5.3965 | Wind | 10.4173 | NODEVN2934
10918359255 | generator | [8 empty] | wind | wind_turbine | [6 empty] | POINT (832335.3747597256 1495902.3898665174) | 5.3965 | Wind | 10.4173 | NODEVN2938
10918359256 | generator | [8 empty] | wind | wind_turbine | [6 empty] | POINT (832087.5444849224 1496212.819615681) | 5.3965 | Wind | 10.4173 | NODEVN2938
10918359257 | generator | [8 empty] | wind | wind_turbine | [6 empty] | POINT (831776.6241047023 1498463.4679771026) | 5.3965 | Wind | 10.4173 | NODEVN2934
10918359258 | generator | [8 empty] | wind | wind_turbine | [6 empty] | POINT (831993.3289383955 1496501.8054692908) | 5.3965 | Wind | 10.4173 | NODEVN2938
10918359259 | generator | [8 empty] | wind | wind_turbine | [6 empty] | POINT (832010.4306911738 1496806.2507308114) | 5.3965 | Wind | 10.4173 | NODEVN2938
10918359260 | generator | [8 empty] | wind | wind_turbine | [6 empty] | POINT (831968.517239721 1497107.0772701022) | 5.3965 | Wind | 10.4173 | NODEVN2938
10918359261 | generator | [8 empty] | wind | wind_turbine | [6 empty] | POINT (831820.1437254457 1497376.9998353291) | 5.3965 | Wind | 10.4173 | NODEVN2938
10918359262 | generator | [8 empty] | wind | wind_turbine | [6 empty] | POINT (831870.8038828825 1497675.4417957359) | 5.3965 | Wind | 10.4173 | NODEVN2938
10918359263 | generator | [8 empty] | wind | wind_turbine | [6 empty] | POINT (831727.0609979575 1498778.1527396152) | 5.3965 | Wind | 10.4173 | NODEVN4023
10927905286 | generator | [8 empty] | wind | horizontal_axis | [6 empty] | POINT (699204.6156023877 1117557.3767941284) | 5.3965 | Wind | 10.4173 | NODEVN3426
10927905287 | generator | [8 empty] | wind | horizontal_axis | [6 empty] | POINT (702771.2995843074 1117198.3140814118) | 5.3965 | Wind | 10.4173 | NODEVN3426
10927905288 | generator | [8 empty] | wind | horizontal_axis | [6 empty] | POINT (702308.2771170014 1123780.6233835323) | 5.3965 | Wind | 10.4173 | NODEVN3426
10927905289 | generator | [8 empty] | wind | horizontal_axis | [6 empty] | POINT (698990.8040983956 1116996.736618824) | 5.3965 | Wind | 10.4173 | NODEVN3426
10927905290 | generator | [8 empty] | wind | horizontal_axis | [6 empty] | POINT (698867.9774550198 1113511.1173172244) | 5.3965 | Wind | 10.4173 | NODEVN3426
10927905291 | generator | [8 empty] | wind | horizontal_axis | [6 empty] | POINT (701866.5199593619 1124214.9273527456) | 5.3965 | Wind | 10.4173 | NODEVN3426
10927905292 | generator | [8 empty] | wind | horizontal_axis | [6 empty] | POINT (702408.3355673586 1116615.759046909) | 5.3965 | Wind | 10.4173 | NODEVN3426
10927905293 | generator | [8 empty] | wind | horizontal_axis | [6 empty] | POINT (697787.1383788304 1112750.436672939) | 5.3965 | Wind | 10.4173 | NODEVN3426
10927905294 | generator | [8 empty] | wind | horizontal_axis | [6 empty] | POINT (697724.1731994683 1113762.8526607044) | 5.3965 | Wind | 10.4173 | NODEVN3426
10927905295 | generator | [8 empty] | wind | horizontal_axis | [6 empty] | POINT (699665.4282545997 1118772.579419227) | 5.3965 | Wind | 10.4173 | NODEVN3426
10927905296 | generator | [8 empty] | wind | horizontal_axis | [6 empty] | POINT (703278.9636129492 1131981.5685813308) | 5.3965 | Wind | 10.4173 | NODEVN3426
10927905297 | generator | [8 empty] | wind | horizontal_axis | [6 empty] | POINT (702751.6379878304 1123345.6684210252) | 5.3965 | Wind | 10.4173 | NODEVN3426
10927905298 | generator | [8 empty] | wind | horizontal_axis | [6 empty] | POINT (699097.8953599995 1117277.389264957) | 5.3965 | Wind | 10.4173 | NODEVN3426
10927905299 | generator | [8 empty] | wind | horizontal_axis | [6 empty] | POINT (700719.0117035876 1133914.8449294576) | 5.3965 | Wind | 10.4173 | NODEVN3426
10927905300 | generator | [8 empty] | wind | horizontal_axis | [6 empty] | POINT (702086.8384802216 1123997.7330167913) | 5.3965 | Wind | 10.4173 | NODEVN3426
10927905301 | generator | [8 empty] | wind | horizontal_axis | [6 empty] | POINT (699789.037477365 1119100.0216635007) | 5.3965 | Wind | 10.4173 | NODEVN3426
10927905302 | generator | [8 empty] | wind | horizontal_axis | [6 empty] | POINT (703274.8476498751 1132913.0391537517) | 5.3965 | Wind | 10.4173 | NODEVN3426
10927905303 | generator | [8 empty] | wind | horizontal_axis | [6 empty] | POINT (697836.172209997 1112245.2323682471) | 5.3965 | Wind | 10.4173 | NODEVN3426
10927905304 | generator | [8 empty] | wind | horizontal_axis | [6 empty] | POINT (702225.3961653023 1116323.524221987) | 5.3965 | Wind | 10.4173 | NODEVN3426
10927950405 | generator | [8 empty] | wind | horizontal_axis | [6 empty] | POINT (703635.55588643 1122475.355098662) | 5.3965 | Wind | 10.4173 | NODEVN3426
10927950406 | generator | [8 empty] | wind | horizontal_axis | [6 empty] | POINT (701861.7391893556 1115739.890289401) | 5.3965 | Wind | 10.4173 | NODEVN3426
10927950407 | generator | [8 empty] | wind | horizontal_axis | [6 empty] | POINT (704298.1957476074 1121823.7285142485) | 5.3965 | Wind | 10.4173 | NODEVN3426
10927950408 | generator | [8 empty] | wind | horizontal_axis | [6 empty] | POINT (698776.3724200162 1116435.7748761796) | 5.3965 | Wind | 10.4173 | NODEVN3426
10927950409 | generator | [8 empty] | wind | horizontal_axis | [6 empty] | POINT (700723.4159406732 1132517.248128956) | 5.3965 | Wind | 10.4173 | NODEVN3426
10927950410 | generator | [8 empty] | wind | horizontal_axis | [6 empty] | POINT (703413.6051849353 1122692.9210027077) | 5.3965 | Wind | 10.4173 | NODEVN3426
10927950411 | generator | [8 empty] | wind | horizontal_axis | [6 empty] | POINT (700721.5535915766 1132983.277299095) | 5.3965 | Wind | 10.4173 | NODEVN3426
10927950412 | generator | [8 empty] | wind | horizontal_axis | [6 empty] | POINT (699912.9214966588 1119426.835809209) | 5.3965 | Wind | 10.4173 | NODEVN3426
10927950413 | generator | [8 empty] | wind | horizontal_axis | [6 empty] | POINT (698797.3434520685 1114554.1916484246) | 5.3965 | Wind | 10.4173 | NODEVN3426
10927950414 | generator | [8 empty] | wind | horizontal_axis | [6 empty] | POINT (702971.2442634464 1123128.4183110702) | 5.3965 | Wind | 10.4173 | NODEVN3426
10927950415 | generator | [8 empty] | wind | horizontal_axis | [6 empty] | POINT (698164.3919230312 1134451.059242734) | 5.3965 | Wind | 10.4173 | NODEVN3401
10927950416 | generator | [8 empty] | wind | horizontal_axis | [6 empty] | POINT (699311.4604241337 1117838.2506469274) | 5.3965 | Wind | 10.4173 | NODEVN3426
10927950417 | generator | [8 empty] | wind | horizontal_axis | [6 empty] | POINT (703276.849362418 1132447.65748029) | 5.3965 | Wind | 10.4173 | NODEVN3426
10927950418 | generator | [8 empty] | wind | horizontal_axis | [6 empty] | POINT (698164.3186272754 1133984.8477451948) | 5.3965 | Wind | 10.4173 | NODEVN3401
10927950419 | generator | [8 empty] | wind | horizontal_axis | [6 empty] | POINT (702528.2120821013 1123562.444121211) | 5.3965 | Wind | 10.4173 | NODEVN3426
10927950420 | generator | [8 empty] | wind | horizontal_axis | [6 empty] | POINT (699540.1276123059 1118445.2503159689) | 5.3965 | Wind | 10.4173 | NODEVN3426
10927950421 | generator | [8 empty] | wind | horizontal_axis | [6 empty] | POINT (702042.1997531985 1116031.5770977703) | 5.3965 | Wind | 10.4173 | NODEVN3426
10927950422 | generator | [8 empty] | wind | horizontal_axis | [6 empty] | POINT (700719.9887358272 1133448.8215432973) | 5.3965 | Wind | 10.4173 | NODEVN3426
10927950423 | generator | [8 empty] | wind | horizontal_axis | [6 empty] | POINT (699417.407489934 1118118.5670597323) | 5.3965 | Wind | 10.4173 | NODEVN3426
10927950424 | generator | [8 empty] | wind | horizontal_axis | [6 empty] | POINT (700724.2483781794 1132051.014101453) | 5.3965 | Wind | 10.4173 | NODEVN3426
10927950425 | generator | [8 empty] | wind | horizontal_axis | [6 empty] | POINT (698828.8364569712 1114026.3998678674) | 5.3965 | Wind | 10.4173 | NODEVN3426
10927950426 | generator | [8 empty] | wind | horizontal_axis | [6 empty] | POINT (700038.7979059339 1119753.6067119827) | 5.3965 | Wind | 10.4173 | NODEVN3426
10927950427 | generator | [8 empty] | wind | horizontal_axis | [6 empty] | POINT (704077.9877733572 1122039.8746588638) | 5.3965 | Wind | 10.4173 | NODEVN3426
10927950428 | generator | [8 empty] | wind | horizontal_axis | [6 empty] | POINT (703857.8863173929 1122258.9427555131) | 5.3965 | Wind | 10.4173 | NODEVN3426
10927950429 | generator | [8 empty] | wind | horizontal_axis | [6 empty] | POINT (700726.3134890556 1131585.5504940301) | 5.3965 | Wind | 10.4173 | NODEVN3426
10927950430 | generator | [8 empty] | wind | horizontal_axis | [6 empty] | POINT (702588.7182051431 1116905.9454880038) | 5.3965 | Wind | 10.4173 | NODEVN3426
10927950431 | generator | [8 empty] | wind | horizontal_axis | [6 empty] | POINT (698166.6320963538 1133518.749348179) | 5.3965 | Wind | 10.4173 | NODEVN3401
10927950432 | generator | [8 empty] | wind | horizontal_axis | [6 empty] | POINT (697748.9162256762 1113251.2425196562) | 5.3965 | Wind | 10.4173 | NODEVN3426
10927950433 | generator | [8 empty] | wind | horizontal_axis | [6 empty] | POINT (703192.4876788326 1122910.923998892) | 5.3965 | Wind | 10.4173 | NODEVN3426
10927950434 | generator | [8 empty] | wind | horizontal_axis | [6 empty] | POINT (701677.9199713294 1115448.3741368202) | 5.3965 | Wind | 10.4173 | NODEVN3426
10927950435 | generator | [8 empty] | wind | horizontal_axis | [6 empty] | POINT (698885.0848597307 1116715.3953592607) | 5.3965 | Wind | 10.4173 | NODEVN3426
11015177830 | generator | [8 empty] | wind | [7 empty] | POINT (690189.903174219 1913442.8158621008) | 5.3965 | Wind | 10.4173 | NODEVN1043
11015177831 | generator | [8 empty] | wind | [7 empty] | POINT (689815.2283450254 1912601.3965246885) | 5.3965 | Wind | 10.4173 | NODEVN1043
11015177832 | generator | [8 empty] | wind | [7 empty] | POINT (690570.9308286798 1912320.7935150296) | 5.3965 | Wind | 10.4173 | NODEVN1043
11015177833 | generator | [8 empty] | wind | [7 empty] | POINT (691254.5141436919 1912201.4500143623) | 5.3965 | Wind | 10.4173 | NODEVN1043
11015177834 | generator | [8 empty] | wind | [7 empty] | POINT (692088.2834201573 1912001.5305201767) | 5.3965 | Wind | 10.4173 | NODEVN1043
11015177835 | generator | [8 empty] | wind | [7 empty] | POINT (692545.2791414871 1911505.5073096957) | 5.3965 | Wind | 10.4173 | NODEVN0186
11015177836 | generator | [8 empty] | wind | [7 empty] | POINT (692095.1551234996 1910950.6227492385) | 5.3965 | Wind | 10.4173 | NODEVN0186
11015177838 | generator | [8 empty] | wind | [7 empty] | POINT (690383.5575541826 1910758.9270919934) | 5.3965 | Wind | 10.4173 | NODEVN0186
11015177839 | generator | [8 empty] | wind | [7 empty] | POINT (689735.7781627132 1911275.1093444773) | 5.3965 | Wind | 10.4173 | NODEVN1043
11015177840 | generator | [8 empty] | wind | [7 empty] | POINT (689272.2152535864 1912046.5483822015) | 5.3965 | Wind | 10.4173 | NODEVN1043
11015177841 | generator | [8 empty] | wind | [7 empty] | POINT (688570.9322093183 1912269.7574284514) | 5.3965 | Wind | 10.4173 | NODEVN1043
11015177842 | generator | [8 empty] | wind | [7 empty] | POINT (696838.4408961573 1908863.8232284172) | 5.3965 | Wind | 10.4173 | NODEVN0186
11015177843 | generator | [8 empty] | wind | [7 empty] | POINT (696120.6036561236 1908933.6017572286) | 5.3965 | Wind | 10.4173 | NODEVN0186
11015177844 | generator | [8 empty] | wind | [7 empty] | POINT (695412.272531735 1909114.966272582) | 5.3965 | Wind | 10.4173 | NODEVN0186
11015177845 | generator | [8 empty] | wind | [7 empty] | POINT (694939.6886288025 1908543.0133026636) | 5.3965 | Wind | 10.4173 | NODEVN0186
11015177846 | generator | [8 empty] | wind | [7 empty] | POINT (695615.4642211465 1908221.2597705303) | 5.3965 | Wind | 10.4173 | NODEVN0186
11015177847 | generator | [8 empty] | wind | [7 empty] | POINT (696259.8036885927 1907944.9942412355) | 5.3965 | Wind | 10.4173 | NODEVN0186
11015177848 | generator | [8 empty] | wind | [7 empty] | POINT (696928.8841786429 1907902.3874980959) | 5.3965 | Wind | 10.4173 | NODEVN0186
11015177849 | generator | [8 empty] | wind | [7 empty] | POINT (697911.6418591877 1907883.188844133) | 5.3965 | Wind | 10.4173 | NODEVN0186
11015177850 | generator | [8 empty] | wind | [7 empty] | POINT (698527.3673291184 1907442.8645955177) | 5.3965 | Wind | 10.4173 | NODEVN0186
11015177851 | generator | [8 empty] | wind | [7 empty] | POINT (699165.065072377 1906972.7174594165) | 5.3965 | Wind | 10.4173 | NODEVN0186
11015177852 | generator | [8 empty] | wind | [7 empty] | POINT (699861.7592796148 1906766.563604563) | 5.3965 | Wind | 10.4173 | NODEVN0186
11015177853 | generator | [8 empty] | wind | [7 empty] | POINT (696382.3556624294 1907103.2293480323) | 5.3965 | Wind | 10.4173 | NODEVN0186
11015177854 | generator | [8 empty] | wind | [7 empty] | POINT (696979.8399409475 1906529.0438886068) | 5.3965 | Wind | 10.4173 | NODEVN0186
11015177855 | generator | [8 empty] | wind | [7 empty] | POINT (697530.0503616914 1905861.2869822008) | 5.3965 | Wind | 10.4173 | NODEVN0186
11015177856 | generator | [8 empty] | wind | [7 empty] | POINT (698211.3692481283 1905769.5542794254) | 5.3965 | Wind | 10.4173 | NODEVN0186
11015177857 | generator | [8 empty] | wind | [7 empty] | POINT (698861.1831322218 1905359.5025169076) | 5.3965 | Wind | 10.4173 | NODEVN0186
11015177858 | generator | [8 empty] | wind | [7 empty] | POINT (699549.5794435147 1905064.1050682128) | 5.3965 | Wind | 10.4173 | NODEVN0186
11199101427 | generator | [8 empty] | wind | horizontal_axis | [6 empty] | POINT (903113.510351235 1240030.2276351685) | 5.3965 | Wind | 10.4173 | NODEVN0525
11199101428 | generator | [8 empty] | wind | horizontal_axis | [6 empty] | POINT (902555.156516826 1240614.604812377) | 5.3965 | Wind | 10.4173 | NODEVN0525
11199101429 | generator | [8 empty] | wind | horizontal_axis | [6 empty] | POINT (903306.2338453311 1240915.0345891074) | 5.3965 | Wind | 10.4173 | NODEVN0524
11199101430 | generator | [8 empty] | wind | horizontal_axis | [6 empty] | POINT (902850.3456086918 1240187.032435562) | 5.3965 | Wind | 10.4173 | NODEVN0525
11199101431 | generator | [8 empty] | wind | horizontal_axis | [6 empty] | POINT (903317.380840854 1241939.9395558168) | 5.3965 | Wind | 10.4173 | NODEVN0524
11199101432 | generator | [8 empty] | wind | horizontal_axis | [6 empty] | POINT (903566.5891034962 1241793.6707975005) | 5.3965 | Wind | 10.4173 | NODEVN0524
11199101433 | generator | [8 empty] | wind | horizontal_axis | [6 empty] | POINT (903603.4716304792 1240525.608705347) | 5.3965 | Wind | 10.4173 | NODEVN0524
11199101434 | generator | [8 empty] | wind | horizontal_axis | [6 empty] | POINT (903901.7344806043 1241322.1868596883) | 5.3965 | Wind | 10.4173 | NODEVN0524
11199101435 | generator | [8 empty] | wind | horizontal_axis | [6 empty] | POINT (903739.3962915082 1241572.6594061789) | 5.3965 | Wind | 10.4173 | NODEVN0524
11199125254 | generator | [8 empty] | wind | horizontal_axis | [6 empty] | POINT (936007.4194174425 1266385.2682967125) | 5.3965 | Wind | 10.4173 | NODEVN3981
11199125255 | generator | [8 empty] | wind | horizontal_axis | [6 empty] | POINT (936200.8114021828 1266161.2448650042) | 5.3965 | Wind | 10.4173 | NODEVN3981
11199125256 | generator | [8 empty] | wind | horizontal_axis | [6 empty] | POINT (936123.7081744444 1266629.7824321005) | 5.3965 | Wind | 10.4173 | NODEVN3981
11199125257 | generator | [8 empty] | wind | horizontal_axis | [6 empty] | POINT (935792.56975156 1266598.6534118804) | 5.3965 | Wind | 10.4173 | NODEVN3981
11199125258 | generator | [8 empty] | wind | horizontal_axis | [6 empty] | POINT (936413.1893601648 1265963.3002960165) | 5.3965 | Wind | 10.4173 | NODEVN3981
11199131050 | generator | [8 empty] | wind | horizontal_axis | [6 empty] | POINT (705527.3173063615 1125505.8781103038) | 5.3965 | Wind | 10.4173 | NODEVN3426
11199131051 | generator | [8 empty] | wind | horizontal_axis | [6 empty] | POINT (703197.5059469019 1127578.391854044) | 5.3965 | Wind | 10.4173 | NODEVN3426
11199131052 | generator | [8 empty] | wind | horizontal_axis | [6 empty] | POINT (705514.1439341268 1128006.7107991404) | 5.3965 | Wind | 10.4173 | NODEVN3426
11199131053 | generator | [8 empty] | wind | horizontal_axis | [6 empty] | POINT (705525.0833925857 1126005.4117205278) | 5.3965 | Wind | 10.4173 | NODEVN3426
11199131054 | generator | [8 empty] | wind | horizontal_axis | [6 empty] | POINT (703104.0351141187 1128575.0905787323) | 5.3965 | Wind | 10.4173 | NODEVN3426
11199131055 | generator | [8 empty] | wind | horizontal_axis | [6 empty] | POINT (705516.8038306899 1127506.4158193206) | 5.3965 | Wind | 10.4173 | NODEVN3426
11199131056 | generator | [8 empty] | wind | horizontal_axis | [6 empty] | POINT (703244.1082999457 1127080.3127023496) | 5.3965 | Wind | 10.4173 | NODEVN3426
11199131057 | generator | [8 empty] | wind | horizontal_axis | [6 empty] | POINT (703151.0490863256 1128075.9408133412) | 5.3965 | Wind | 10.4173 | NODEVN3426
11199131058 | generator | [8 empty] | wind | horizontal_axis | [6 empty] | POINT (703057.3853117924 1129071.8861233308) | 5.3965 | Wind | 10.4173 | NODEVN3426
11199131059 | generator | [8 empty] | wind | horizontal_axis | [6 empty] | POINT (703010.8629391603 1129569.3903521595) | 5.3965 | Wind | 10.4173 | NODEVN3426
11199131060 | generator | [8 empty] | wind | horizontal_axis | [6 empty] | POINT (705510.1433060456 1128505.5489498817) | 5.3965 | Wind | 10.4173 | NODEVN3426
11199131061 | generator | [8 empty] | wind | horizontal_axis | [6 empty] | POINT (705522.5802448388 1126505.7957129271) | 5.3965 | Wind | 10.4173 | NODEVN3426
11199131062 | generator | [8 empty] | wind | horizontal_axis | [6 empty] | POINT (705508.001720361 1129006.7321953564) | 5.3965 | Wind | 10.4173 | NODEVN3426
11199131063 | generator | [8 empty] | wind | horizontal_axis | [6 empty] | POINT (703337.5707294163 1126085.0739406967) | 5.3965 | Wind | 10.4173 | NODEVN3426
11199131064 | generator | [8 empty] | wind | horizontal_axis | [6 empty] | POINT (705518.7587840848 1127006.51513455) | 5.3965 | Wind | 10.4173 | NODEVN3426
11199131065 | generator | [8 empty] | wind | horizontal_axis | [6 empty] | POINT (703290.8947227136 1126582.6217508204) | 5.3965 | Wind | 10.4173 | NODEVN3426
11425094271 | generator | [8 empty] | wind | [7 empty] | POINT (881347.0008899424 1231570.4268369738) | 5.3965 | Wind | 10.4173 | NODEVN2752
11425094275 | generator | [8 empty] | wind | [7 empty] | POINT (881488.3274294727 1231934.8553149232) | 5.3965 | Wind | 10.4173 | NODEVN2752
11425094279 | generator | [8 empty] | wind | [7 empty] | POINT (880283.1172297504 1232243.261605504) | 5.3965 | Wind | 10.4173 | NODEVN2752
11425094284 | generator | [8 empty] | wind | [7 empty] | POINT (879947.5201402623 1233002.5643408422) | 5.3965 | Wind | 10.4173 | NODEVN2752
11425094288 | generator | [8 empty] | wind | [7 empty] | POINT (879572.434015844 1233808.305425117) | 5.3965 | Wind | 10.4173 | NODEVN2832
11425094291 | generator | [8 empty] | wind | [7 empty] | POINT (879783.36611434 1234306.9268746958) | 5.3965 | Wind | 10.4173 | NODEVN2832
11425094294 | generator | [8 empty] | wind | [7 empty] | POINT (880081.034331339 1233573.1700113325) | 5.3965 | Wind | 10.4173 | NODEVN2752
11425094297 | generator | [8 empty] | wind | [7 empty] | POINT (878729.9486202279 1233174.7673695013) | 5.3965 | Wind | 10.4173 | NODEVN2832
11425094305 | generator | [8 empty] | wind | [7 empty] | POINT (882130.535761412 1234289.6530705253) | 5.3965 | Wind | 10.4173 | NODEVN2752
11425094310 | generator | [8 empty] | wind | [7 empty] | POINT (882325.45310438 1235199.2621395169) | 5.3965 | Wind | 10.4173 | NODEVN2752
11425094315 | generator | [8 empty] | wind | [7 empty] | POINT (881332.3136957829 1232868.451974806) | 5.3965 | Wind | 10.4173 | NODEVN2752
11425094318 | generator | [8 empty] | wind | [7 empty] | POINT (880986.6273882616 1233188.0203420667) | 5.3965 | Wind | 10.4173 | NODEVN2752
11425094319 | generator | [8 empty] | wind | [7 empty] | POINT (881206.50752895 1233622.565832737) | 5.3965 | Wind | 10.4173 | NODEVN2752
11425094323 | generator | [8 empty] | wind | [7 empty] | POINT (882061.097937318 1233871.3950378473) | 5.3965 | Wind | 10.4173 | NODEVN2752
11425094324 | generator | [8 empty] | wind | [7 empty] | POINT (882260.8543672208 1234744.3580178344) | 5.3965 | Wind | 10.4173 | NODEVN2752
11425094325 | generator | [8 empty] | wind | [7 empty] | POINT (881825.5373941886 1235438.5834127404) | 5.3965 | Wind | 10.4173 | NODEVN2752
11425094326 | generator | [8 empty] | wind | [7 empty] | POINT (882617.0474034969 1235908.8676847597) | 5.3965 | Wind | 10.4173 | NODEVN2752
11425094327 | generator | [8 empty] | wind | [7 empty] | POINT (880761.3616412305 1231952.6596433942) | 5.3965 | Wind | 10.4173 | NODEVN2752
11425094328 | generator | [8 empty] | wind | [7 empty] | POINT (880559.2176509597 1232722.170350677) | 5.3965 | Wind | 10.4173 | NODEVN2752
11425094329 | generator | [8 empty] | wind | [7 empty] | POINT (881150.9944534735 1232428.8882266118) | 5.3965 | Wind | 10.4173 | NODEVN2752
11826267476 | generator | [8 empty] | wind | [7 empty] | POINT (942672.0640528242 1302071.3038232008) | 5.3965 | Wind | 10.4173 | NODEVN3935b
11826267477 | generator | [8 empty] | wind | [7 empty] | POINT (943149.7306629941 1301801.358139117) | 5.3965 | Wind | 10.4173 | NODEVN3935b
11826267490 | generator | [8 empty] | wind | [7 empty] | POINT (944383.3886173752 1299526.8956661713) | 5.3965 | Wind | 10.4173 | NODEVN3935b
11826267491 | generator | [8 empty] | wind | [7 empty] | POINT (944458.982500028 1300539.093258098) | 5.3965 | Wind | 10.4173 | NODEVN3935b
11826267492 | generator | [8 empty] | wind | [7 empty] | POINT (944182.5761079076 1300586.0385896089) | 5.3965 | Wind | 10.4173 | NODEVN3935b
11826267493 | generator | [8 empty] | wind | [7 empty] | POINT (944382.3537228936 1301559.8277274556) | 5.3965 | Wind | 10.4173 | NODEVN3935b
11826267494 | generator | [8 empty] | wind | [7 empty] | POINT (944167.6122068273 1301437.065297605) | 5.3965 | Wind | 10.4173 | NODEVN3935b
11826267495 | generator | [8 empty] | wind | [7 empty] | POINT (942011.379014668 1300974.4622389567) | 5.3965 | Wind | 10.4173 | NODEVN3935b
11826267496 | generator | [8 empty] | wind | [7 empty] | POINT (942424.337972907 1300905.0155519298) | 5.3965 | Wind | 10.4173 | NODEVN3935b
11826267497 | generator | [8 empty] | wind | [7 empty] | POINT (942653.7610158728 1300600.0262533973) | 5.3965 | Wind | 10.4173 | NODEVN3935b
11826267498 | generator | [8 empty] | wind | [7 empty] | POINT (943294.0695583909 1300411.1643776048) | 5.3965 | Wind | 10.4173 | NODEVN3935b
11826267499 | generator | [8 empty] | wind | [7 empty] | POINT (943267.1992637797 1299766.0787314642) | 5.3965 | Wind | 10.4173 | NODEVN3935b
11826267500 | generator | [8 empty] | wind | [7 empty] | POINT (943297.1134025763 1299419.4745215434) | 5.3965 | Wind | 10.4173 | NODEVN3935b
11829009409 | generator | [8 empty] | wind | [7 empty] | POINT (923832.3413996458 1271286.2494650232) | 5.3965 | Wind | 10.4173 | NODEVN2760
11829009410 | generator | [8 empty] | wind | [7 empty] | POINT (924416.4462414221 1271674.6133216906) | 5.3965 | Wind | 10.4173 | NODEVN2765
11829009411 | generator | [8 empty] | wind | [7 empty] | POINT (923970.2511846516 1272233.1724936266) | 5.3965 | Wind | 10.4173 | NODEVN2765
11829009412 | generator | [8 empty] | wind | [7 empty] | POINT (924629.6927693571 1274881.937507806) | 5.3965 | Wind | 10.4173 | NODEVN3978
11829009413 | generator | [8 empty] | wind | [7 empty] | POINT (924291.7747698647 1273412.680769264) | 5.3965 | Wind | 10.4173 | NODEVN3978
11829009414 | generator | [8 empty] | wind | [7 empty] | POINT (924372.3456038504 1273892.9824550631) | 5.3965 | Wind | 10.4173 | NODEVN3978
11829009415 | generator | [8 empty] | wind | [7 empty] | POINT (924484.2565141078 1274396.9958715993) | 5.3965 | Wind | 10.4173 | NODEVN3978
11829009416 | generator | [8 empty] | wind | [7 empty] | POINT (923779.7753453874 1274068.6158699857) | 5.3965 | Wind | 10.4173 | NODEVN3978
11829009417 | generator | [8 empty] | wind | [7 empty] | POINT (923097.0979391813 1274035.0691430564) | 5.3965 | Wind | 10.4173 | NODEVN3978
11829009418 | generator | [8 empty] | wind | [7 empty] | POINT (922502.1184776985 1274043.0512346951) | 5.3965 | Wind | 10.4173 | NODEVN3944
11829009419 | generator | [8 empty] | wind | [7 empty] | POINT (923356.9908596699 1273005.9041303762) | 5.3965 | Wind | 10.4173 | NODEVN3942b
11829009420 | generator | [8 empty] | wind | [7 empty] | POINT (923019.0604848354 1272844.318651157) | 5.3965 | Wind | 10.4173 | NODEVN3942b
11829009421 | generator | [8 empty] | wind | [7 empty] | POINT (921988.3846794427 1273244.0811094085) | 5.3965 | Wind | 10.4173 | NODEVN2757
11829009422 | generator | [8 empty] | wind | [7 empty] | POINT (922665.9133975646 1272985.7935394095) | 5.3965 | Wind | 10.4173 | NODEVN3942a
11829009423 | generator | [8 empty] | wind | [7 empty] | POINT (922312.1420487284 1273129.30213543) | 5.3965 | Wind | 10.4173 | NODEVN3942a
11829009424 | generator | [8 empty] | wind | [7 empty] | POINT (922553.1065414557 1273719.2327471767) | 5.3965 | Wind | 10.4173 | NODEVN3942a
11830400968 | generator | [8 empty] | wind | [7 empty] | POINT (925881.8676588 1273191.1529938458) | 5.3965 | Wind | 10.4173 | NODEVN2776
11830413469 | generator | [8 empty] | wind | [7 empty] | POINT (925546.9573671217 1272656.116066679) | 5.3965 | Wind | 10.4173 | NODEVN3943
11830413470 | generator | [8 empty] | wind | [7 empty] | POINT (924694.5296814814 1272196.943761026) | 5.3965 | Wind | 10.4173 | NODEVN2765
11830413471 | generator | [8 empty] | wind | [7 empty] | POINT (924902.3033657513 1272778.0208322161) | 5.3965 | Wind | 10.4173 | NODEVN2765
11830413472 | generator | [8 empty] | wind | [7 empty] | POINT (924981.3217623914 1273286.279323412) | 5.3965 | Wind | 10.4173 | NODEVN2765
11830413473 | generator | [8 empty] | wind | [7 empty] | POINT (925185.9525222401 1273763.304681011) | 5.3965 | Wind | 10.4173 | NODEVN2776
12120508791 | generator | [8 empty] | wind | [7 empty] | POINT (628544.9065644668 1038026.1153063973) | 5.3965 | Wind | 10.4173 | NODEVN1067
12120508792 | generator | [8 empty] | wind | [7 empty] | POINT (628463.6797136219 1037490.4802289475) | 5.3965 | Wind | 10.4173 | NODEVN1067
12120508793 | generator | [8 empty] | wind | [7 empty] | POINT (628762.6012065155 1037143.2181381567) | 5.3965 | Wind | 10.4173 | NODEVN1067
12120508794 | generator | [8 empty] | wind | [7 empty] | POINT (629014.0149306366 1036833.4524396604) | 5.3965 | Wind | 10.4173 | NODEVN1067
12120508795 | generator | [8 empty] | wind | [7 empty] | POINT (629421.2369757524 1036258.1690966723) | 5.3965 | Wind | 10.4173 | NODEVN1067
12120508796 | generator | [8 empty] | wind | [7 empty] | POINT (629179.7921167614 1035932.9990110156) | 5.3965 | Wind | 10.4173 | NODEVN1067
12189258158 | generator | [8 empty] | wind | [7 empty] | POINT (882383.6851156381 1237225.8107473534) | 5.3965 | Wind | 10.4173 | NODEVN2752
12189258159 | generator | [8 empty] | wind | [7 empty] | POINT (882677.8207218109 1236767.556007586) | 5.3965 | Wind | 10.4173 | NODEVN2752
12189258160 | generator | [8 empty] | wind | [7 empty] | POINT (881981.3029325698 1236717.3313365504) | 5.3965 | Wind | 10.4173 | NODEVN2752
12189258161 | generator | [8 empty] | wind | [7 empty] | POINT (882444.2117316871 1236277.3787132474) | 5.3965 | Wind | 10.4173 | NODEVN2752
12199323757 | generator | [7 empty] | yes | wind | horizontal_axis | [6 empty] | POINT (836564.7301074137 1540848.6940293456) | 5.3965 | Wind | 10.4173 | NODEVN0225
12199323758 | generator | [7 empty] | yes | wind | horizontal_axis | [6 empty] | POINT (835888.6867694427 1540441.9240272227) | 5.3965 | Wind | 10.4173 | NODEVN3076
12199323759 | generator | [7 empty] | yes | wind | horizontal_axis | [6 empty] | POINT (835303.2669957832 1540917.5667051016) | 5.3965 | Wind | 10.4173 | NODEVN3076
12199323760 | generator | [7 empty] | yes | wind | horizontal_axis | [6 empty] | POINT (833895.2429335173 1540922.3178310655) | 5.3965 | Wind | 10.4173 | NODEVN3076
12199323761 | generator | [7 empty] | yes | wind | horizontal_axis | [6 empty] | POINT (832881.4675695174 1539882.6408401206) | 5.3965 | Wind | 10.4173 | NODEVN3076
12199323762 | generator | [7 empty] | yes | wind | horizontal_axis | [6 empty] | POINT (832874.7436694801 1539415.410880676) | 5.3965 | Wind | 10.4173 | NODEVN3076
12199323763 | generator | [7 empty] | yes | wind | horizontal_axis | [6 empty] | POINT (833077.543792616 1539127.3567764908) | 5.3965 | Wind | 10.4173 | NODEVN3076
12199323764 | generator | [7 empty] | yes | wind | horizontal_axis | [6 empty] | POINT (833308.9578643772 1538870.8291493063) | 5.3965 | Wind | 10.4173 | NODEVN3076
12199323765 | generator | [7 empty] | yes | wind | horizontal_axis | [6 empty] | POINT (833599.2445969908 1538685.406020167) | 5.3965 | Wind | 10.4173 | NODEVN3076
12199323766 | generator | [7 empty] | yes | wind | horizontal_axis | [6 empty] | POINT (833896.1764948901 1538479.3267710987) | 5.3965 | Wind | 10.4173 | NODEVN3076
12199323767 | generator | [7 empty] | yes | wind | horizontal_axis | [6 empty] | POINT (834272.042922643 1538364.2302548476) | 5.3965 | Wind | 10.4173 | NODEVN3076
12199323768 | generator | [7 empty] | yes | wind | horizontal_axis | [6 empty] | POINT (834729.8915662472 1538326.9247029484) | 5.3965 | Wind | 10.4173 | NODEVN3076
12199323774 | generator | [7 empty] | yes | wind | horizontal_axis | [6 empty] | POINT (835333.2122084864 1538217.6780826254) | 5.3965 | Wind | 10.4173 | NODEVN2837
12213482994 | generator | [8 empty] | wind | horizontal_axis | [6 empty] | POINT (517092.01756986044 957713.1123714824) | 5.3965 | Wind | 10.4173 | NODEVN3588
12213482995 | generator | [8 empty] | wind | horizontal_axis | [6 empty] | POINT (517336.4015126814 957423.4133834997) | 5.3965 | Wind | 10.4173 | NODEVN3588
12213482996 | generator | [8 empty] | wind | horizontal_axis | [6 empty] | POINT (517494.07488866546 960339.828504971) | 5.3965 | Wind | 10.4173 | NODEVN3588
12213482997 | generator | [8 empty] | wind | horizontal_axis | [6 empty] | POINT (518715.0997108657 958888.3843843577) | 5.3965 | Wind | 10.4173 | NODEVN3588
12213482998 | generator | [8 empty] | wind | horizontal_axis | [6 empty] | POINT (519205.2019265493 958306.0108385778) | 5.3965 | Wind | 10.4173 | NODEVN3588
12213482999 | generator | [8 empty] | wind | horizontal_axis | [6 empty] | POINT (517252.46834202134 960627.9026566149) | 5.3965 | Wind | 10.4173 | NODEVN3588
12213483000 | generator | [8 empty] | wind | horizontal_axis | [6 empty] | POINT (518469.615622623 959175.145319754) | 5.3965 | Wind | 10.4173 | NODEVN3588
12213513401 | generator | [8 empty] | wind | horizontal_axis | [6 empty] | POINT (516606.6146533708 958293.8425697661) | 5.3965 | Wind | 10.4173 | NODEVN3588
12213513402 | generator | [8 empty] | wind | horizontal_axis | [6 empty] | POINT (516359.31382412155 958585.2913973329) | 5.3965 | Wind | 10.4173 | NODEVN3588
12213513403 | generator | [8 empty] | wind | horizontal_axis | [6 empty] | POINT (516117.04498769285 958873.9907725834) | 5.3965 | Wind | 10.4173 | NODEVN3588
12213513404 | generator | [8 empty] | wind | horizontal_axis | [6 empty] | POINT (518228.8296775161 959467.9018449001) | 5.3965 | Wind | 10.4173 | NODEVN3588
12213513405 | generator | [8 empty] | wind | horizontal_axis | [6 empty] | POINT (516762.6064388338 961212.7642189248) | 5.3965 | Wind | 10.4173 | NODEVN3588
12213513406 | generator | [8 empty] | wind | horizontal_axis | [6 empty] | POINT (517007.6937889352 960923.7600229705) | 5.3965 | Wind | 10.4173 | NODEVN3588
12213513407 | generator | [8 empty] | wind | horizontal_axis | [6 empty] | POINT (516845.4584724272 958003.4752230191) | 5.3965 | Wind | 10.4173 | NODEVN3588
12213513408 | generator | [8 empty] | wind | horizontal_axis | [6 empty] | POINT (517736.2238587352 960051.6122378333) | 5.3965 | Wind | 10.4173 | NODEVN3588
12213513409 | generator | [8 empty] | wind | horizontal_axis | [6 empty] | POINT (517986.93816049246 959755.6621353619) | 5.3965 | Wind | 10.4173 | NODEVN3588
12213513410 | generator | [8 empty] | wind | horizontal_axis | [6 empty] | POINT (518960.09514782194 958594.9139052142) | 5.3965 | Wind | 10.4173 | NODEVN3588
12213513411 | generator | [8 empty] | wind | horizontal_axis | [6 empty] | POINT (492388.0282315633 944478.3538398346) | 5.3965 | Wind | 10.4173 | NODEVN3588
12213513412 | generator | [8 empty] | wind | horizontal_axis | [6 empty] | POINT (492395.7815173402 946413.1257145522) | 5.3965 | Wind | 10.4173 | NODEVN3588
12213513413 | generator | [8 empty] | wind | horizontal_axis | [6 empty] | POINT (492388.8376186302 942546.4123675956) | 5.3965 | Wind | 10.4173 | NODEVN3588
12213513414 | generator | [8 empty] | wind | horizontal_axis | [6 empty] | POINT (492394.0533522709 943710.4072567049) | 5.3965 | Wind | 10.4173 | NODEVN3588
12213513415 | generator | [8 empty] | wind | horizontal_axis | [6 empty] | POINT (492394.29956321034 947963.8777645883) | 5.3965 | Wind | 10.4173 | NODEVN3588
12213513416 | generator | [8 empty] | wind | horizontal_axis | [6 empty] | POINT (492394.2392411221 946036.0901675181) | 5.3965 | Wind | 10.4173 | NODEVN3588
12213513417 | generator | [8 empty] | wind | horizontal_axis | [6 empty] | POINT (492395.133731691 944089.6535706) | 5.3965 | Wind | 10.4173 | NODEVN3588
12213513418 | generator | [8 empty] | wind | horizontal_axis | [6 empty] | POINT (492389.03071210266 943317.5413922424) | 5.3965 | Wind | 10.4173 | NODEVN3588
12213513419 | generator | [8 empty] | wind | horizontal_axis | [6 empty] | POINT (492405.45163490844 942154.1177306144) | 5.3965 | Wind | 10.4173 | NODEVN3588
12213513420 | generator | [8 empty] | wind | horizontal_axis | [6 empty] | POINT (492394.2048585285 947192.4153881244) | 5.3965 | Wind | 10.4173 | NODEVN3588
12213513421 | generator | [8 empty] | wind | horizontal_axis | [6 empty] | POINT (492396.3197464423 944874.0826949726) | 5.3965 | Wind | 10.4173 | NODEVN3588
12213513422 | generator | [8 empty] | wind | horizontal_axis | [6 empty] | POINT (492390.98905966396 945646.761311414) | 5.3965 | Wind | 10.4173 | NODEVN3588
12213513423 | generator | [8 empty] | wind | horizontal_axis | [6 empty] | POINT (492392.9016850798 942932.8329329469) | 5.3965 | Wind | 10.4173 | NODEVN3588
12213513424 | generator | [8 empty] | wind | horizontal_axis | [6 empty] | POINT (492395.5220917563 946806.8001415126) | 5.3965 | Wind | 10.4173 | NODEVN3588
12213513425 | generator | [8 empty] | wind | horizontal_axis | [6 empty] | POINT (492392.0963006319 947583.0942562531) | 5.3965 | Wind | 10.4173 | NODEVN3588
12213513426 | generator | [8 empty] | wind | horizontal_axis | [6 empty] | POINT (492392.49347570905 945260.9694220058) | 5.3965 | Wind | 10.4173 | NODEVN3588
12213520105 | generator | [8 empty] | wind | horizontal_axis | [6 empty] | POINT (546596.2437104578 993187.2522951885) | 5.3965 | Wind | 10.4173 | NODEVN3876
12213520106 | generator | [8 empty] | wind | horizontal_axis | [6 empty] | POINT (543305.8557688575 984849.8064764845) | 5.3965 | Wind | 10.4173 | NODEVN3876
12213520107 | generator | [8 empty] | wind | horizontal_axis | [6 empty] | POINT (544895.1115477565 987620.0519095237) | 5.3965 | Wind | 10.4173 | NODEVN3876
12213520108 | generator | [8 empty] | wind | horizontal_axis | [6 empty] | POINT (543187.5642594434 984282.9207034692) | 5.3965 | Wind | 10.4173 | NODEVN3876
12213520109 | generator | [8 empty] | wind | horizontal_axis | [6 empty] | POINT (547379.8072930514 989279.7087128526) | 5.3965 | Wind | 10.4173 | NODEVN3876
12213520110 | generator | [8 empty] | wind | horizontal_axis | [6 empty] | POINT (546682.3812173763 992757.3392064415) | 5.3965 | Wind | 10.4173 | NODEVN3876
12213520111 | generator | [8 empty] | wind | horizontal_axis | [6 empty] | POINT (543449.7405346079 985712.7539815366) | 5.3965 | Wind | 10.4173 | NODEVN3876
12213520112 | generator | [8 empty] | wind | horizontal_axis | [6 empty] | POINT (543530.5062590456 986284.8304825617) | 5.3965 | Wind | 10.4173 | NODEVN3876
12213520113 | generator | [8 empty] | wind | horizontal_axis | [6 empty] | POINT (544769.0864298369 987056.6113561485) | 5.3965 | Wind | 10.4173 | NODEVN3876
12213520114 | generator | [8 empty] | wind | horizontal_axis | [6 empty] | POINT (545128.2035922565 989047.5038542454) | 5.3965 | Wind | 10.4173 | NODEVN3876
12213520115 | generator | [8 empty] | wind | horizontal_axis | [6 empty] | POINT (545568.1161111111 994566.0440089947) | 5.3965 | Wind | 10.4173 | NODEVN3876
12213520116 | generator | [8 empty] | wind | horizontal_axis | [6 empty] | POINT (547117.9903741003 990584.1777142602) | 5.3965 | Wind | 10.4173 | NODEVN3876
12213520117 | generator | [8 empty] | wind | horizontal_axis | [6 empty] | POINT (543401.0823236749 985422.6937485061) | 5.3965 | Wind | 10.4173 | NODEVN3876
12213520118 | generator | [8 empty] | wind | horizontal_axis | [6 empty] | POINT (544942.26829919 987903.2363729972) | 5.3965 | Wind | 10.4173 | NODEVN3876
12213520119 | generator | [8 empty] | wind | horizontal_axis | [6 empty] | POINT (547029.8529805935 991015.8233276488) | 5.3965 | Wind | 10.4173 | NODEVN3876
12213520120 | generator | [8 empty] | wind | horizontal_axis | [6 empty] | POINT (543126.3149982753 984001.5267048953) | 5.3965 | Wind | 10.4173 | NODEVN3876
12213520121 | generator | [8 empty] | wind | horizontal_axis | [6 empty] | POINT (546486.5861686898 993616.0217816008) | 5.3965 | Wind | 10.4173 | NODEVN3876
12213520122 | generator | [8 empty] | wind | horizontal_axis | [6 empty] | POINT (544831.850622227 987334.7049142411) | 5.3965 | Wind | 10.4173 | NODEVN3876
12213520123 | generator | [8 empty] | wind | horizontal_axis | [6 empty] | POINT (543250.1323982022 984574.2113279967) | 5.3965 | Wind | 10.4173 | NODEVN3876
12213520124 | generator | [8 empty] | wind | horizontal_axis | [6 empty] | POINT (547466.4013480346 988847.9846632187) | 5.3965 | Wind | 10.4173 | NODEVN3876
12213520125 | generator | [8 empty] | wind | horizontal_axis | [6 empty] | POINT (543350.8136798142 985136.8331829912) | 5.3965 | Wind | 10.4173 | NODEVN3876
12213520126 | generator | [8 empty] | wind | horizontal_axis | [6 empty] | POINT (546941.9336349885 991450.4545102208) | 5.3965 | Wind | 10.4173 | NODEVN3876
12213520127 | generator | [8 empty] | wind | horizontal_axis | [6 empty] | POINT (547293.913693997 989715.4802660474) | 5.3965 | Wind | 10.4173 | NODEVN3876
12213520128 | generator | [8 empty] | wind | horizontal_axis | [6 empty] | POINT (546374.4093690687 994038.9179001639) | 5.3965 | Wind | 10.4173 | NODEVN3876
12213520129 | generator | [8 empty] | wind | horizontal_axis | [6 empty] | POINT (546855.6561780783 991883.0755964204) | 5.3965 | Wind | 10.4173 | NODEVN3876
12213520130 | generator | [8 empty] | wind | horizontal_axis | [6 empty] | POINT (546774.0367670006 992319.4613124863) | 5.3965 | Wind | 10.4173 | NODEVN3876
12213520131 | generator | [8 empty] | wind | horizontal_axis | [6 empty] | POINT (547204.8264132709 990148.1194273259) | 5.3965 | Wind | 10.4173 | NODEVN3876
12213520132 | generator | [8 empty] | wind | horizontal_axis | [6 empty] | POINT (543589.6461643704 986855.3142312638) | 5.3965 | Wind | 10.4173 | NODEVN3876
12213520133 | generator | [8 empty] | wind | horizontal_axis | [6 empty] | POINT (545087.4941235527 988762.3581066964) | 5.3965 | Wind | 10.4173 | NODEVN3876
12213520134 | generator | [8 empty] | wind | horizontal_axis | [6 empty] | POINT (543487.2832586123 985992.255079311) | 5.3965 | Wind | 10.4173 | NODEVN3876
12213520135 | generator | [8 empty] | wind | horizontal_axis | [6 empty] | POINT (545553.4836605745 994995.6087938653) | 5.3965 | Wind | 10.4173 | NODEVN3876
12213520136 | generator | [8 empty] | wind | horizontal_axis | [6 empty] | POINT (544997.721095032 988189.3931694131) | 5.3965 | Wind | 10.4173 | NODEVN3876
12213520137 | generator | [8 empty] | wind | horizontal_axis | [6 empty] | POINT (545043.9937761195 988475.3077368003) | 5.3965 | Wind | 10.4173 | NODEVN3876
12213520138 | generator | [8 empty] | wind | horizontal_axis | [6 empty] | POINT (543558.0170641696 986568.245877343) | 5.3965 | Wind | 10.4173 | NODEVN3876
12213558916 | generator | [8 empty] | wind | horizontal_axis | [6 empty] | POINT (560549.943485525 1001977.6306441769) | 5.3965 | Wind | 10.4173 | NODEVN3876
12213558917 | generator | [8 empty] | wind | horizontal_axis | [6 empty] | POINT (559911.2547064715 1003871.9447692866) | 5.3965 | Wind | 10.4173 | NODEVN3876
12213558918 | generator | [8 empty] | wind | horizontal_axis | [6 empty] | POINT (577197.5706151351 1008323.0836714744) | 5.3965 | Wind | 10.4173 | NODEVN3606
12213558919 | generator | [8 empty] | wind | horizontal_axis | [6 empty] | POINT (563677.7442599741 1005136.4445280229) | 5.3965 | Wind | 10.4173 | NODEVN3876
12213558920 | generator | [8 empty] | wind | horizontal_axis | [6 empty] | POINT (563854.0641834519 1001964.2867283042) | 5.3965 | Wind | 10.4173 | NODEVN3876
12213558921 | generator | [8 empty] | wind | horizontal_axis | [6 empty] | POINT (560434.9043698199 1002309.3326796278) | 5.3965 | Wind | 10.4173 | NODEVN3876
12213558922 | generator | [8 empty] | wind | horizontal_axis | [6 empty] | POINT (563854.0829788214 1004611.0416564222) | 5.3965 | Wind | 10.4173 | NODEVN3876
12213558923 | generator | [8 empty] | wind | horizontal_axis | [6 empty] | POINT (560770.2118235643 1001314.8537348416) | 5.3965 | Wind | 10.4173 | NODEVN3876
12213558924 | generator | [8 empty] | wind | horizontal_axis | [6 empty] | POINT (563539.4221469803 1002964.5710119659) | 5.3965 | Wind | 10.4173 | NODEVN3876
12213558925 | generator | [8 empty] | wind | horizontal_axis | [6 empty] | POINT (563940.1753242256 1004356.198183532) | 5.3965 | Wind | 10.4173 | NODEVN3876
12213558926 | generator | [8 empty] | wind | horizontal_axis | [6 empty] | POINT (563641.7415065848 1002630.5784311945) | 5.3965 | Wind | 10.4173 | NODEVN3876
12213558927 | generator | [8 empty] | wind | horizontal_axis | [6 empty] | POINT (560121.3821480626 1003245.7570504291) | 5.3965 | Wind | 10.4173 | NODEVN3876
12213558928 | generator | [8 empty] | wind | horizontal_axis | [6 empty] | POINT (564027.8012444413 1004098.2173171855) | 5.3965 | Wind | 10.4173 | NODEVN3876
12213558929 | generator | [8 empty] | wind | horizontal_axis | [6 empty] | POINT (560229.0099651157 1002935.4922739558) | 5.3965 | Wind | 10.4173 | NODEVN3876
12213558930 | generator | [8 empty] | wind | horizontal_axis | [6 empty] | POINT (563766.6133905179 1004875.6237136127) | 5.3965 | Wind | 10.4173 | NODEVN3876
12213558931 | generator | [8 empty] | wind | horizontal_axis | [6 empty] | POINT (560013.6948893254 1003552.7272039489) | 5.3965 | Wind | 10.4173 | NODEVN3876
12213558932 | generator | [8 empty] | wind | horizontal_axis | [6 empty] | POINT (561214.0747822009 999990.5462414911) | 5.3965 | Wind | 10.4173 | NODEVN3876
12213558933 | generator | [8 empty] | wind | horizontal_axis | [6 empty] | POINT (577314.2275888568 1008050.8199029776) | 5.3965 | Wind | 10.4173 | NODEVN3606
12213558934 | generator | [8 empty] | wind | horizontal_axis | [6 empty] | POINT (561103.6364098054 1000318.2845526852) | 5.3965 | Wind | 10.4173 | NODEVN3876
12213558935 | generator | [8 empty] | wind | horizontal_axis | [6 empty] | POINT (564116.515761123 1003833.6487698837) | 5.3965 | Wind | 10.4173 | NODEVN3876
12213558936 | generator | [8 empty] | wind | horizontal_axis | [6 empty] | POINT (563747.9840967205 1002297.6647810196) | 5.3965 | Wind | 10.4173 | NODEVN3876
12213558937 | generator | [8 empty] | wind | horizontal_axis | [6 empty] | POINT (564063.6076631215 1001294.3097045822) | 5.3965 | Wind | 10.4173 | NODEVN3876
12213558938 | generator | [8 empty] | wind | horizontal_axis | [6 empty] | POINT (560330.2261594513 1002622.000672356) | 5.3965 | Wind | 10.4173 | NODEVN3876
12213558939 | generator | [8 empty] | wind | horizontal_axis | [6 empty] | POINT (560993.2423784365 1000654.072144842) | 5.3965 | Wind | 10.4173 | NODEVN3876
12213558940 | generator | [8 empty] | wind | horizontal_axis | [6 empty] | POINT (560881.8481253023 1000983.821734586) | 5.3965 | Wind | 10.4173 | NODEVN3876
12213558941 | generator | [8 empty] | wind | horizontal_axis | [6 empty] | POINT (564207.68045881 1003570.0572792556) | 5.3965 | Wind | 10.4173 | NODEVN3876
12213558942 | generator | [8 empty] | wind | horizontal_axis | [6 empty] | POINT (560655.057468109 1001647.815497561) | 5.3965 | Wind | 10.4173 | NODEVN3876
12213558943 | generator | [8 empty] | wind | horizontal_axis | [6 empty] | POINT (563959.962455234 1001628.7747347016) | 5.3965 | Wind | 10.4173 | NODEVN3876
12222780813 | generator | [7 empty] | yes | wind | horizontal_axis | [6 empty] | POINT (844430.4721287291 1453432.594964096) | 5.3965 | Wind | 10.4173 | NODEVN2950
12222780814 | generator | [7 empty] | yes | wind | horizontal_axis | [6 empty] | POINT (844880.5962608166 1453387.3563064758) | 5.3965 | Wind | 10.4173 | NODEVN2950
12222780815 | generator | [7 empty] | yes | wind | horizontal_axis | [6 empty] | POINT (844839.2835762566 1453799.97685521) | 5.3965 | Wind | 10.4173 | NODEVN2950
12222780816 | generator | [7 empty] | yes | wind | horizontal_axis | [6 empty] | POINT (845210.196135798 1453940.0534553528) | 5.3965 | Wind | 10.4173 | NODEVN2950
12222780817 | generator | [7 empty] | yes | wind | horizontal_axis | [6 empty] | POINT (845144.0883177023 1454378.9657062183) | 5.3965 | Wind | 10.4173 | NODEVN2950
12222780818 | generator | [7 empty] | yes | wind | horizontal_axis | [6 empty] | POINT (844929.0666166167 1454805.5733828396) | 5.3965 | Wind | 10.4173 | NODEVN2950
12222780819 | generator | [7 empty] | yes | wind | horizontal_axis | [6 empty] | POINT (844558.1417105345 1454944.388364623) | 5.3965 | Wind | 10.4173 | NODEVN2950
12222780820 | generator | [7 empty] | yes | wind | horizontal_axis | [6 empty] | POINT (844611.8904519595 1455391.7351552036) | 5.3965 | Wind | 10.4173 | NODEVN2950
12222780821 | generator | [7 empty] | yes | wind | horizontal_axis | [6 empty] | POINT (844203.9989708017 1455506.9372697836) | 5.3965 | Wind | 10.4173 | NODEVN2950
12222780822 | generator | [7 empty] | yes | wind | horizontal_axis | [6 empty] | POINT (843949.1483127074 1455307.0059358487) | 5.3965 | Wind | 10.4173 | NODEVN2950
12222780823 | generator | [7 empty] | yes | wind | horizontal_axis | [6 empty] | POINT (843683.8681297605 1455565.1743480307) | 5.3965 | Wind | 10.4173 | NODEVN2949
12222780824 | generator | [7 empty] | yes | wind | horizontal_axis | [6 empty] | POINT (843287.8278729427 1455758.068119557) | 5.3965 | Wind | 10.4173 | NODEVN2949
12222780825 | generator | [7 empty] | yes | wind | horizontal_axis | [6 empty] | POINT (842490.9489839921 1454949.6178624094) | 5.3965 | Wind | 10.4173 | NODEVN2950
12222780826 | generator | [7 empty] | yes | wind | horizontal_axis | [6 empty] | POINT (842350.2871767388 1455300.7792559385) | 5.3965 | Wind | 10.4173 | NODEVN2949
12222780827 | generator | [7 empty] | yes | wind | horizontal_axis | [6 empty] | POINT (841970.8775029843 1456211.3121423996) | 5.3965 | Wind | 10.4173 | NODEVN2949
12222780828 | generator | [7 empty] | yes | wind | horizontal_axis | [6 empty] | POINT (842262.2671058152 1455819.2341929446) | 5.3965 | Wind | 10.4173 | NODEVN2949
12222780829 | generator | [7 empty] | yes | wind | horizontal_axis | [6 empty] | POINT (842634.1965622462 1456525.1166448072) | 5.3965 | Wind | 10.4173 | NODEVN2949
12222780830 | generator | [7 empty] | yes | wind | horizontal_axis | [6 empty] | POINT (841875.0450807796 1456981.8935469706) | 5.3965 | Wind | 10.4173 | NODEVN2949
12222780831 | generator | [7 empty] | yes | wind | horizontal_axis | [6 empty] | POINT (841496.161193776 1456923.3387452206) | 5.3965 | Wind | 10.4173 | NODEVN2949
12222780832 | generator | [7 empty] | yes | wind | horizontal_axis | [6 empty] | POINT (841685.7943348347 1456705.2994600937) | 5.3965 | Wind | 10.4173 | NODEVN2949
12222780858 | generator | [7 empty] | yes | wind | horizontal_axis | [6 empty] | POINT (671129.0284921429 1062444.0642995744) | 5.3965 | Wind | 10.4173 | NODEVN3440a
12222780859 | generator | [7 empty] | yes | wind | horizontal_axis | [6 empty] | POINT (671191.6318561996 1062143.6545621837) | 5.3965 | Wind | 10.4173 | NODEVN3440a
12222780860 | generator | [7 empty] | yes | wind | horizontal_axis | [6 empty] | POINT (671254.1932582881 1061852.612631117) | 5.3965 | Wind | 10.4173 | NODEVN3440a
12222780861 | generator | [7 empty] | yes | wind | horizontal_axis | [6 empty] | POINT (671319.1095773182 1061560.409010343) | 5.3965 | Wind | 10.4173 | NODEVN3440a
12222780862 | generator | [7 empty] | yes | wind | horizontal_axis | [6 empty] | POINT (671382.8627437658 1061265.8442670999) | 5.3965 | Wind | 10.4173 | NODEVN3440a
12222780863 | generator | [7 empty] | yes | wind | horizontal_axis | [6 empty] | POINT (671439.5584374302 1060971.2584934423) | 5.3965 | Wind | 10.4173 | NODEVN3440a
12222780864 | generator | [7 empty] | yes | wind | horizontal_axis | [6 empty] | POINT (671505.6727635874 1060676.7155231326) | 5.3965 | Wind | 10.4173 | NODEVN3440a
12222780865 | generator | [7 empty] | yes | wind | horizontal_axis | [6 empty] | POINT (671568.2532327386 1060382.1454184665) | 5.3965 | Wind | 10.4173 | NODEVN3440a
12222780866 | generator | [7 empty] | yes | wind | horizontal_axis | [6 empty] | POINT (671627.278437061 1060092.2376154112) | 5.3965 | Wind | 10.4173 | NODEVN3440a
12222780867 | generator | [7 empty] | yes | wind | horizontal_axis | [6 empty] | POINT (671691.0346330091 1059797.6728353163) | 5.3965 | Wind | 10.4173 | NODEVN3440a
12222780868 | generator | [7 empty] | yes | wind | horizontal_axis | [6 empty] | POINT (671753.6169425438 1059503.0916469835) | 5.3965 | Wind | 10.4173 | NODEVN3440a
12222780869 | generator | [7 empty] | yes | wind | horizontal_axis | [6 empty] | POINT (671816.1998046305 1059208.521510718) | 5.3965 | Wind | 10.4173 | NODEVN3440a
12222780870 | generator | [7 empty] | yes | wind | horizontal_axis | [6 empty] | POINT (673963.7565557703 1063282.6189260082) | 5.3965 | Wind | 10.4173 | NODEVN3440a
12222780871 | generator | [7 empty] | yes | wind | horizontal_axis | [6 empty] | POINT (672872.5192991886 1065906.8708576018) | 5.3965 | Wind | 10.4173 | NODEVN3440a
12222780872 | generator | [7 empty] | yes | wind | horizontal_axis | [6 empty] | POINT (672992.7963069205 1065617.290396773) | 5.3965 | Wind | 10.4173 | NODEVN3440a
12222780873 | generator | [7 empty] | yes | wind | horizontal_axis | [6 empty] | POINT (673113.0800882804 1065324.1929049632) | 5.3965 | Wind | 10.4173 | NODEVN3440a
12222780874 | generator | [7 empty] | yes | wind | horizontal_axis | [6 empty] | POINT (673230.9840335196 1065035.7741432614) | 5.3965 | Wind | 10.4173 | NODEVN3440a
12222780875 | generator | [7 empty] | yes | wind | horizontal_axis | [6 empty] | POINT (673348.9328960605 1064740.3213267946) | 5.3965 | Wind | 10.4173 | NODEVN3440a
12222780876 | generator | [7 empty] | yes | wind | horizontal_axis | [6 empty] | POINT (673477.4587187046 1064448.4346210419) | 5.3965 | Wind | 10.4173 | NODEVN3440a
12222780877 | generator | [7 empty] | yes | wind | horizontal_axis | [6 empty] | POINT (673601.8675980605 1064157.104199142) | 5.3965 | Wind | 10.4173 | NODEVN3440a
12222780878 | generator | [7 empty] | yes | wind | horizontal_axis | [6 empty] | POINT (673719.793922899 1063865.1688331102) | 5.3965 | Wind | 10.4173 | NODEVN3440a
12222780879 | generator | [7 empty] | yes | wind | horizontal_axis | [6 empty] | POINT (673840.0816636394 1063573.2334294005) | 5.3965 | Wind | 10.4173 | NODEVN3440a
12222780880 | generator | [7 empty] | yes | wind | horizontal_axis | [6 empty] | POINT (674078.3020543354 1062991.6858267155) | 5.3965 | Wind | 10.4173 | NODEVN3440a
12222780881 | generator | [7 empty] | yes | wind | horizontal_axis | [6 empty] | POINT (674196.8407591658 1062696.8116876055) | 5.3965 | Wind | 10.4173 | NODEVN3440a
12222780882 | generator | [7 empty] | yes | wind | horizontal_axis | [6 empty] | POINT (674038.1664923895 1069866.3036538742) | 5.3965 | Wind | 10.4173 | NODEVN3440a
12222780883 | generator | [7 empty] | yes | wind | horizontal_axis | [6 empty] | POINT (675486.7898348923 1066897.6085636618) | 5.3965 | Wind | 10.4173 | NODEVN3440a
12222780884 | generator | [7 empty] | yes | wind | horizontal_axis | [6 empty] | POINT (675352.451792278 1067169.5650519237) | 5.3965 | Wind | 10.4173 | NODEVN3440a
12222780885 | generator | [7 empty] | yes | wind | horizontal_axis | [6 empty] | POINT (675221.6768158018 1067438.021168553) | 5.3965 | Wind | 10.4173 | NODEVN3440a
12222780886 | generator | [7 empty] | yes | wind | horizontal_axis | [6 empty] | POINT (675090.8788391533 1067709.3973168242) | 5.3965 | Wind | 10.4173 | NODEVN3440a
12222780887 | generator | [7 empty] | yes | wind | horizontal_axis | [6 empty] | POINT (674961.259542428 1067980.1929461954) | 5.3965 | Wind | 10.4173 | NODEVN3440a
12222780888 | generator | [7 empty] | yes | wind | horizontal_axis | [6 empty] | POINT (674829.8913139163 1068249.8192413028) | 5.3965 | Wind | 10.4173 | NODEVN3440a
12222780889 | generator | [7 empty] | yes | wind | horizontal_axis | [6 empty] | POINT (674699.7045333007 1068518.267767173) | 5.3965 | Wind | 10.4173 | NODEVN3440a
12222780890 | generator | [7 empty] | yes | wind | horizontal_axis | [6 empty] | POINT (674569.5002803727 1068790.808749418) | 5.3965 | Wind | 10.4173 | NODEVN3440a
12222780891 | generator | [7 empty] | yes | wind | horizontal_axis | [6 empty] | POINT (674405.2403049576 1069042.7294134793) | 5.3965 | Wind | 10.4173 | NODEVN3440a
12222780892 | generator | [7 empty] | yes | wind | horizontal_axis | [6 empty] | POINT (674306.1744809371 1069329.4515542348) | 5.3965 | Wind | 10.4173 | NODEVN3440a
12222780893 | generator | [7 empty] | yes | wind | horizontal_axis | [6 empty] | POINT (674176.5704748407 1069601.4096725634) | 5.3965 | Wind | 10.4173 | NODEVN3440a
12222782078 | generator | [7 empty] | yes | wind | horizontal_axis | [6 empty] | POINT (879122.655082677 1527024.8837961357) | 5.3965 | Wind | 10.4173 | NODEVN0226
12222782079 | generator | [7 empty] | yes | wind | horizontal_axis | [6 empty] | POINT (877911.9897179081 1526547.1599179232) | 5.3965 | Wind | 10.4173 | NODEVN2838
12222782080 | generator | [7 empty] | yes | wind | horizontal_axis | [6 empty] | POINT (877585.3577682467 1527116.774760995) | 5.3965 | Wind | 10.4173 | NODEVN0226
12222782081 | generator | [7 empty] | yes | wind | horizontal_axis | [6 empty] | POINT (875152.1480169292 1527543.8625769746) | 5.3965 | Wind | 10.4173 | NODEVN0226
12222782082 | generator | [7 empty] | yes | wind | horizontal_axis | [6 empty] | POINT (876463.499028442 1527244.8003596403) | 5.3965 | Wind | 10.4173 | NODEVN0226
12222782083 | generator | [7 empty] | yes | wind | horizontal_axis | [6 empty] | POINT (876146.4248204089 1527357.961262062) | 5.3965 | Wind | 10.4173 | NODEVN0226
12222782084 | generator | [7 empty] | yes | wind | horizontal_axis | [6 empty] | POINT (875781.7757919185 1527347.483959593) | 5.3965 | Wind | 10.4173 | NODEVN0226
12222782085 | generator | [7 empty] | yes | wind | horizontal_axis | [6 empty] | POINT (874065.6248207412 1526271.554357059) | 5.3965 | Wind | 10.4173 | NODEVN2838
12222782086 | generator | [7 empty] | yes | wind | horizontal_axis | [6 empty] | POINT (873306.9511996319 1526231.2033963033) | 5.3965 | Wind | 10.4173 | NODEVN2838
12222782087 | generator | [7 empty] | yes | wind | horizontal_axis | [6 empty] | POINT (872876.8602708059 1526367.5977582904) | 5.3965 | Wind | 10.4173 | NODEVN2838
12222782088 | generator | [7 empty] | yes | wind | horizontal_axis | [6 empty] | POINT (871799.5315783938 1524115.8774482105) | 5.3965 | Wind | 10.4173 | NODEVN2838
12222782089 | generator | [7 empty] | yes | wind | horizontal_axis | [6 empty] | POINT (871537.4183930481 1524326.8834331012) | 5.3965 | Wind | 10.4173 | NODEVN2838
12222782090 | generator | [7 empty] | yes | wind | horizontal_axis | [6 empty] | POINT (871370.852886721 1524600.4349758858) | 5.3965 | Wind | 10.4173 | NODEVN2838
12222782091 | generator | [7 empty] | yes | wind | horizontal_axis | [6 empty] | POINT (871075.2518596988 1524797.105187113) | 5.3965 | Wind | 10.4173 | NODEVN2838
12222782092 | generator | [7 empty] | yes | wind | horizontal_axis | [6 empty] | POINT (870882.1432397196 1525139.546651645) | 5.3965 | Wind | 10.4173 | NODEVN2838
12222782093 | generator | [7 empty] | yes | wind | horizontal_axis | [6 empty] | POINT (870616.9147728311 1525489.0367074797) | 5.3965 | Wind | 10.4173 | NODEVN2838
12222782094 | generator | [7 empty] | yes | wind | horizontal_axis | [6 empty] | POINT (867808.1165883165 1526441.9560033064) | 5.3965 | Wind | 10.4173 | NODEVN2838
12222782095 | generator | [7 empty] | yes | wind | horizontal_axis | [6 empty] | POINT (868126.5333483112 1526189.0246414517) | 5.3965 | Wind | 10.4173 | NODEVN2838
12222782096 | generator | [7 empty] | yes | wind | horizontal_axis | [6 empty] | POINT (869228.1603360856 1526742.6249873275) | 5.3965 | Wind | 10.4173 | NODEVN2838
12222782097 | generator | [7 empty] | yes | wind | horizontal_axis | [6 empty] | POINT (869965.090295521 1526634.199840482) | 5.3965 | Wind | 10.4173 | NODEVN2838
12222782098 | generator | [7 empty] | yes | wind | horizontal_axis | [6 empty] | POINT (870618.0354873977 1526631.9643805774) | 5.3965 | Wind | 10.4173 | NODEVN2838
12222782099 | generator | [7 empty] | yes | wind | horizontal_axis | [6 empty] | POINT (871095.5170585895 1526551.045330333) | 5.3965 | Wind | 10.4173 | NODEVN2838
12222782100 | generator | [7 empty] | yes | wind | horizontal_axis | [6 empty] | POINT (872492.4709751147 1526396.1413679153) | 5.3965 | Wind | 10.4173 | NODEVN2838
12222789901 | generator | [7 empty] | yes | wind | horizontal_axis | [6 empty] | POINT (871732.1684973354 1526429.7006990737) | 5.3965 | Wind | 10.4173 | NODEVN2838
12222789902 | generator | [7 empty] | yes | wind | horizontal_axis | [6 empty] | POINT (872147.8378145145 1526366.3840021337) | 5.3965 | Wind | 10.4173 | NODEVN2838
12222789979 | generator | [7 empty] | yes | wind | horizontal_axis | [6 empty] | POINT (707826.0974863283 1124893.3577103873) | 5.3965 | Wind | 10.4173 | NODEVN3426
12222789980 | generator | [7 empty] | yes | wind | horizontal_axis | [6 empty] | POINT (707907.9700010411 1125370.4786846319) | 5.3965 | Wind | 10.4173 | NODEVN3426
12222789981 | generator | [7 empty] | yes | wind | horizontal_axis | [6 empty] | POINT (708008.6177523854 1125852.3677359452) | 5.3965 | Wind | 10.4173 | NODEVN3426
12222789982 | generator | [7 empty] | yes | wind | horizontal_axis | [6 empty] | POINT (708100.0231497984 1126306.1598529203) | 5.3965 | Wind | 10.4173 | NODEVN3426
12222789983 | generator | [7 empty] | yes | wind | horizontal_axis | [6 empty] | POINT (708177.1564622516 1126787.9127006917) | 5.3965 | Wind | 10.4173 | NODEVN3426
12222789984 | generator | [7 empty] | yes | wind | horizontal_axis | [6 empty] | POINT (708282.5767027489 1127255.793940504) | 5.3965 | Wind | 10.4173 | NODEVN3426
12222789985 | generator | [7 empty] | yes | wind | horizontal_axis | [6 empty] | POINT (708369.1606039682 1127728.2338289127) | 5.3965 | Wind | 10.4173 | NODEVN3426
12222789986 | generator | [7 empty] | yes | wind | horizontal_axis | [6 empty] | POINT (708451.0123645957 1128205.3150788827) | 5.3965 | Wind | 10.4173 | NODEVN3426
12222789987 | generator | [7 empty] | yes | wind | horizontal_axis | [6 empty] | POINT (684675.7743782563 1101835.5050887016) | 5.3965 | Wind | 10.4173 | NODEVN1717
12222789988 | generator | [7 empty] | yes | wind | horizontal_axis | [6 empty] | POINT (684493.1098165915 1102126.777908331) | 5.3965 | Wind | 10.4173 | NODEVN3586
12222789989 | generator | [7 empty] | yes | wind | horizontal_axis | [6 empty] | POINT (684334.0136517796 1102413.5031668257) | 5.3965 | Wind | 10.4173 | NODEVN3586
12222789990 | generator | [7 empty] | yes | wind | horizontal_axis | [6 empty] | POINT (684320.5492209604 1102747.7130134846) | 5.3965 | Wind | 10.4173 | NODEVN3586
12222789991 | generator | [7 empty] | yes | wind | horizontal_axis | [6 empty] | POINT (684149.6920473338 1103032.0337280727) | 5.3965 | Wind | 10.4173 | NODEVN3586
12222789992 | generator | [7 empty] | yes | wind | horizontal_axis | [6 empty] | POINT (683992.959988792 1103316.415483659) | 5.3965 | Wind | 10.4173 | NODEVN3586
12222789993 | generator | [7 empty] | yes | wind | horizontal_axis | [6 empty] | POINT (683819.713682009 1103610.0714516032) | 5.3965 | Wind | 10.4173 | NODEVN3586
12222789994 | generator | [7 empty] | yes | wind | horizontal_axis | [6 empty] | POINT (682811.342125102 1098740.2473915515) | 5.3965 | Wind | 10.4173 | NODEVN1717
12222789995 | generator | [7 empty] | yes | wind | horizontal_axis | [6 empty] | POINT (683029.3521996718 1098437.4190731803) | 5.3965 | Wind | 10.4173 | NODEVN1717
12222789996 | generator | [7 empty] | yes | wind | horizontal_axis | [6 empty] | POINT (684532.9526172879 1097986.7809252501) | 5.3965 | Wind | 10.4173 | NODEVN1717
12222789997 | generator | [7 empty] | yes | wind | horizontal_axis | [6 empty] | POINT (684525.8535005243 1097528.5165168971) | 5.3965 | Wind | 10.4173 | NODEVN1717
12222789998 | generator | [7 empty] | yes | wind | horizontal_axis | [6 empty] | POINT (686833.012964877 1098255.6807926204) | 5.3965 | Wind | 10.4173 | NODEVN1717
12222789999 | generator | [7 empty] | yes | wind | horizontal_axis | [6 empty] | POINT (686731.0501188244 1097946.5496192602) | 5.3965 | Wind | 10.4173 | NODEVN1717
12222790000 | generator | [7 empty] | yes | wind | horizontal_axis | [6 empty] | POINT (688952.4055808547 1097967.3526444132) | 5.3965 | Wind | 10.4173 | NODEVN1717
12222790001 | generator | [7 empty] | yes | wind | horizontal_axis | [6 empty] | POINT (688873.9202713679 1097672.3711387329) | 5.3965 | Wind | 10.4173 | NODEVN1717
12222790002 | generator | [7 empty] | yes | wind | horizontal_axis | [6 empty] | POINT (688795.2989892736 1097405.4298369517) | 5.3965 | Wind | 10.4173 | NODEVN1717
12222790003 | generator | [7 empty] | yes | wind | horizontal_axis | [6 empty] | POINT (688716.7863271933 1097115.1058729528) | 5.3965 | Wind | 10.4173 | NODEVN1717
12222790004 | generator | [7 empty] | yes | wind | horizontal_axis | [6 empty] | POINT (689116.4930310613 1095368.3024257622) | 5.3965 | Wind | 10.4173 | NODEVN1717
12222790005 | generator | [7 empty] | yes | wind | horizontal_axis | [6 empty] | POINT (689237.4375137442 1095644.8321070974) | 5.3965 | Wind | 10.4173 | NODEVN1717
12222790006 | generator | [7 empty] | yes | wind | horizontal_axis | [6 empty] | POINT (689334.8441286875 1095921.229359873) | 5.3965 | Wind | 10.4173 | NODEVN1717
12222790007 | generator | [7 empty] | yes | wind | horizontal_axis | [6 empty] | POINT (689455.6388211913 1096225.8112852839) | 5.3965 | Wind | 10.4173 | NODEVN1717
12222790008 | generator | [7 empty] | yes | wind | horizontal_axis | [6 empty] | POINT (688272.2985446514 1096603.1248875167) | 5.3965 | Wind | 10.4173 | NODEVN1717
12222790009 | generator | [7 empty] | yes | wind | horizontal_axis | [6 empty] | POINT (688067.2687039087 1096204.5908038504) | 5.3965 | Wind | 10.4173 | NODEVN1717
12222790010 | generator | [7 empty] | yes | wind | horizontal_axis | [6 empty] | POINT (687895.0720699094 1095824.9434398806) | 5.3965 | Wind | 10.4173 | NODEVN1717
12222790011 | generator | [7 empty] | yes | wind | horizontal_axis | [6 empty] | POINT (687708.8766014432 1095421.8310524654) | 5.3965 | Wind | 10.4173 | NODEVN1717
12222790012 | generator | [7 empty] | yes | wind | horizontal_axis | [6 empty] | POINT (686256.389641519 1096892.0337224638) | 5.3965 | Wind | 10.4173 | NODEVN1717
12222790013 | generator | [7 empty] | yes | wind | horizontal_axis | [6 empty] | POINT (686257.8466127544 1096606.8062513294) | 5.3965 | Wind | 10.4173 | NODEVN1717
12222790014 | generator | [7 empty] | yes | wind | horizontal_axis | [6 empty] | POINT (686254.6700333524 1096307.5185159156) | 5.3965 | Wind | 10.4173 | NODEVN1717
12222790015 | generator | [7 empty] | yes | wind | horizontal_axis | [6 empty] | POINT (686246.7054663147 1096022.2430444434) | 5.3965 | Wind | 10.4173 | NODEVN1717
12222790016 | generator | [7 empty] | yes | wind | horizontal_axis | [6 empty] | POINT (686243.4086254472 1095746.3270993838) | 5.3965 | Wind | 10.4173 | NODEVN1717
12222790017 | generator | [7 empty] | yes | wind | horizontal_axis | [6 empty] | POINT (686254.417017417 1095433.0863312343) | 5.3965 | Wind | 10.4173 | NODEVN1717
12222790018 | generator | [7 empty] | yes | wind | horizontal_axis | [6 empty] | POINT (684234.6080087298 1096488.9818996382) | 5.3965 | Wind | 10.4173 | NODEVN1717
12222790019 | generator | [7 empty] | yes | wind | horizontal_axis | [6 empty] | POINT (684245.7180576213 1096152.3607920813) | 5.3965 | Wind | 10.4173 | NODEVN1717
12222790020 | generator | [7 empty] | yes | wind | horizontal_axis | [6 empty] | POINT (684252.1228973484 1095815.7159605634) | 5.3965 | Wind | 10.4173 | NODEVN1717
12222790021 | generator | [7 empty] | yes | wind | horizontal_axis | [6 empty] | POINT (684249.070315374 1095488.3700502731) | 5.3965 | Wind | 10.4173 | NODEVN1717
12222790022 | generator | [7 empty] | yes | wind | horizontal_axis | [6 empty] | POINT (516102.2378223413 958873.2332863348) | 5.3965 | Wind | 10.4173 | NODEVN3588
12222790023 | generator | [7 empty] | yes | wind | horizontal_axis | [6 empty] | POINT (516347.8535270091 958577.8465184761) | 5.3965 | Wind | 10.4173 | NODEVN3588
12222790024 | generator | [7 empty] | yes | wind | horizontal_axis | [6 empty] | POINT (516598.1903659228 958287.1395525808) | 5.3965 | Wind | 10.4173 | NODEVN3588
12222790025 | generator | [7 empty] | yes | wind | horizontal_axis | [6 empty] | POINT (516848.5268948202 958005.8202385874) | 5.3965 | Wind | 10.4173 | NODEVN3588
12222790026 | generator | [7 empty] | yes | wind | horizontal_axis | [6 empty] | POINT (517084.70991086477 957719.8090592705) | 5.3965 | Wind | 10.4173 | NODEVN3588
12222790027 | generator | [7 empty] | yes | wind | horizontal_axis | [6 empty] | POINT (517330.333464576 957438.4796047633) | 5.3965 | Wind | 10.4173 | NODEVN3588
12222790028 | generator | [7 empty] | yes | wind | horizontal_axis | [6 empty] | POINT (519194.84929290664 958307.0121428766) | 5.3965 | Wind | 10.4173 | NODEVN3588
12222790029 | generator | [7 empty] | yes | wind | horizontal_axis | [6 empty] | POINT (518963.3853596608 958593.0138380672) | 5.3965 | Wind | 10.4173 | NODEVN3588
12222790030 | generator | [7 empty] | yes | wind | horizontal_axis | [6 empty] | POINT (518703.579467274 958893.0778479351) | 5.3965 | Wind | 10.4173 | NODEVN3588
12222790031 | generator | [7 empty] | yes | wind | horizontal_axis | [6 empty] | POINT (518457.9610989904 959160.3146376415) | 5.3965 | Wind | 10.4173 | NODEVN3588
12222790032 | generator | [7 empty] | yes | wind | horizontal_axis | [6 empty] | POINT (518235.9395636631 959460.3871546298) | 5.3965 | Wind | 10.4173 | NODEVN3588
12222790033 | generator | [7 empty] | yes | wind | horizontal_axis | [6 empty] | POINT (517980.876645161 959755.759024754) | 5.3965 | Wind | 10.4173 | NODEVN3588
12222790034 | generator | [7 empty] | yes | wind | horizontal_axis | [6 empty] | POINT (517735.2500122735 960065.2101874682) | 5.3965 | Wind | 10.4173 | NODEVN3588
12222790035 | generator | [7 empty] | yes | wind | horizontal_axis | [6 empty] | POINT (517499.0774026923 960346.5192286819) | 5.3965 | Wind | 10.4173 | NODEVN3588
12222790036 | generator | [7 empty] | yes | wind | horizontal_axis | [6 empty] | POINT (517248.7501676606 960627.8126743562) | 5.3965 | Wind | 10.4173 | NODEVN3588
12222790037 | generator | [7 empty] | yes | wind | horizontal_axis | [6 empty] | POINT (517007.8590315757 960923.1852001509) | 5.3965 | Wind | 10.4173 | NODEVN3588
12222790038 | generator | [7 empty] | yes | wind | horizontal_axis | [6 empty] | POINT (516757.5347789141 961213.8677381063) | 5.3965 | Wind | 10.4173 | NODEVN3588
12222790039 | generator | [7 empty] | yes | wind | horizontal_axis | [6 empty] | POINT (539437.9979959915 977334.141487107) | 5.3965 | Wind | 10.4173 | NODEVN3876
12222790040 | generator | [7 empty] | yes | wind | horizontal_axis | [6 empty] | POINT (539473.1043068339 977624.8445321544) | 5.3965 | Wind | 10.4173 | NODEVN3876
12222790041 | generator | [7 empty] | yes | wind | horizontal_axis | [6 empty] | POINT (539505.868149585 977903.8262096089) | 5.3965 | Wind | 10.4173 | NODEVN3876
12222790042 | generator | [7 empty] | yes | wind | horizontal_axis | [6 empty] | POINT (540503.5347305292 978324.3924929026) | 5.3965 | Wind | 10.4173 | NODEVN3876
12222790043 | generator | [7 empty] | yes | wind | horizontal_axis | [6 empty] | POINT (540564.6032635351 978605.7472842528) | 5.3965 | Wind | 10.4173 | NODEVN3876
12222790044 | generator | [7 empty] | yes | wind | horizontal_axis | [6 empty] | POINT (540620.9536270457 978887.0865010094) | 5.3965 | Wind | 10.4173 | NODEVN3876
12222790045 | generator | [7 empty] | yes | wind | horizontal_axis | [6 empty] | POINT (540686.7305906831 979175.4778281369) | 5.3965 | Wind | 10.4173 | NODEVN3876
12222790046 | generator | [7 empty] | yes | wind | horizontal_axis | [6 empty] | POINT (540728.9299127556 979454.4594203469) | 5.3965 | Wind | 10.4173 | NODEVN3876
12222790047 | generator | [7 empty] | yes | wind | horizontal_axis | [6 empty] | POINT (540780.5402351018 979745.1586725197) | 5.3965 | Wind | 10.4173 | NODEVN3876
12222790048 | generator | [7 empty] | yes | wind | horizontal_axis | [6 empty] | POINT (540825.08421047 980031.1743684325) | 5.3965 | Wind | 10.4173 | NODEVN3876
12222790049 | generator | [7 empty] | yes | wind | horizontal_axis | [6 empty] | POINT (540862.5643602539 980310.1515769) | 5.3965 | Wind | 10.4173 | NODEVN3876
12222790050 | generator | [7 empty] | yes | wind | horizontal_axis | [6 empty] | POINT (540895.2994421492 980605.5199972288) | 5.3965 | Wind | 10.4173 | NODEVN3876
12222790051 | generator | [7 empty] | yes | wind | horizontal_axis | [6 empty] | POINT (540925.6769924823 980893.8546032619) | 5.3965 | Wind | 10.4173 | NODEVN3876
12222790052 | generator | [7 empty] | yes | wind | horizontal_axis | [6 empty] | POINT (542008.2046132252 981305.1384962001) | 5.3965 | Wind | 10.4173 | NODEVN3876
12222790053 | generator | [7 empty] | yes | wind | horizontal_axis | [6 empty] | POINT (542062.1572993465 981605.2179306879) | 5.3965 | Wind | 10.4173 | NODEVN3876
12222790054 | generator | [7 empty] | yes | wind | horizontal_axis | [6 empty] | POINT (542120.8733100396 981870.1446699754) | 5.3965 | Wind | 10.4173 | NODEVN3876
12222790055 | generator | [7 empty] | yes | wind | horizontal_axis | [6 empty] | POINT (542170.1097865913 982167.8646205149) | 5.3965 | Wind | 10.4173 | NODEVN3876
12222790056 | generator | [7 empty] | yes | wind | horizontal_axis | [6 empty] | POINT (542214.6431539102 982451.5167249849) | 5.3965 | Wind | 10.4173 | NODEVN3876
12222790057 | generator | [7 empty] | yes | wind | horizontal_axis | [6 empty] | POINT (542268.607035152 982737.5225742552) | 5.3965 | Wind | 10.4173 | NODEVN3876
12222790058 | generator | [7 empty] | yes | wind | horizontal_axis | [6 empty] | POINT (543111.8788682433 984001.7214766066) | 5.3965 | Wind | 10.4173 | NODEVN3876
12222790059 | generator | [7 empty] | yes | wind | horizontal_axis | [6 empty] | POINT (543182.3562600012 984290.0683609939) | 5.3965 | Wind | 10.4173 | NODEVN3876
12222790060 | generator | [7 empty] | yes | wind | horizontal_axis | [6 empty] | POINT (543238.6632062711 984576.0675890712) | 5.3965 | Wind | 10.4173 | NODEVN3876
12222790061 | generator | [7 empty] | yes | wind | horizontal_axis | [6 empty] | POINT (543306.7897018302 984850.3602673869) | 5.3965 | Wind | 10.4173 | NODEVN3876
12222790062 | generator | [7 empty] | yes | wind | horizontal_axis | [6 empty] | POINT (543348.956174495 985136.3336857109) | 5.3965 | Wind | 10.4173 | NODEVN3876
12222790063 | generator | [7 empty] | yes | wind | horizontal_axis | [6 empty] | POINT (543400.5439965554 985422.3283279042) | 5.3965 | Wind | 10.4173 | NODEVN3876
12222790064 | generator | [7 empty] | yes | wind | horizontal_axis | [6 empty] | POINT (543440.3427908042 985710.6433065041) | 5.3965 | Wind | 10.4173 | NODEVN3876
12222790065 | generator | [7 empty] | yes | wind | horizontal_axis | [6 empty] | POINT (543491.9501036551 985987.251735008) | 5.3965 | Wind | 10.4173 | NODEVN3876
12222790066 | generator | [7 empty] | yes | wind | horizontal_axis | [6 empty] | POINT (543524.6473044181 986294.29914425) | 5.3965 | Wind | 10.4173 | NODEVN3876
12222790067 | generator | [7 empty] | yes | wind | horizontal_axis | [6 empty] | POINT (543552.6601958808 986570.8825009674) | 5.3965 | Wind | 10.4173 | NODEVN3876
12222790068 | generator | [7 empty] | yes | wind | horizontal_axis | [6 empty] | POINT (543583.0152454571 986856.8328310539) | 5.3965 | Wind | 10.4173 | NODEVN3876
12222790069 | generator | [7 empty] | yes | wind | horizontal_axis | [6 empty] | POINT (544764.6713038814 987052.6373959412) | 5.3965 | Wind | 10.4173 | NODEVN3876
12222790070 | generator | [7 empty] | yes | wind | horizontal_axis | [6 empty] | POINT (544830.4112882806 987333.9404623002) | 5.3965 | Wind | 10.4173 | NODEVN3876
12222790071 | generator | [7 empty] | yes | wind | horizontal_axis | [6 empty] | POINT (544889.070985354 987624.6113367719) | 5.3965 | Wind | 10.4173 | NODEVN3876
12222790072 | generator | [7 empty] | yes | wind | horizontal_axis | [6 empty] | POINT (544940.6518898627 987903.5552043791) | 5.3965 | Wind | 10.4173 | NODEVN3876
12222790073 | generator | [7 empty] | yes | wind | horizontal_axis | [6 empty] | POINT (544992.232595902 988191.8636138926) | 5.3965 | Wind | 10.4173 | NODEVN3876
12222790074 | generator | [7 empty] | yes | wind | horizontal_axis | [6 empty] | POINT (545039.0936964035 988482.5107833822) | 5.3965 | Wind | 10.4173 | NODEVN3876
12222790075 | generator | [7 empty] | yes | wind | horizontal_axis | [6 empty] | POINT (545081.2399382825 988761.4335004794) | 5.3965 | Wind | 10.4173 | NODEVN3876
12222790076 | generator | [7 empty] | yes | wind | horizontal_axis | [6 empty] | POINT (545130.4547209945 989049.7396698497) | 5.3965 | Wind | 10.4173 | NODEVN3876
12222790077 | generator | [7 empty] | yes | wind | horizontal_axis | [6 empty] | POINT (547458.9417063092 988834.4654849739) | 5.3965 | Wind | 10.4173 | NODEVN3876
12222790078 | generator | [7 empty] | yes | wind | horizontal_axis | [6 empty] | POINT (547373.5027594109 989274.9361972527) | 5.3965 | Wind | 10.4173 | NODEVN3876
12222790079 | generator | [7 empty] | yes | wind | horizontal_axis | [6 empty] | POINT (547292.7979531126 989710.7248791773) | 5.3965 | Wind | 10.4173 | NODEVN3876
12222790080 | generator | [7 empty] | yes | wind | horizontal_axis | [6 empty] | POINT (547212.0836661846 990146.513719447) | 5.3965 | Wind | 10.4173 | NODEVN3876
12222790081 | generator | [7 empty] | yes | wind | horizontal_axis | [6 empty] | POINT (547121.9335652225 990586.9684238468) | 5.3965 | Wind | 10.4173 | NODEVN3876
12222790082 | generator | [7 empty] | yes | wind | horizontal_axis | [6 empty] | POINT (547031.812462697 991003.9956764965) | 5.3965 | Wind | 10.4173 | NODEVN3876
12222790083 | generator | [7 empty] | yes | wind | horizontal_axis | [6 empty] | POINT (546936.9445243573 991449.1219918808) | 5.3965 | Wind | 10.4173 | NODEVN3876
12222790084 | generator | [7 empty] | yes | wind | horizontal_axis | [6 empty] | POINT (546851.5318842318 991884.8839970974) | 5.3965 | Wind | 10.4173 | NODEVN3876
12222790085 | generator | [7 empty] | yes | wind | horizontal_axis | [6 empty] | POINT (546766.0990222337 992330.0106081464) | 5.3965 | Wind | 10.4173 | NODEVN3876
12222790086 | generator | [7 empty] | yes | wind | horizontal_axis | [6 empty] | POINT (546685.3997536093 992761.0906885669) | 5.3965 | Wind | 10.4173 | NODEVN3876
12222790087 | generator | [7 empty] | yes | wind | horizontal_axis | [6 empty] | POINT (546609.4286276728 993192.1653476589) | 5.3965 | Wind | 10.4173 | NODEVN3876
12222790088 | generator | [7 empty] | yes | wind | horizontal_axis | [6 empty] | POINT (546481.5655542978 993623.1692351573) | 5.3965 | Wind | 10.4173 | NODEVN3876
12222790089 | generator | [7 empty] | yes | wind | horizontal_axis | [6 empty] | POINT (546367.8623863558 994044.8142790525) | 5.3965 | Wind | 10.4173 | NODEVN3876
12222790090 | generator | [7 empty] | yes | wind | horizontal_axis | [6 empty] | POINT (546126.9121839266 994367.9040674171) | 5.3965 | Wind | 10.4173 | NODEVN3876
12222790091 | generator | [7 empty] | yes | wind | horizontal_axis | [6 empty] | POINT (545560.6276333724 994568.7663705715) | 5.3965 | Wind | 10.4173 | NODEVN3876
12222790092 | generator | [7 empty] | yes | wind | horizontal_axis | [6 empty] | POINT (545541.2670805539 994999.895759109) | 5.3965 | Wind | 10.4173 | NODEVN3876
12222790093 | generator | [7 empty] | yes | wind | horizontal_axis | [6 empty] | POINT (545262.5951261137 995322.9255057394) | 5.3965 | Wind | 10.4173 | NODEVN3876
12222790094 | generator | [7 empty] | yes | wind | horizontal_axis | [6 empty] | POINT (544974.517881813 995627.2176304042) | 5.3965 | Wind | 10.4173 | NODEVN3876
12222790095 | generator | [7 empty] | yes | wind | horizontal_axis | [6 empty] | POINT (561218.19660918 999990.2982476467) | 5.3965 | Wind | 10.4173 | NODEVN3876
12222790096 | generator | [7 empty] | yes | wind | horizontal_axis | [6 empty] | POINT (561106.3699337326 1000320.3120231152) | 5.3965 | Wind | 10.4173 | NODEVN3876
12222790097 | generator | [7 empty] | yes | wind | horizontal_axis | [6 empty] | POINT (560992.1713133953 1000657.3542260617) | 5.3965 | Wind | 10.4173 | NODEVN3876
12222790098 | generator | [7 empty] | yes | wind | horizontal_axis | [6 empty] | POINT (560880.1161995945 1000988.0647084413) | 5.3965 | Wind | 10.4173 | NODEVN3876
12222790099 | generator | [7 empty] | yes | wind | horizontal_axis | [6 empty] | POINT (560768.769344528 1001316.6758283246) | 5.3965 | Wind | 10.4173 | NODEVN3876
12222790100 | generator | [7 empty] | yes | wind | horizontal_axis | [6 empty] | POINT (560657.8988694341 1001643.883774736) | 5.3965 | Wind | 10.4173 | NODEVN3876
12222790101 | generator | [7 empty] | yes | wind | horizontal_axis | [6 empty] | POINT (560545.3631572378 1001975.9873767416) | 5.3965 | Wind | 10.4173 | NODEVN3876
12222790102 | generator | [7 empty] | yes | wind | horizontal_axis | [6 empty] | POINT (560430.9303775912 1002313.7270657759) | 5.3965 | Wind | 10.4173 | NODEVN3876
12222790103 | generator | [7 empty] | yes | wind | horizontal_axis | [6 empty] | POINT (560326.9643870731 1002620.5473737768) | 5.3965 | Wind | 10.4173 | NODEVN3876
12222790104 | generator | [7 empty] | yes | wind | horizontal_axis | [6 empty] | POINT (560220.3946759013 1002935.070197285) | 5.3965 | Wind | 10.4173 | NODEVN3876
12222790105 | generator | [7 empty] | yes | wind | horizontal_axis | [6 empty] | POINT (560114.9966140001 1003246.1344026505) | 5.3965 | Wind | 10.4173 | NODEVN3876
12222790106 | generator | [7 empty] | yes | wind | horizontal_axis | [6 empty] | POINT (560009.6110996619 1003557.1656843175) | 5.3965 | Wind | 10.4173 | NODEVN3876
12222790107 | generator | [7 empty] | yes | wind | horizontal_axis | [6 empty] | POINT (559905.8938508611 1003863.301768483) | 5.3965 | Wind | 10.4173 | NODEVN3876
12222790108 | generator | [7 empty] | yes | wind | horizontal_axis | [6 empty] | POINT (564062.5913513342 1001304.4246203837) | 5.3965 | Wind | 10.4173 | NODEVN3876
12222790109 | generator | [7 empty] | yes | wind | horizontal_axis | [6 empty] | POINT (563958.3048781629 1001627.5669428863) | 5.3965 | Wind | 10.4173 | NODEVN3876
12222790110 | generator | [7 empty] | yes | wind | horizontal_axis | [6 empty] | POINT (563851.6456229017 1001964.7582866853) | 5.3965 | Wind | 10.4173 | NODEVN3876
12222790111 | generator | [7 empty] | yes | wind | horizontal_axis | [6 empty] | POINT (563747.3695083814 1002290.2450018638) | 5.3965 | Wind | 10.4173 | NODEVN3876
12222790112 | generator | [7 empty] | yes | wind | horizontal_axis | [6 empty] | POINT (563635.9727108815 1002643.8257812504) | 5.3965 | Wind | 10.4173 | NODEVN3876
12222790113 | generator | [7 empty] | yes | wind | horizontal_axis | [6 empty] | POINT (563536.3959549917 1002973.9972471884) | 5.3965 | Wind | 10.4173 | NODEVN3876
12222790114 | generator | [7 empty] | yes | wind | horizontal_axis | [6 empty] | POINT (564195.69732235 1003586.5008994817) | 5.3965 | Wind | 10.4173 | NODEVN3876
12222790115 | generator | [7 empty] | yes | wind | horizontal_axis | [6 empty] | POINT (564115.1108727745 1003839.384755895) | 5.3965 | Wind | 10.4173 | NODEVN3876
12222790116 | generator | [7 empty] | yes | wind | horizontal_axis | [6 empty] | POINT (564025.0888988187 1004096.9414829054) | 5.3965 | Wind | 10.4173 | NODEVN3876
12222790117 | generator | [7 empty] | yes | wind | horizontal_axis | [6 empty] | POINT (563944.5153761993 1004349.8145754518) | 5.3965 | Wind | 10.4173 | NODEVN3876
12222790118 | generator | [7 empty] | yes | wind | horizontal_axis | [6 empty] | POINT (563840.3262753476 1004616.7136399292) | 5.3965 | Wind | 10.4173 | NODEVN3876
12222790119 | generator | [7 empty] | yes | wind | horizontal_axis | [6 empty] | POINT (563755.0366625363 1004871.9234275444) | 5.3965 | Wind | 10.4173 | NODEVN3876
12222790120 | generator | [7 empty] | yes | wind | horizontal_axis | [6 empty] | POINT (563674.4364087544 1005136.5166354983) | 5.3965 | Wind | 10.4173 | NODEVN3876
12222790121 | generator | [7 empty] | yes | wind | horizontal_axis | [6 empty] | POINT (623516.576406189 1028800.5138840553) | 5.3965 | Wind | 10.4173 | NODEVN1067
12222790122 | generator | [7 empty] | yes | wind | horizontal_axis | [6 empty] | POINT (623793.1985887368 1028532.1070753547) | 5.3965 | Wind | 10.4173 | NODEVN1067
12222790123 | generator | [7 empty] | yes | wind | horizontal_axis | [6 empty] | POINT (623740.1827713924 1028157.2804936565) | 5.3965 | Wind | 10.4173 | NODEVN1067
12222790124 | generator | [7 empty] | yes | wind | horizontal_axis | [6 empty] | POINT (623680.1064614141 1027777.7431481418) | 5.3965 | Wind | 10.4173 | NODEVN1067
12222790125 | generator | [7 empty] | yes | wind | horizontal_axis | [6 empty] | POINT (623539.8488892475 1027409.6622850603) | 5.3965 | Wind | 10.4173 | NODEVN1067
12222790126 | generator | [7 empty] | yes | wind | horizontal_axis | [6 empty] | POINT (623253.1277950245 1027146.4909133828) | 5.3965 | Wind | 10.4173 | NODEVN1067
12222790127 | generator | [7 empty] | yes | wind | horizontal_axis | [6 empty] | POINT (622954.5463930873 1026902.0059790683) | 5.3965 | Wind | 10.4173 | NODEVN1067
12222790128 | generator | [7 empty] | yes | wind | horizontal_axis | [6 empty] | POINT (820746.318514388 1525386.6793789673) | 5.3965 | Wind | 10.4173 | NODEVN2924
12222790129 | generator | [7 empty] | yes | wind | horizontal_axis | [6 empty] | POINT (820768.1558274576 1525686.972050046) | 5.3965 | Wind | 10.4173 | NODEVN2923
12222790130 | generator | [7 empty] | yes | wind | horizontal_axis | [6 empty] | POINT (820643.10257607 1526033.912183614) | 5.3965 | Wind | 10.4173 | NODEVN2923
12222790131 | generator | [7 empty] | yes | wind | horizontal_axis | [6 empty] | POINT (822495.786110148 1526836.895361261) | 5.3965 | Wind | 10.4173 | NODEVN2923
12222790132 | generator | [7 empty] | yes | wind | horizontal_axis | [6 empty] | POINT (822501.4020177745 1527132.3528233299) | 5.3965 | Wind | 10.4173 | NODEVN2923
12222790133 | generator | [7 empty] | yes | wind | horizontal_axis | [6 empty] | POINT (822053.8875545482 1527261.804132434) | 5.3965 | Wind | 10.4173 | NODEVN2923
12222790134 | generator | [7 empty] | yes | wind | horizontal_axis | [6 empty] | POINT (818932.4790078476 1531377.3315444086) | 5.3965 | Wind | 10.4173 | NODEVN1562
12222790164 | generator | [7 empty] | yes | wind | horizontal_axis | [6 empty] | POINT (819582.245602346 1533898.478891755) | 5.3965 | Wind | 10.4173 | NODEVN2926
12222790165 | generator | [7 empty] | yes | wind | horizontal_axis | [6 empty] | POINT (819993.5198063182 1533778.9840379676) | 5.3965 | Wind | 10.4173 | NODEVN3077
12222790166 | generator | [7 empty] | yes | wind | horizontal_axis | [6 empty] | POINT (820074.326466918 1533440.836144226) | 5.3965 | Wind | 10.4173 | NODEVN2926
12222790167 | generator | [7 empty] | yes | wind | horizontal_axis | [6 empty] | POINT (820287.4921240043 1532820.5387449074) | 5.3965 | Wind | 10.4173 | NODEVN2926
12222790168 | generator | [7 empty] | yes | wind | horizontal_axis | [6 empty] | POINT (820175.8399516633 1533117.939123763) | 5.3965 | Wind | 10.4173 | NODEVN2926
12222790169 | generator | [7 empty] | yes | wind | horizontal_axis | [6 empty] | POINT (819232.2199232997 1532630.98850528) | 5.3965 | Wind | 10.4173 | NODEVN2926
12222790170 | generator | [7 empty] | yes | wind | horizontal_axis | [6 empty] | POINT (819498.756856699 1532481.9991842492) | 5.3965 | Wind | 10.4173 | NODEVN2926
12222790171 | generator | [7 empty] | yes | wind | horizontal_axis | [6 empty] | POINT (819391.8062982584 1532117.290382633) | 5.3965 | Wind | 10.4173 | NODEVN2926
12222790172 | generator | [7 empty] | yes | wind | horizontal_axis | [6 empty] | POINT (819668.1595326875 1531925.7317027117) | 5.3965 | Wind | 10.4173 | NODEVN2926
12222790173 | generator | [7 empty] | yes | wind | horizontal_axis | [6 empty] | POINT (821298.2868080628 1527890.5184150445) | 5.3965 | Wind | 10.4173 | NODEVN1563
12222790174 | generator | [7 empty] | yes | wind | horizontal_axis | [6 empty] | POINT (821963.1677027629 1527554.9133278353) | 5.3965 | Wind | 10.4173 | NODEVN1563
12222790175 | generator | [7 empty] | yes | wind | horizontal_axis | [6 empty] | POINT (822481.155776105 1528060.380676747) | 5.3965 | Wind | 10.4173 | NODEVN1563
12222790176 | generator | [7 empty] | yes | wind | horizontal_axis | [6 empty] | POINT (822532.691092493 1528585.4396697013) | 5.3965 | Wind | 10.4173 | NODEVN1563
12222790177 | generator | [7 empty] | yes | wind | horizontal_axis | [6 empty] | POINT (822476.7266328721 1528977.0329251825) | 5.3965 | Wind | 10.4173 | NODEVN1563
12222790178 | generator | [7 empty] | yes | wind | horizontal_axis | [6 empty] | POINT (822318.942492822 1529200.0584277625) | 5.3965 | Wind | 10.4173 | NODEVN1561
12222790448 | generator | [7 empty] | yes | wind | horizontal_axis | [6 empty] | POINT (593525.4468098301 1022059.757956027) | 5.3965 | Wind | 10.4173 | NODEVN3606
12222790449 | generator | [7 empty] | yes | wind | horizontal_axis | [6 empty] | POINT (593653.5592098667 1021713.4792198121) | 5.3965 | Wind | 10.4173 | NODEVN3606
12222790450 | generator | [7 empty] | yes | wind | horizontal_axis | [6 empty] | POINT (593772.2034579196 1021385.9088301075) | 5.3965 | Wind | 10.4173 | NODEVN3606
12222790451 | generator | [7 empty] | yes | wind | horizontal_axis | [6 empty] | POINT (593897.9298534633 1021051.3343679567) | 5.3965 | Wind | 10.4173 | NODEVN3606
12222790452 | generator | [7 empty] | yes | wind | horizontal_axis | [6 empty] | POINT (594018.9957180502 1020700.3402508729) | 5.3965 | Wind | 10.4173 | NODEVN3606
12222790453 | generator | [7 empty] | yes | wind | horizontal_axis | [6 empty] | POINT (594151.8174969251 1020358.7509995739) | 5.3965 | Wind | 10.4173 | NODEVN3606
12222790454 | generator | [7 empty] | yes | wind | horizontal_axis | [6 empty] | POINT (592707.4384582787 1020095.3600603574) | 5.3965 | Wind | 10.4173 | NODEVN3606
12222790455 | generator | [7 empty] | yes | wind | horizontal_axis | [6 empty] | POINT (592553.3055360304 1020483.7515692938) | 5.3965 | Wind | 10.4173 | NODEVN3606
12222790456 | generator | [7 empty] | yes | wind | horizontal_axis | [6 empty] | POINT (592410.9296241533 1020881.5254565168) | 5.3965 | Wind | 10.4173 | NODEVN3606
12222790457 | generator | [7 empty] | yes | wind | horizontal_axis | [6 empty] | POINT (592285.0946569518 1021267.629182887) | 5.3965 | Wind | 10.4173 | NODEVN3606
12222790494 | generator | [7 empty] | yes | wind | horizontal_axis | [6 empty] | POINT (847172.0938733169 1443679.5888310333) | 5.3965 | Wind | 10.4173 | NODEVN2952
12222790495 | generator | [7 empty] | yes | wind | horizontal_axis | [6 empty] | POINT (844936.5841396125 1446396.4533543664) | 5.3965 | Wind | 10.4173 | NODEVN0420
12222790496 | generator | [7 empty] | yes | wind | horizontal_axis | [6 empty] | POINT (847141.8772990548 1442842.1809397973) | 5.3965 | Wind | 10.4173 | NODEVN3059
12222790497 | generator | [7 empty] | yes | wind | horizontal_axis | [6 empty] | POINT (846819.6818614261 1442474.5955622462) | 5.3965 | Wind | 10.4173 | NODEVN3059
12222790498 | generator | [7 empty] | yes | wind | horizontal_axis | [6 empty] | POINT (848477.5720165407 1446622.0294990023) | 5.3965 | Wind | 10.4173 | NODEVN0420
12222790499 | generator | [7 empty] | yes | wind | horizontal_axis | [6 empty] | POINT (847116.6806315792 1447121.0593530424) | 5.3965 | Wind | 10.4173 | NODEVN0420
12222790500 | generator | [7 empty] | yes | wind | horizontal_axis | [6 empty] | POINT (846486.0972277881 1446202.0920376729) | 5.3965 | Wind | 10.4173 | NODEVN0420
12222790501 | generator | [7 empty] | yes | wind | horizontal_axis | [6 empty] | POINT (845274.4838061517 1445951.2737360501) | 5.3965 | Wind | 10.4173 | NODEVN0420
12222790502 | generator | [7 empty] | yes | wind | horizontal_axis | [6 empty] | POINT (844832.0091515228 1445376.4744954973) | 5.3965 | Wind | 10.4173 | NODEVN0420
12222790503 | generator | [7 empty] | yes | wind | horizontal_axis | [6 empty] | POINT (844263.1359989966 1442495.7729578402) | 5.3965 | Wind | 10.4173 | NODEVN3059
12222790504 | generator | [7 empty] | yes | wind | horizontal_axis | [6 empty] | POINT (843005.856968903 1442178.5077250537) | 5.3965 | Wind | 10.4173 | NODEVN3059
12222790505 | generator | [7 empty] | yes | wind | horizontal_axis | [6 empty] | POINT (843490.879177111 1441918.270442616) | 5.3965 | Wind | 10.4173 | NODEVN3059
12222790506 | generator | [7 empty] | yes | wind | horizontal_axis | [6 empty] | POINT (843046.1922835878 1441629.670773085) | 5.3965 | Wind | 10.4173 | NODEVN3059
12222790507 | generator | [7 empty] | yes | wind | horizontal_axis | [6 empty] | POINT (844058.0938258533 1441327.9572478924) | 5.3965 | Wind | 10.4173 | NODEVN2953
12222790508 | generator | [7 empty] | yes | wind | horizontal_axis | [6 empty] | POINT (844257.4588069117 1440851.7094141387) | 5.3965 | Wind | 10.4173 | NODEVN2953
12222790509 | generator | [7 empty] | yes | wind | horizontal_axis | [6 empty] | POINT (844930.1435891846 1441380.5344024396) | 5.3965 | Wind | 10.4173 | NODEVN2953
12222790510 | generator | [7 empty] | yes | wind | horizontal_axis | [6 empty] | POINT (845027.8154658508 1440931.392662107) | 5.3965 | Wind | 10.4173 | NODEVN2953
12222790511 | generator | [7 empty] | yes | wind | horizontal_axis | [6 empty] | POINT (846843.0733399799 1440523.456692872) | 5.3965 | Wind | 10.4173 | NODEVN2953
12222790512 | generator | [7 empty] | yes | wind | horizontal_axis | [6 empty] | POINT (846049.2430541706 1440780.934772799) | 5.3965 | Wind | 10.4173 | NODEVN2953
12222790513 | generator | [7 empty] | yes | wind | horizontal_axis | [6 empty] | POINT (846849.0435127536 1441206.642816296) | 5.3965 | Wind | 10.4173 | NODEVN2953
12222790514 | generator | [7 empty] | yes | wind | horizontal_axis | [6 empty] | POINT (846235.5478946209 1441904.588750751) | 5.3965 | Wind | 10.4173 | NODEVN3059
12222790515 | generator | [7 empty] | yes | wind | horizontal_axis | [6 empty] | POINT (845688.793694873 1441648.8043665565) | 5.3965 | Wind | 10.4173 | NODEVN3059
12222790516 | generator | [7 empty] | yes | wind | horizontal_axis | [6 empty] | POINT (845737.7731184292 1442481.2505918678) | 5.3965 | Wind | 10.4173 | NODEVN3059
12222790517 | generator | [7 empty] | yes | wind | horizontal_axis | [6 empty] | POINT (846071.0953551498 1443401.1829877777) | 5.3965 | Wind | 10.4173 | NODEVN3059
12222790518 | generator | [7 empty] | yes | wind | horizontal_axis | [6 empty] | POINT (844817.0090679447 1444180.176123071) | 5.3965 | Wind | 10.4173 | NODEVN2952
12222790519 | generator | [7 empty] | yes | wind | horizontal_axis | [6 empty] | POINT (844933.9423466667 1444703.7342071412) | 5.3965 | Wind | 10.4173 | NODEVN2952
12222790520 | generator | [7 empty] | yes | wind | horizontal_axis | [6 empty] | POINT (845341.8492436756 1444413.6602529997) | 5.3965 | Wind | 10.4173 | NODEVN2952
12222790521 | generator | [7 empty] | yes | wind | horizontal_axis | [6 empty] | POINT (845655.0199765515 1444246.2613950202) | 5.3965 | Wind | 10.4173 | NODEVN2952
12222790522 | generator | [7 empty] | yes | wind | horizontal_axis | [6 empty] | POINT (845750.6919398413 1445162.2781280663) | 5.3965 | Wind | 10.4173 | NODEVN2952
12222790523 | generator | [7 empty] | yes | wind | horizontal_axis | [6 empty] | POINT (846267.2121372465 1444712.9709100502) | 5.3965 | Wind | 10.4173 | NODEVN2952
12222790524 | generator | [7 empty] | yes | wind | horizontal_axis | [6 empty] | POINT (847181.763612109 1444943.8750797184) | 5.3965 | Wind | 10.4173 | NODEVN2952
12222790525 | generator | [7 empty] | yes | wind | horizontal_axis | [6 empty] | POINT (847546.694384604 1445475.2092468927) | 5.3965 | Wind | 10.4173 | NODEVN0420
12222790526 | generator | [7 empty] | yes | wind | horizontal_axis | [6 empty] | POINT (847909.0065077129 1445476.3155701517) | 5.3965 | Wind | 10.4173 | NODEVN0420
12222790527 | generator | [7 empty] | yes | wind | horizontal_axis | [6 empty] | POINT (847490.9059114425 1446155.749674793) | 5.3965 | Wind | 10.4173 | NODEVN0420
12222790528 | generator | [7 empty] | yes | wind | horizontal_axis | [6 empty] | POINT (847462.9224833718 1446986.5345695585) | 5.3965 | Wind | 10.4173 | NODEVN0420
12222790529 | generator | [7 empty] | yes | wind | horizontal_axis | [6 empty] | POINT (847923.4693814431 1447139.3811023918) | 5.3965 | Wind | 10.4173 | NODEVN0420
12222790650 | generator | [7 empty] | yes | wind | horizontal_axis | [6 empty] | POINT (848180.4053483766 1457609.6190535657) | 5.3965 | Wind | 10.4173 | NODEVN2949
12222790651 | generator | [7 empty] | yes | wind | horizontal_axis | [6 empty] | POINT (854767.4732817351 1456552.994750682) | 5.3965 | Wind | 10.4173 | NODEVN4054
12222790652 | generator | [7 empty] | yes | wind | horizontal_axis | [6 empty] | POINT (857871.2626054718 1455488.3450995889) | 5.3965 | Wind | 10.4173 | NODEVN4054
12222790653 | generator | [7 empty] | yes | wind | horizontal_axis | [6 empty] | POINT (857904.7738860007 1455153.1555155152) | 5.3965 | Wind | 10.4173 | NODEVN4054
12222790654 | generator | [7 empty] | yes | wind | horizontal_axis | [6 empty] | POINT (858430.8815672334 1454736.4638314175) | 5.3965 | Wind | 10.4173 | NODEVN4054
12222790655 | generator | [7 empty] | yes | wind | horizontal_axis | [6 empty] | POINT (858139.2134236231 1454773.145932851) | 5.3965 | Wind | 10.4173 | NODEVN4054
12222790656 | generator | [7 empty] | yes | wind | horizontal_axis | [6 empty] | POINT (854504.4163371847 1460655.729923299) | 5.3965 | Wind | 10.4173 | NODEVN4054
12222790657 | generator | [7 empty] | yes | wind | horizontal_axis | [6 empty] | POINT (854443.0949608757 1460268.4676135385) | 5.3965 | Wind | 10.4173 | NODEVN4054
12222790658 | generator | [7 empty] | yes | wind | horizontal_axis | [6 empty] | POINT (854353.0238775173 1459852.4745968753) | 5.3965 | Wind | 10.4173 | NODEVN4054
12222790675 | generator | [7 empty] | yes | wind | horizontal_axis | [6 empty] | POINT (853714.4921809328 1457597.007260816) | 5.3965 | Wind | 10.4173 | NODEVN4054
12222790676 | generator | [7 empty] | yes | wind | horizontal_axis | [6 empty] | POINT (854468.7168658704 1457271.7991783454) | 5.3965 | Wind | 10.4173 | NODEVN4054
12222790677 | generator | [7 empty] | yes | wind | horizontal_axis | [6 empty] | POINT (854558.9880177132 1456957.049009844) | 5.3965 | Wind | 10.4173 | NODEVN4054
12222790678 | generator | [7 empty] | yes | wind | horizontal_axis | [6 empty] | POINT (854807.2531761429 1456225.4359983834) | 5.3965 | Wind | 10.4173 | NODEVN4054
12222790679 | generator | [7 empty] | yes | wind | horizontal_axis | [6 empty] | POINT (849768.4485262035 1456140.6797269303) | 5.3965 | Wind | 10.4173 | NODEVN2950
12222790680 | generator | [7 empty] | yes | wind | horizontal_axis | [6 empty] | POINT (850201.4109398853 1453619.3666632061) | 5.3965 | Wind | 10.4173 | NODEVN3052
12222790681 | generator | [7 empty] | yes | wind | horizontal_axis | [6 empty] | POINT (843768.9038470541 1454778.213418973) | 5.3965 | Wind | 10.4173 | NODEVN2950
12222790687 | generator | [7 empty] | yes | wind | horizontal_axis | [6 empty] | POINT (851878.741978392 1446444.868460494) | 5.3965 | Wind | 10.4173 | NODEVN3056
12222790688 | generator | [7 empty] | yes | wind | horizontal_axis | [6 empty] | POINT (852277.94534366 1445975.9308453228) | 5.3965 | Wind | 10.4173 | NODEVN3056
12222790689 | generator | [7 empty] | yes | wind | horizontal_axis | [6 empty] | POINT (852211.1727985768 1445368.4667712653) | 5.3965 | Wind | 10.4173 | NODEVN3057
12222790690 | generator | [7 empty] | yes | wind | horizontal_axis | [6 empty] | POINT (853326.8168615485 1445045.3129001823) | 5.3965 | Wind | 10.4173 | NODEVN3057
12222790691 | generator | [7 empty] | yes | wind | horizontal_axis | [6 empty] | POINT (853280.251059123 1445631.667139305) | 5.3965 | Wind | 10.4173 | NODEVN3056
12222790692 | generator | [7 empty] | yes | wind | horizontal_axis | [6 empty] | POINT (853763.386649395 1446022.8096335507) | 5.3965 | Wind | 10.4173 | NODEVN3056
12222790693 | generator | [7 empty] | yes | wind | horizontal_axis | [6 empty] | POINT (853211.4031895776 1446274.4361806705) | 5.3965 | Wind | 10.4173 | NODEVN3056
12222790694 | generator | [7 empty] | yes | wind | horizontal_axis | [6 empty] | POINT (853421.2232248504 1446808.4951683192) | 5.3965 | Wind | 10.4173 | NODEVN3056
12222790695 | generator | [7 empty] | yes | wind | horizontal_axis | [6 empty] | POINT (854269.1254180365 1446918.40435532) | 5.3965 | Wind | 10.4173 | NODEVN3056
12222790696 | generator | [7 empty] | yes | wind | horizontal_axis | [6 empty] | POINT (853952.1300779213 1450580.869958772) | 5.3965 | Wind | 10.4173 | NODEVN3055
12222790697 | generator | [7 empty] | yes | wind | horizontal_axis | [6 empty] | POINT (854277.253290422 1450256.34769452) | 5.3965 | Wind | 10.4173 | NODEVN3055
12222790698 | generator | [7 empty] | yes | wind | horizontal_axis | [6 empty] | POINT (854797.4652949236 1449575.5182496603) | 5.3965 | Wind | 10.4173 | NODEVN3055
12222790699 | generator | [7 empty] | yes | wind | horizontal_axis | [6 empty] | POINT (854775.0406307752 1447752.0557697613) | 5.3965 | Wind | 10.4173 | NODEVN3056
12222790700 | generator | [7 empty] | yes | wind | horizontal_axis | [6 empty] | POINT (854301.1372122972 1447664.6066502025) | 5.3965 | Wind | 10.4173 | NODEVN3056
12222790701 | generator | [7 empty] | yes | wind | horizontal_axis | [6 empty] | POINT (853502.8185117191 1447665.0218969123) | 5.3965 | Wind | 10.4173 | NODEVN3056
12222790702 | generator | [7 empty] | yes | wind | horizontal_axis | [6 empty] | POINT (853649.8653032869 1448412.978739579) | 5.3965 | Wind | 10.4173 | NODEVN3055
12222790703 | generator | [7 empty] | yes | wind | horizontal_axis | [6 empty] | POINT (853818.9187834825 1448853.8761338661) | 5.3965 | Wind | 10.4173 | NODEVN3055
12222790704 | generator | [7 empty] | yes | wind | horizontal_axis | [6 empty] | POINT (853889.1692541182 1449413.2954439211) | 5.3965 | Wind | 10.4173 | NODEVN3055
12222790705 | generator | [7 empty] | yes | wind | horizontal_axis | [6 empty] | POINT (853789.5069834902 1449778.9374269473) | 5.3965 | Wind | 10.4173 | NODEVN3055
12222790706 | generator | [7 empty] | yes | wind | horizontal_axis | [6 empty] | POINT (853063.1366922545 1450370.3009898348) | 5.3965 | Wind | 10.4173 | NODEVN3055
12222790707 | generator | [7 empty] | yes | wind | horizontal_axis | [6 empty] | POINT (852619.5222466316 1451801.5599637262) | 5.3965 | Wind | 10.4173 | NODEVN3054
12222790708 | generator | [7 empty] | yes | wind | horizontal_axis | [6 empty] | POINT (852983.9595896446 1451361.807046792) | 5.3965 | Wind | 10.4173 | NODEVN3054
12222790709 | generator | [7 empty] | yes | wind | horizontal_axis | [6 empty] | POINT (853636.8701020681 1450864.4268482765) | 5.3965 | Wind | 10.4173 | NODEVN3054
12222790710 | generator | [7 empty] | yes | wind | horizontal_axis | [6 empty] | POINT (853726.3966490452 1451237.7073409532) | 5.3965 | Wind | 10.4173 | NODEVN3054
12222790711 | generator | [7 empty] | yes | wind | horizontal_axis | [6 empty] | POINT (855421.24890771 1452225.5509639522) | 5.3965 | Wind | 10.4173 | NODEVN3053
12222790712 | generator | [7 empty] | yes | wind | horizontal_axis | [6 empty] | POINT (855589.7159477327 1451810.4824488568) | 5.3965 | Wind | 10.4173 | NODEVN3053
12222790713 | generator | [7 empty] | yes | wind | horizontal_axis | [6 empty] | POINT (855510.8111386305 1450934.998233094) | 5.3965 | Wind | 10.4173 | NODEVN3054
12222790714 | generator | [7 empty] | yes | wind | horizontal_axis | [6 empty] | POINT (855557.1036884746 1451451.8297886832) | 5.3965 | Wind | 10.4173 | NODEVN3054
12222790715 | generator | [7 empty] | yes | wind | horizontal_axis | [6 empty] | POINT (854828.2530161745 1451694.1143379014) | 5.3965 | Wind | 10.4173 | NODEVN3053
12222790716 | generator | [7 empty] | yes | wind | horizontal_axis | [6 empty] | POINT (854238.3269366995 1452139.025323247) | 5.3965 | Wind | 10.4173 | NODEVN3053
12222790717 | generator | [7 empty] | yes | wind | horizontal_axis | [6 empty] | POINT (853772.0840880906 1452659.027570991) | 5.3965 | Wind | 10.4173 | NODEVN3053
12222790718 | generator | [7 empty] | yes | wind | horizontal_axis | [6 empty] | POINT (854371.5983549494 1452685.887383068) | 5.3965 | Wind | 10.4173 | NODEVN3053
12222790719 | generator | [7 empty] | yes | wind | horizontal_axis | [6 empty] | POINT (855238.1992927843 1452597.5953965085) | 5.3965 | Wind | 10.4173 | NODEVN3053
12222790720 | generator | [7 empty] | yes | wind | horizontal_axis | [6 empty] | POINT (855080.9889027334 1452908.055527089) | 5.3965 | Wind | 10.4173 | NODEVN3053
12222790721 | generator | [7 empty] | yes | wind | horizontal_axis | [6 empty] | POINT (851262.7305918417 1456494.8940317598) | 5.3965 | Wind | 10.4173 | NODEVN4056
12222790722 | generator | [7 empty] | yes | wind | horizontal_axis | [6 empty] | POINT (851391.1455746521 1456108.8794943953) | 5.3965 | Wind | 10.4173 | NODEVN4056
12222790723 | generator | [7 empty] | yes | wind | horizontal_axis | [6 empty] | POINT (851527.866216131 1458060.4988333846) | 5.3965 | Wind | 10.4173 | NODEVN3051
12222790724 | generator | [7 empty] | yes | wind | horizontal_axis | [6 empty] | POINT (852426.3725601903 1457199.5986771896) | 5.3965 | Wind | 10.4173 | NODEVN2700
12222790725 | generator | [7 empty] | yes | wind | horizontal_axis | [6 empty] | POINT (852747.4716632795 1457314.8411453355) | 5.3965 | Wind | 10.4173 | NODEVN4054
12222790726 | generator | [7 empty] | yes | wind | horizontal_axis | [6 empty] | POINT (852865.7890883056 1456946.653686834) | 5.3965 | Wind | 10.4173 | NODEVN2700
12222790727 | generator | [7 empty] | yes | wind | horizontal_axis | [6 empty] | POINT (852516.876111002 1456865.7655162956) | 5.3965 | Wind | 10.4173 | NODEVN2700
12222790728 | generator | [7 empty] | yes | wind | horizontal_axis | [6 empty] | POINT (852343.0525157291 1456573.054641421) | 5.3965 | Wind | 10.4173 | NODEVN2700
12222790729 | generator | [7 empty] | yes | wind | horizontal_axis | [6 empty] | POINT (852512.8072596809 1456279.5786676959) | 5.3965 | Wind | 10.4173 | NODEVN2700
12222790730 | generator | [7 empty] | yes | wind | horizontal_axis | [6 empty] | POINT (852960.1231442295 1456046.3947546526) | 5.3965 | Wind | 10.4173 | NODEVN2700
12222790731 | generator | [7 empty] | yes | wind | horizontal_axis | [6 empty] | POINT (853158.1567994136 1456312.8173739326) | 5.3965 | Wind | 10.4173 | NODEVN2700
12222790732 | generator | [7 empty] | yes | wind | horizontal_axis | [6 empty] | POINT (853443.3855440926 1456051.5004321598) | 5.3965 | Wind | 10.4173 | NODEVN2700
12222790733 | generator | [7 empty] | yes | wind | horizontal_axis | [6 empty] | POINT (854237.8325513632 1455455.97945195) | 5.3965 | Wind | 10.4173 | NODEVN2700
12222790734 | generator | [7 empty] | yes | wind | horizontal_axis | [6 empty] | POINT (854902.9395195381 1454823.4780901466) | 5.3965 | Wind | 10.4173 | NODEVN2700
12222790735 | generator | [7 empty] | yes | wind | horizontal_axis | [6 empty] | POINT (854881.6223465069 1454312.8210248419) | 5.3965 | Wind | 10.4173 | NODEVN2700
12222790736 | generator | [7 empty] | yes | wind | horizontal_axis | [6 empty] | POINT (854273.7468391934 1454303.7658835142) | 5.3965 | Wind | 10.4173 | NODEVN2700
12222790737 | generator | [7 empty] | yes | wind | horizontal_axis | [6 empty] | POINT (854385.756472056 1454647.7932602046) | 5.3965 | Wind | 10.4173 | NODEVN2700
12222790738 | generator | [7 empty] | yes | wind | horizontal_axis | [6 empty] | POINT (854173.8177352229 1454914.686935728) | 5.3965 | Wind | 10.4173 | NODEVN2700
12222790739 | generator | [7 empty] | yes | wind | horizontal_axis | [6 empty] | POINT (853355.3802772092 1455247.8039834567) | 5.3965 | Wind | 10.4173 | NODEVN2700
12222790740 | generator | [7 empty] | yes | wind | horizontal_axis | [6 empty] | POINT (853745.0200364355 1455019.0754853028) | 5.3965 | Wind | 10.4173 | NODEVN2700
12222790741 | generator | [7 empty] | yes | wind | horizontal_axis | [6 empty] | POINT (853377.2087450868 1454641.655863033) | 5.3965 | Wind | 10.4173 | NODEVN2700
12222790742 | generator | [7 empty] | yes | wind | horizontal_axis | [6 empty] | POINT (852929.3507567728 1454778.7972176212) | 5.3965 | Wind | 10.4173 | NODEVN2700
12222790743 | generator | [7 empty] | yes | wind | horizontal_axis | [6 empty] | POINT (852304.5395023818 1455678.0164650069) | 5.3965 | Wind | 10.4173 | NODEVN2700
12222790744 | generator | [7 empty] | yes | wind | horizontal_axis | [6 empty] | POINT (852815.158355695 1455413.822226415) | 5.3965 | Wind | 10.4173 | NODEVN2700
12222790761 | generator | [7 empty] | yes | wind | horizontal_axis | [6 empty] | POINT (841227.8947079132 1457609.5883910656) | 5.3965 | Wind | 10.4173 | NODEVN2947
12222790762 | generator | [7 empty] | yes | wind | horizontal_axis | [6 empty] | POINT (843297.8073154818 1453991.7552429235) | 5.3965 | Wind | 10.4173 | NODEVN2950
12222790763 | generator | [7 empty] | yes | wind | horizontal_axis | [6 empty] | POINT (843749.1137564781 1453897.9039556019) | 5.3965 | Wind | 10.4173 | NODEVN2950
12222790764 | generator | [7 empty] | yes | wind | horizontal_axis | [6 empty] | POINT (843953.90913212 1454328.6504637427) | 5.3965 | Wind | 10.4173 | NODEVN2950
12222790765 | generator | [7 empty] | yes | wind | horizontal_axis | [6 empty] | POINT (847067.2693424497 1457370.3494160143) | 5.3965 | Wind | 10.4173 | NODEVN2949
12222790766 | generator | [7 empty] | yes | wind | horizontal_axis | [6 empty] | POINT (847116.5099069518 1457023.838887287) | 5.3965 | Wind | 10.4173 | NODEVN2949
12222790767 | generator | [7 empty] | yes | wind | horizontal_axis | [6 empty] | POINT (846737.0975414137 1457006.2832770904) | 5.3965 | Wind | 10.4173 | NODEVN2949
12222790768 | generator | [7 empty] | yes | wind | horizontal_axis | [6 empty] | POINT (846727.2827157018 1456633.5580590926) | 5.3965 | Wind | 10.4173 | NODEVN2950
12222790769 | generator | [7 empty] | yes | wind | horizontal_axis | [6 empty] | POINT (843514.951161619 1457187.6546706103) | 5.3965 | Wind | 10.4173 | NODEVN2949
12222790770 | generator | [7 empty] | yes | wind | horizontal_axis | [6 empty] | POINT (843667.6478702631 1457591.6649473407) | 5.3965 | Wind | 10.4173 | NODEVN2949
12222790771 | generator | [7 empty] | yes | wind | horizontal_axis | [6 empty] | POINT (844635.6499542673 1457381.7317378982) | 5.3965 | Wind | 10.4173 | NODEVN2949
12222790772 | generator | [7 empty] | yes | wind | horizontal_axis | [6 empty] | POINT (843866.552325206 1456501.5774125734) | 5.3965 | Wind | 10.4173 | NODEVN2949
12222790773 | generator | [7 empty] | yes | wind | horizontal_axis | [6 empty] | POINT (844282.4341593685 1456765.7348167337) | 5.3965 | Wind | 10.4173 | NODEVN2949
12222790774 | generator | [7 empty] | yes | wind | horizontal_axis | [6 empty] | POINT (844871.7576974938 1456897.5774036252) | 5.3965 | Wind | 10.4173 | NODEVN2949
12222790775 | generator | [7 empty] | yes | wind | horizontal_axis | [6 empty] | POINT (845096.8688233036 1456455.2175978415) | 5.3965 | Wind | 10.4173 | NODEVN2949
12222790776 | generator | [7 empty] | yes | wind | horizontal_axis | [6 empty] | POINT (845540.6307623934 1456219.857143767) | 5.3965 | Wind | 10.4173 | NODEVN2950
12222790777 | generator | [7 empty] | yes | wind | horizontal_axis | [6 empty] | POINT (846278.2824178336 1456089.2007110661) | 5.3965 | Wind | 10.4173 | NODEVN2950
12222790778 | generator | [7 empty] | yes | wind | horizontal_axis | [6 empty] | POINT (845969.4166450333 1456752.3794536695) | 5.3965 | Wind | 10.4173 | NODEVN2949
12222790779 | generator | [7 empty] | yes | wind | horizontal_axis | [6 empty] | POINT (845825.3481657548 1457046.768649215) | 5.3965 | Wind | 10.4173 | NODEVN2949
12222790780 | generator | [7 empty] | yes | wind | horizontal_axis | [6 empty] | POINT (845282.3230057262 1457075.759286909) | 5.3965 | Wind | 10.4173 | NODEVN2949
12222790781 | generator | [7 empty] | yes | wind | horizontal_axis | [6 empty] | POINT (845474.5281537626 1457392.354235261) | 5.3965 | Wind | 10.4173 | NODEVN2949
12222790782 | generator | [7 empty] | yes | wind | horizontal_axis | [6 empty] | POINT (845109.7330570733 1457508.6479535613) | 5.3965 | Wind | 10.4173 | NODEVN2949
12222790783 | generator | [7 empty] | yes | wind | horizontal_axis | [6 empty] | POINT (845455.0182992031 1457736.9135529392) | 5.3965 | Wind | 10.4173 | NODEVN2949
12222790784 | generator | [7 empty] | yes | wind | horizontal_axis | [6 empty] | POINT (848390.6021660849 1457358.603743911) | 5.3965 | Wind | 10.4173 | NODEVN2949
12222790785 | generator | [7 empty] | yes | wind | horizontal_axis | [6 empty] | POINT (847763.2335982432 1456786.7665487113) | 5.3965 | Wind | 10.4173 | NODEVN2950
12222790786 | generator | [7 empty] | yes | wind | horizontal_axis | [6 empty] | POINT (848782.9104718809 1455343.4687926508) | 5.3965 | Wind | 10.4173 | NODEVN2950
12222790787 | generator | [7 empty] | yes | wind | horizontal_axis | [6 empty] | POINT (848577.2729557194 1455668.90984642) | 5.3965 | Wind | 10.4173 | NODEVN2950
12222790788 | generator | [7 empty] | yes | wind | horizontal_axis | [6 empty] | POINT (848207.5895339551 1456438.3528017383) | 5.3965 | Wind | 10.4173 | NODEVN2950
12222790789 | generator | [7 empty] | yes | wind | horizontal_axis | [6 empty] | POINT (848329.9633280495 1456066.1471333464) | 5.3965 | Wind | 10.4173 | NODEVN2950
12222790790 | generator | [7 empty] | yes | wind | horizontal_axis | [6 empty] | POINT (847768.7927531193 1456145.7684723316) | 5.3965 | Wind | 10.4173 | NODEVN2950
12222790791 | generator | [7 empty] | yes | wind | horizontal_axis | [6 empty] | POINT (847822.1993678291 1455702.09401849) | 5.3965 | Wind | 10.4173 | NODEVN2950
12222790792 | generator | [7 empty] | yes | wind | horizontal_axis | [6 empty] | POINT (847979.2332212671 1455419.714392677) | 5.3965 | Wind | 10.4173 | NODEVN2950
12222790793 | generator | [7 empty] | yes | wind | horizontal_axis | [6 empty] | POINT (848089.8779796711 1454186.0595559448) | 5.3965 | Wind | 10.4173 | NODEVN2950
12222790799 | generator |  |  | Ea Nam 012 |  |  |  |  | yes | wind | horizontal_axis | [6 empty] | POINT (845659.9202638469 1454984.3465026924) | 5.3965 | Wind | 10.4173 | NODEVN2950
12222790800 | generator | [7 empty] | yes | wind | horizontal_axis | [6 empty] | POINT (846218.0301032325 1454733.9460169522) | 5.3965 | Wind | 10.4173 | NODEVN2950
12222790801 | generator | [7 empty] | yes | wind | horizontal_axis | [6 empty] | POINT (846288.5963393019 1454289.882985699) | 5.3965 | Wind | 10.4173 | NODEVN2950
12381224909 | generator | [8 empty] | wind | [7 empty] | POINT (691347.7165186196 1911334.609724525) | 5.3965 | Wind | 10.4173 | NODEVN0186
12581661089 | generator | [8 empty] | wind | [7 empty] | POINT (685802.8524988132 1913987.0786210776) | 5.3965 | Wind | 10.4173 | NODEVN1043
12581661090 | generator | [8 empty] | wind | [7 empty] | POINT (686562.1800781372 1913515.9567774464) | 5.3965 | Wind | 10.4173 | NODEVN1043
12581773005 | generator | [8 empty] | wind | [7 empty] | POINT (687568.5331913203 1912932.9422666915) | 5.3965 | Wind | 10.4173 | NODEVN1043
12581773267 | generator | [8 empty] | wind | [7 empty] | POINT (697482.7463378678 1908638.8325919106) | 5.3965 | Wind | 10.4173 | NODEVN0186
11380488 | plant |  |  | Nhà máy Điện mặt trời Châu Đức |  | yes | solar | photovoltaic | [9 empty] | MULTIPOLYGON (((738554.8917842468 1170398.8529575316, 738555.0879237495 1170391.153222718, 738555.8553769554 1170342.4402415508, 738557.755128413 1170269.558573062, 738559.4241632672 1170262.5772808124, 738562.2717232961 1170254.5751987, 738658.7106165274 1170152.5568582944, 739140.4205205183 1169628.45604283, 739154.0727794459 1169628.4078027294, 739731.1865166288 1170157.1509328685, 739750.7783246676 1170170.2676445805, 739779.2190398347 1170175.136798335, 739834.136046302 1170174.6484836813, 739829.5775651112 1170279.6444141355, 739701.5867379064 1170275.2377363502, 739565.909784739 1170277.2062875605, 739402.376654493 1170273.7241640836, 739396.1765838598 1170278.9364866253, 739390.6783701888 1170308.9500908596, 739393.8052231943 1170407.8697749134, 739237.3063989102 1170406.772341165, 738554.8917842468 1170398.8529575316)), ((738549.7052728722 1170854.144636702, 738553.8145051769 1170443.337017595, 738563.4715009365 1170433.7560118658, 738900.7299328678 1170437.1664612195, 738828.5601732526 1170616.0000268577, 738735.58203667 1170853.9843705632, 738549.7052728722 1170854.144636702))) | 40.955 | Solar | 61.6244 | NODEVN1631
11987125 | plant |  |  | Nhà máy điện mặt trời Hồng Phong 1A |  |  | solar | [10 empty] | MULTIPOLYGON (((860459.8340926697 1226171.9630814805, 859114.7201635495 1226175.76107776, 859115.0392144048 1226280.726442989, 858843.5512755474 1226281.4984545663, 858594.2573324495 1225855.4285519524, 858593.81039221 1225708.231923605, 858929.5763193099 1225707.2675791446, 858929.1350642233 1225562.6511399155, 860355.9201904687 1225558.6115791583, 860459.8340926697 1226171.9630814805)), ((859211.5134841953 1225274.2251505097, 859061.0094417766 1225298.2169194059, 858551.6204810094 1225297.2700688916, 858550.7992077912 1225371.897916954, 858470.9910099944 1225371.0197058807, 858470.3751908119 1225426.987786794, 858503.2456914461 1225427.3494870726, 858502.6297877668 1225483.317584926, 858601.2083590364 1225484.4025714414, 858600.1301021206 1225582.3523650584, 858550.3019299554 1225630.779133824, 858397.7312697452 1225629.1000525067, 858398.0904685517 1225596.4538677714, 858210.3196920897 1225594.388436145, 857609.6600629846 1224498.5914578515, 858500.9816472023 1224352.117873263, 859216.9981866833 1224350.661286792, 859211.5134841953 1225274.2251505097)), ((860187.6044109119 1224254.0795718103, 860177.6839062921 1225151.940453031, 859626.0932238591 1225145.8483714294, 859625.1151014806 1225234.4745923476, 859341.1010179275 1225231.3412011804, 859231.2445167428 1224549.07946234, 859234.6103842213 1224243.5676514741, 859669.7083941081 1224171.3889833884, 860190.7805903864 1224179.4766970049, 860187.6044109119 1224254.0795718103))) | 40.955 | Solar | 61.6244 | NODEVN3963
13714489 | plant |  |  |  |  | yes | solar | photovoltaic | [9 empty] | MULTIPOLYGON (((912160.270753582 1266678.113244795, 911710.4027171123 1266997.351189935, 911706.521796193 1267204.724416738, 911983.235799256 1267210.6708400415, 912149.3981323242 1267508.834290238, 912072.198534945 1267761.8575933054, 912194.3908862538 1267834.5460314173, 912261.484892678 1267995.0663200927, 912473.5291088652 1268370.7305786894, 912609.780185049 1268444.7696716683, 912654.6075839436 1268514.1082368973, 912672.5481662403 1268577.2652105468, 912696.9430486509 1268595.0610547224, 912710.7188171978 1268617.3829587488, 912736.4163128696 1268625.876270628, 912765.7444532113 1268625.0975791598, 912777.808126561 1268599.6240178964, 912779.6963287313 1268544.872142857, 912769.8678999036 1268489.977596188, 912776.0624267092 1268464.427002795, 912774.0488640744 1268438.768699542, 912747.521407445 1268316.0569626228, 912727.8455905237 1268295.9959082387, 912645.6006966359 1268306.5638456524, 912617.5289899278 1268301.5413638602, 912582.988477879 1268252.14077315, 912564.8944800994 1268200.6398544724, 912591.8687609327 1268200.993577435, 912613.99059805 1268212.9304891017, 912627.2498275359 1268186.3089733222, 912627.6013234621 1268159.507093844, 912610.042096751 1268067.221649521, 912611.578273797 1268039.2717390624, 912621.3029103274 1268013.7674258146, 912655.824729872 1267974.5921653267, 912670.6093001841 1267920.0205598546, 912691.9241429534 1267905.151464223, 912734.9445636888 1267843.9576138875, 912749.7140087069 1267790.5493594909, 912743.2820373774 1267745.0191575028, 912736.6557393587 1267713.4714584243, 912749.9348793821 1267684.5119317623, 912673.0449842011 1267645.0504482638, 912653.3534625303 1267626.1418907766, 912638.3965636983 1267603.804703447, 912629.4006049321 1267574.553155973, 912629.7517832734 1267547.7623634422, 912661.950184264 1267507.3929226594, 912736.4513784167 1267460.5966351868, 912772.2151910558 1267416.7832562919, 912779.5640207697 1267392.4002388369, 912769.383151243 1267364.3077525222, 912743.0344166487 1267316.1782542064, 912715.0119750365 1267306.4912533052, 912690.2188007248 1267318.9877285087, 912704.7177962865 1267376.2704027528, 912697.3276004484 1267402.9800218518, 912678.2817108224 1267424.8714796233, 912654.6733841118 1267436.2199072219, 912631.4775048622 1267416.1019089685, 912616.6120704849 1267386.7734622755, 912589.8160099237 1267373.6008412247, 912560.5477558186 1267369.7265843726, 912534.6659045918 1267375.2163742774, 912510.1783336368 1267364.401223973, 912470.8097685247 1267325.4322238988, 912428.2684352603 1267260.778901102, 912407.426396277 1267239.5395053087, 912401.9189897821 1267212.6609653083, 912405.7742219227 1267187.0686206669, 912453.4986460992 1267124.772316566, 912452.8992506375 1266991.9181125576, 912476.5382043917 1266978.2427139564, 912588.4102697789 1266943.5820156054, 912639.1358818706 1266920.941906061, 912693.2851506891 1266906.5027997275, 912714.6048414088 1266890.4699892052, 912739.856387676 1266843.0168437993, 912747.2464435023 1266816.3182697154, 912740.604531821 1266785.9229420552, 912729.197063872 1266761.3052032162, 912710.6895954483 1266741.248738225, 912630.318879843 1266699.415425942, 912602.2042513783 1266696.7200222837, 912576.3372530552 1266701.0355051158, 912529.8784643314 1266666.6392020313, 912504.1793362682 1266658.1355197437, 912471.4367434613 1266650.714289289, 912411.6836649306 1266646.4412641923, 912331.0272182671 1266625.5715599444, 912275.9674801686 1266620.196676448, 912250.1419351734 1266622.1858409725, 912240.4285298777 1266647.690431427, 912238.1959966975 1266728.0691805494, 912233.1714625678 1266753.6462072884, 912217.6343050958 1266775.5838743255, 912189.4131235783 1266781.0434721923, 912172.1011045193 1266759.8395099267, 912161.8627639262 1266735.237425057, 912160.270753582 1266678.113244795))) | 40.955 | Solar | 61.6244 | NODEVN3969
16291443 | plant |  |  |  |  | yes | solar | photovoltaic | [9 empty] | MULTIPOLYGON (((906560.3553943611 1251099.0146921882, 906415.1798626257 1251258.0467269595, 906238.6071351817 1251118.2299420116, 906278.0759484663 1250967.1810173553, 906436.9140236924 1251025.161911816, 906560.3553943611 1251099.0146921882)), ((906123.2824492236 1251144.7404902875, 906390.6742308404 1251339.3444144842, 906304.2729772232 1251489.7953202007, 906382.5077463689 1251612.0379577042, 906578.6511498069 1251504.9490351395, 906915.5021049846 1251772.7142651249, 906633.8587656529 1251960.3094458424, 906211.9044172576 1251740.4288750566, 906141.2756385466 1251573.9827945235, 906047.665709202 1251369.9468000324, 906060.407655166 1251290.8374277835, 906123.2824492236 1251144.7404902875))) | 40.955 | Solar | 61.6244 | NODEVN1641
16291454 | plant |  |  |  |  | yes | solar | photovoltaic | [9 empty] | MULTIPOLYGON (((944736.048273517 1329856.8856827172, 944740.2713306532 1329373.627518997, 944719.6377902029 1329375.5165024777, 944667.4523117915 1329420.8051917783, 944649.1034403457 1329467.3385220226, 944629.4010639316 1329505.7921850046, 944607.7004165528 1329530.3364288802, 944556.9992517483 1329574.9154972015, 944499.6316193559 1329622.3224690603, 944477.9853306361 1329642.4774652512, 944458.7276324779 1329650.960996995, 944412.8578339559 1329667.830133851, 944390.2529967937 1329703.3251424124, 944387.7287575149 1329774.2052395176, 944391.7141099102 1329802.7887616418, 944412.5365417472 1329838.1848929564, 944436.64543749 1329899.2386066092, 944450.5037246787 1329908.2132030954, 944708.8396258513 1329905.4714256853, 944717.7645989454 1329899.0187173036, 944726.1320331554 1329880.8618975675, 944731.3364687806 1329877.2807123796, 944736.048273517 1329856.8856827172)), ((945409.7877633907 1329860.7491929703, 945226.8425900462 1327828.9535923745, 944782.5496588077 1327835.9808185275, 944746.3592284811 1327896.9834664448, 944721.5154280672 1328015.7464448158, 944775.3122648783 1328215.3505473402, 944805.6195983647 1328483.473645317, 944819.0449727315 1328713.07743423, 944834.9156296698 1329069.886372823, 944846.0697463662 1329300.897949024, 944839.9400822216 1329867.673344027, 944851.3136062791 1329877.8750975553, 944866.3117953597 1329882.8425816668, 944886.5383460623 1329885.559600549, 944902.6381555826 1329886.896123568, 944922.5394631111 1329910.0511617193, 945146.086966892 1329880.6333369003, 945180.5250731057 1329876.621711667, 945207.6369114581 1329873.5544759892, 945409.7877633907 1329860.7491929703))) | 40.955 | Solar | 61.6244 | NODEVN2805
18085407 | plant |  |  |  |  | yes | solar | photovoltaic | [9 empty] | MULTIPOLYGON (((901599.4129214978 1245684.9089999606, 901374.1390525703 1245682.0864832962, 901155.7847701098 1245219.9701931723, 901175.0765979474 1245178.240106203, 901345.2126678736 1245180.3697019652, 901435.4214524154 1245005.4355651883, 901440.2128107119 1244904.0567512626, 901594.0008781098 1244898.9909254399, 901596.1499431655 1245008.611815889, 901701.781004216 1245007.6082553451, 901845.4099940397 1244970.9265678555, 901844.7950335091 1244926.6091419992, 901952.7340960307 1244929.1365830475, 901959.1962608732 1244974.6907865312, 902054.0403524139 1244992.2011240786, 902114.2945295991 1245053.5877796195, 902062.7519110919 1245139.2230768895, 902055.544867531 1245246.4003556068, 901607.2274797701 1245248.946583602, 901599.4129214978 1245684.9089999606)), ((901877.1954455865 1244097.119331952, 901742.8376833375 1244095.4367776175, 901740.5987269102 1244133.6021279788, 901892.7841587379 1244281.2569685867, 901888.1330578865 1244605.3388889295, 901926.641679938 1244716.5902756243, 902290.8832290063 1244728.1600939254, 902290.9645854094 1244487.9634995898, 902068.4022122833 1244267.1363280907, 901877.1954455865 1244097.119331952))) | 40.955 | Solar | 61.6244 | NODEVN0524
18089018 | plant |  |  |  |  | yes | solar | photovoltaic | [9 empty] | MULTIPOLYGON (((865317.8876710986 1414922.8537715403, 865075.8804516447 1415087.3349844965, 865110.2368144004 1415114.1572448486, 865385.818942551 1415182.0678116272, 865515.9015200778 1415225.190409692, 865746.4332853152 1415146.4817405588, 865779.2510260534 1415134.446587614, 866035.1528619102 1415078.0926825958, 866127.624537904 1415076.3951818005, 866198.4611357248 1415078.769537949, 866262.3077655041 1415101.9123411858, 866341.9029862968 1415103.814137161, 866383.3587923995 1415100.5882748703, 866353.3190437998 1414943.7233246397, 866142.3991116278 1414949.670177237, 865317.8876710986 1414922.8537715403)), ((864854.3154139102 1415022.4998799588, 864873.6511439423 1415030.52744149, 864945.3643959195 1415032.3228685048, 865017.705971055 1415053.5456944127, 865082.13951763 1415054.9699724934, 865264.4139593679 1414919.6993783345, 865003.2223452049 1414911.3758229143, 864854.3154139102 1415022.4998799588)), ((864791.6581014583 1414996.484807742, 864807.9484509109 1414992.874541475, 864830.0916069187 1414994.026098069, 864949.0073093155 1414909.2204741074, 864820.1616704256 1414905.5201598757, 864767.9410891205 1414861.9608985614, 864690.6208965573 1414954.5517569366, 864791.6581014583 1414996.484807742))) | 40.955 | Solar | 61.6244 | NODEVN4031
18089020 | plant |  |  |  |  | yes | solar | photovoltaic | [9 empty] | MULTIPOLYGON (((933311.4725396577 1270634.8406437864, 933088.3218091177 1270548.720243031, 933088.659221309 1270524.2511458353, 932977.6465612428 1270493.8797086587, 932968.3459894218 1270423.8218463254, 932966.235648867 1270364.3486773921, 932918.1092016414 1270366.6004816277, 932915.9839436791 1270393.084366292, 932841.7788224822 1270372.5426511515, 932866.5820975525 1270318.1068350826, 932904.4360704499 1270273.4607677602, 932899.114563446 1270191.520273078, 932906.6620501187 1270133.3440752814, 932931.1432302974 1270080.0786913568, 932953.8990796935 1270088.5501595014, 932967.9864580096 1270045.3278404665, 933071.8683375237 1269976.8297982228, 933096.4122351529 1269940.4574736715, 933122.943063431 1269951.8961983556, 933133.4537953315 1269976.2155589298, 933153.7698979143 1269991.9468889856, 933160.4220757113 1270041.5735704408, 933177.2976220215 1270114.939331675, 933179.8496525071 1270142.3634120077, 933197.8523937457 1270240.2185410818, 933372.4002177508 1270193.6783094478, 933394.9684469348 1270364.730058888, 933282.8085729713 1270353.273546288, 933288.401798044 1270543.033751735, 933311.4725396577 1270634.8406437864)), ((932062.4024446637 1271079.213671099, 932027.4877252793 1271039.1300365701, 932064.1565526153 1271006.571082977, 932081.2963897765 1270954.3574526864, 932098.3880626641 1270905.645697246, 932071.9887146936 1270778.2486405119, 932025.8535577559 1270721.6729353745, 931983.846621321 1270705.9432309372, 931970.016924077 1270717.8234553204, 931946.4859453614 1270692.6162261902, 931956.2763752507 1270663.6110899774, 931920.4149749246 1270656.533958496, 931895.18567532 1270584.6842237618, 931900.6229873698 1270531.1568724453, 931910.6909126805 1270481.1735641, 931931.1519047882 1270485.5670939889, 931941.615108178 1270492.7049798474, 931932.6233061058 1270506.5693086889, 931951.862039976 1270515.5680719754, 931956.8663542406 1270534.8676129582, 931973.8429981994 1270537.428741374, 931982.5221999593 1270546.2933836484, 931971.7945737492 1270558.3825574091, 931993.4284441073 1270563.3464798764, 931991.5964533406 1270568.5640088592, 932003.1812156696 1270579.2088145684, 932001.2690419187 1270590.2554202897, 932023.265913842 1270610.952554894, 932055.2828449642 1270628.8724735929, 932074.0805209803 1270626.215996767, 932102.6977968926 1270635.3550097053, 932142.1812390473 1270664.4507024433, 932151.8937944017 1270683.2276629966, 932184.0038456453 1270693.5786629326, 932216.896645883 1270689.9524433357, 932212.5323198198 1270653.5589615246, 932213.5672931876 1270633.9655762492, 932224.4093331997 1270655.6732125017, 932234.3622365347 1270656.9851043313, 932245.1963193098 1270679.2690155562, 932234.154989555 1270702.2272286376, 932238.201727665 1270718.798121912, 932253.4905615384 1270716.0934681694, 932255.5951893013 1270691.0725424746, 932264.3115532757 1270696.435265051, 932268.6943508269 1270676.6773556971, 932274.134344169 1270665.1029249434, 932280.383191162 1270679.7533522935, 932304.3562303212 1270684.7497334126, 932304.8101195709 1270694.6651049866, 932321.6441118342 1270749.6741401656, 932312.1611313995 1270757.1139799408, 932293.9910100314 1270756.2763811932, 932266.9651700051 1270759.4068927716, 932253.8019599225 1270778.4564776951, 932232.5580605699 1270788.0620837011, 932252.2152761798 1270808.7383603966, 932262.2244235668 1270805.9610470196, 932261.6068710688 1270850.8206845736, 932263.1180758749 1270868.908452471, 932263.5611757576 1270878.8125886766, 932274.0000735966 1270887.7016005055, 932272.3973172352 1270919.1470913126, 932291.745033825 1270919.4134702734, 932315.4372659221 1270944.7895973278, 932339.4690916807 1270946.295416421, 932357.406536669 1270964.0219519383, 932365.5559740514 1270955.765727396, 932360.0827076051 1270939.585245878, 932362.7858301748 1270913.9850860285, 932387.9233546914 1270920.1503743916, 932398.1650833316 1270900.4842320255, 932410.3851012471 1270907.0591000712, 932448.286505033 1270838.2392826471, 932476.0040321675 1270826.9606069422, 932470.8687630657 1270816.4043654373, 932501.1370485635 1270790.596384212, 932523.5107149436 1270783.910515165, 932542.7686169612 1270748.6402841187, 932572.1579315583 1270743.7912705159, 932577.4339945733 1270731.4276295707, 932560.4815147666 1270727.11517427, 932560.7899796721 1270717.4208687197, 932586.6944397741 1270710.78365723, 932598.2067981584 1270726.6705368708, 932586.8164149338 1270743.9931980248, 932604.8501088683 1270754.738242461, 932602.9938821814 1270761.70671722, 932585.7233575487 1270781.2760217176, 932597.9513560323 1270787.2746975317, 932563.8290904174 1270838.079507071, 932576.6005642731 1270889.5414208714, 932611.4181196601 1270916.8224032656, 932624.9229493195 1270915.8446536986, 932643.2180460563 1270894.9150784696, 932636.6074884954 1270876.3800935172, 932663.8821349146 1270855.197387799, 932676.668299508 1270863.53145721, 932684.3835524977 1270856.6437197844, 932668.7883645943 1270839.525604076, 932682.4859524317 1270824.5624161887, 932700.5241180947 1270822.2838104484, 932703.2040923116 1270810.283429458, 932754.3073624782 1270804.5810789685, 932752.8045093047 1270785.9058493152, 932766.8114156763 1270791.3416615736, 932791.8243535894 1270763.7212361533, 932784.0947454758 1270758.161331918, 932785.089932736 1270741.482407829, 932807.6995221168 1270718.4841734124, 932815.6999407255 1270733.7463959095, 932808.1544723127 1270770.3529150595, 932823.5317170181 1270761.2431397885, 932843.2611039776 1270776.6670456533, 932809.7778140192 1270780.284469251, 932798.4463413551 1270794.1164118499, 932791.0453791742 1270820.2393657959, 932787.4459283425 1270856.1132944801, 932798.3270857912 1270930.471278135, 932810.8040091556 1270918.406427957, 932832.9798311741 1270926.8700199923, 932845.3282898592 1270924.125134721, 932853.0104120213 1270877.6113165813, 932867.0021427851 1270926.1752242665, 932858.527901636 1270945.289309216, 932867.2069385329 1270954.1432370236, 932882.1144191746 1270936.2816799094, 932934.1911595487 1271029.651797384, 933109.03548145 1271300.4324198498, 933127.8485123292 1271339.4421611142, 933126.692656422 1271359.8210238635, 933115.8778891079 1271399.5857603138, 933045.238125346 1271461.5467042688, 933017.949695191 1271547.1164917, 933031.4295497113 1271590.719022051, 933032.4819616845 1271642.008721328, 933048.9820368215 1271657.6766181316, 933053.1792092455 1271672.0109025997, 933055.7846559694 1271716.915425122, 933027.340575248 1271738.0814987265, 932989.0796913488 1271790.8792132933, 932920.1801446911 1271832.170031529, 932923.9805727664 1271854.6567237943, 932908.2000034093 1271871.6304373485, 932907.9025818115 1271893.1849371241, 932940.0945425788 1271898.2955750395, 932986.0374629064 1271883.777612414, 933082.3903990566 1271871.7068140048, 933185.4310940822 1271841.66145866, 933253.2880288993 1271854.536066631, 933278.9932746369 1271840.9139207762, 933358.2056373658 1271774.1173954157, 933391.4827265084 1271721.2621507668, 933439.4571890286 1271666.5704278287, 933392.3262037373 1271596.865044134, 933384.1050772776 1271597.627154507, 933377.4936145538 1271587.9147873416, 933374.0111007593 1271542.4215968342, 933279.1244808052 1271555.0885174882, 933274.2581364282 1271567.8456998172, 933262.1497962262 1271573.7969799233, 933242.2241064159 1271572.6462361498, 933241.9852772409 1271568.5639704082, 933271.6649920049 1271522.0655809736, 933277.6992539633 1271488.0651071349, 933295.9480783361 1271461.8037451128, 933312.8102135139 1271451.2516630015, 933321.5517290548 1271434.1808193855, 933319.846649793 1271408.8077994953, 933311.8265255291 1271395.008132986, 933358.3592206651 1271359.2280264944, 933399.3724239203 1271320.1684135117, 933461.2530665019 1271256.0474649605, 933467.1013164411 1271236.3207977978, 933449.3948687246 1271159.152110223, 933287.7328907792 1271207.9074612434, 933275.046610144 1271128.1924624948, 933287.1390346943 1271123.404745052, 933255.3024268615 1270986.3199352794, 933330.6631528937 1270965.801285744, 933292.1816936876 1270864.1716256288, 933262.9658134743 1270813.6459503882, 933238.8070510768 1270715.1292500545, 933236.5911010632 1270641.965487749, 933074.1600489723 1270575.9138344938, 933064.9425024075 1270648.9197797563, 933046.3583641748 1270678.0918564585, 933031.902619144 1270684.5873299725, 933032.3000478182 1270698.5809699285, 933065.0485255005 1270705.4502749941, 933106.7654099863 1270700.1953455626, 933124.245007853 1270708.3061577235, 933143.647117269 1270726.0534444114, 933156.3588030066 1270761.1881465116, 933189.0242901838 1270838.2634138362, 933207.9742609601 1270867.3768759689, 933107.9090768003 1270935.9262410207, 933019.0323457826 1270980.4445338058, 932962.7649782046 1270998.3120214078, 932931.4385562913 1270931.1536879633, 932911.6541200397 1270856.2959354492, 932885.4736060265 1270776.6836508273, 932862.1429332372 1270725.0869878998, 932867.7018065613 1270640.6584358893, 932821.8757038272 1270625.1741409576, 932764.1581494195 1270642.7339872874, 932755.6358627245 1270665.3389254415, 932703.6718026776 1270648.595315152, 932715.1432911382 1270581.7501090262, 932681.2550021159 1270551.267537972, 932634.8287664016 1270557.9102126835, 932586.7473949734 1270599.788559988, 932553.6375865535 1270619.1508199414, 932537.2094868802 1270641.059420874, 932493.0407482509 1270611.6104102787, 932460.7550069639 1270598.1309701072, 932385.8490084293 1270569.77744042, 932297.0714352753 1270531.7009366076, 932288.1096065871 1270501.2738561644, 932207.703523467 1270526.979525736, 932202.4493952645 1270503.597536203, 932157.3238251375 1270522.2073623107, 932048.387678717 1270489.5293488349, 931980.022221343 1270449.839378713, 931902.440812417 1270419.6327040636, 931855.6367959369 1270325.7507894144, 931802.4131274391 1270357.6503190186, 931802.1194730053 1270400.4858109055, 931754.4879073066 1270430.4227879874, 931755.3909265804 1270492.782481105, 931769.2096306916 1270532.597611261, 931750.0367232319 1270541.0792847092, 931709.312870459 1270580.720993972, 931717.360608393 1270614.0502398934, 931632.7857124229 1270644.0668756126, 931686.9151577055 1270845.26421915, 931864.170613369 1270771.366322615, 931938.8434258383 1270757.8179499356, 931962.577328234 1270758.7318769558, 932044.680379236 1270823.3727145076, 932079.0739000929 1270945.0495547364, 932066.8454245247 1270959.744919684, 932034.1302758948 1270993.3891070164, 932017.837440879 1271026.9600163407, 932039.9265993589 1271104.4751400687, 932062.4024446637 1271079.213671099))) | 40.955 | Solar | 61.6244 | NODEVN2777
18092595 | plant |  |  |  |  | yes | solar | photovoltaic | [9 empty] | MULTIPOLYGON (((936509.9390101896 1267112.197535895, 936061.8243456532 1267109.4927915644, 935988.5305426333 1267319.448568671, 935952.9109025453 1267434.3556709315, 935902.471102323 1267518.7415739382, 935871.7624785516 1267618.5641560666, 935814.3792142847 1267695.8706959672, 935818.8272824415 1267713.412436725, 936617.3077368853 1267745.4600402634, 936512.375749462 1267444.4344400642, 936509.9390101896 1267112.197535895)), ((936532.3980778885 1266168.329458917, 936523.6080105283 1266972.5114051858, 936127.1371183861 1266968.1833508932, 936125.085001549 1266862.0876346303, 936287.1123625177 1266344.4465554755, 936390.588983281 1266158.207592552, 936532.3980778885 1266168.329458917))) | 40.955 | Solar | 61.6244 | NODEVN3981
18092597 | plant |  |  |  |  | yes | solar | photovoltaic | [9 empty] | MULTIPOLYGON (((917147.1700203296 1287945.6459558585, 917582.5840456889 1288078.46296773, 917733.7094377314 1288085.1559760545, 917846.4590694727 1288068.0476828923, 917948.1279417975 1288004.1996260087, 917965.9550356101 1287985.7995729567, 917967.3704436773 1287968.35275147, 918021.701199945 1287937.6451942453, 918053.9591234454 1287892.6536763208, 918050.8033246892 1287865.8247975854, 917796.7536038933 1287842.6033652162, 917722.1783057164 1287810.1455552396, 917671.3001341992 1287758.2254406712, 917551.1360697006 1287715.8331469416, 917408.2861571915 1287704.5985619598, 917264.8874971811 1287734.1070888117, 917154.0443980476 1287870.0350746824, 917135.9983594146 1287904.734625102, 917147.1700203296 1287945.6459558585)), ((917240.3946816678 1287638.2805208582, 917453.4169611329 1287660.9437683432, 917477.2350719087 1287633.3150153272, 917526.4243301101 1287636.305302358, 917531.9291751822 1287663.1656282863, 917653.3565430638 1287698.5818093342, 917707.263268782 1287699.3087265512, 917766.3744173392 1287661.6721222145, 917783.220993975 1287629.2948727973, 917775.9441949754 1287560.4746811863, 917736.4724406921 1287531.9925432529, 917567.6068331024 1287537.8725344893, 917315.7471031842 1287526.3220359306, 917242.4418005648 1287573.0884633495, 917240.3946816678 1287638.2805208582))) | 40.955 | Solar | 61.6244 | NODEVN3929
18092598 | plant |  |  |  |  | yes | solar | photovoltaic | [9 empty] | MULTIPOLYGON (((897921.7484475211 1698788.2963475606, 897962.2955250342 1698831.2765198036, 898398.147515185 1698834.9992519377, 898392.9596007214 1698705.3257695907, 898775.7047987862 1698710.6495495487, 898778.2829685726 1698524.679244046, 898452.8644370697 1698396.5625006377, 898111.6011545784 1698376.9479533779, 897931.0114558137 1698409.413001774, 897921.7484475211 1698788.2963475606)), ((898180.0463826017 1698086.8082448896, 898393.6744874795 1698214.3335122108, 898690.3410470346 1698210.253536891, 898678.3184943558 1697969.1997648664, 898551.1171555653 1697916.5526452668, 898242.2425108235 1697689.910168074, 898174.0846259585 1697760.988993762, 898180.0463826017 1698086.8082448896))) | 40.955 | Solar | 61.6244 | NODEVN3860
18092599 | plant |  |  |  |  | yes | solar | photovoltaic | [9 empty] | MULTIPOLYGON (((923174.7728437418 1278714.3604442317, 923092.4457612785 1278559.4565325268, 923026.4040331676 1278414.0946590141, 922906.1513692774 1278288.9674719307, 922766.059171075 1278070.3759891398, 922653.7558586452 1277877.7857176317, 922520.3017729525 1277514.8098270714, 922731.5857944547 1277499.0276804513, 922672.0400642222 1277393.3662568436, 922925.8594604386 1277180.0974922962, 923143.931767479 1277183.0507396555, 923223.1258827397 1277396.1742501073, 923347.5003599811 1277390.8665093547, 923593.0257310136 1277962.754821259, 923023.4064175186 1277943.3716737288, 922997.1017721767 1277980.2983154801, 923322.0223948837 1278231.69838604, 923315.5966761508 1278359.7639527665, 923376.1278863308 1278565.631804205, 923388.7053153393 1278675.3247752974, 923296.4134395474 1278736.979612601, 923174.7728437418 1278714.3604442317)), ((922343.601912249 1277747.7645080106, 922357.3770417268 1277770.083351293, 922381.8703466625 1277779.735392783, 922406.5369412352 1277776.577987713, 922426.6891566548 1277760.536621695, 922451.6728643673 1277646.6987138544, 922453.9719407008 1277564.007131555, 922437.0562599223 1277513.6836502713, 922359.2692816323 1277542.9210232587, 922307.6759852993 1277543.3869744143, 922279.3801836446 1277554.6635135026, 922263.8371845793 1277576.585821625, 922309.7816417601 1277647.1067997776, 922343.601912249 1277747.7645080106)), ((922706.6005911806 1277265.671133872, 922802.8567822536 1277257.653169816, 922829.8866593769 1277167.1501019977, 922784.3096038918 1277068.6599015596, 922699.5466176077 1277093.1476762553, 922648.8333071569 1276854.788571697, 922390.560180281 1276876.919682541, 922617.749240881 1277245.827391376, 922706.6005911806 1277265.671133872)), ((921679.7350598342 1277674.7109801508, 921698.2660741676 1277691.2751201296, 921724.0340635559 1277693.9505258242, 921748.6690497058 1277693.1195669058, 921795.8887359491 1277669.286553174, 921823.9793477042 1277673.1681904283, 921870.5018058724 1277701.7586609274, 921928.0570574695 1277694.3793822783, 921949.3781883796 1277678.3535719584, 921950.1337491248 1277622.4398261933, 921898.7454499113 1277520.393065152, 921875.180401925 1277442.0073370533, 921856.6854713955 1277421.9525147204, 921828.5630384227 1277420.4089678535, 921802.5697163822 1277435.2080978374, 921740.9972502149 1277566.0291786008, 921687.3432886323 1277631.7127274994, 921679.7350598342 1277674.7109801508)), ((921675.2242151857 1277313.4839474722, 921691.2290143089 1277431.3660666146, 921718.0138335647 1277444.5505347026, 921785.4123398268 1277403.5122860395, 921793.9334047105 1277380.3313017571, 921795.8998014864 1277234.718682245, 921775.4170316544 1277187.8389064579, 921659.2616296274 1277193.2639890895, 921572.6968587975 1277178.120209326, 921520.6681301786 1277210.0346860813, 921439.4419767316 1277233.4094296198, 921419.988101857 1277284.4047358194, 921431.3988263498 1277307.8657445875, 921456.0498753391 1277305.8598997542, 921478.519463693 1277292.187728166, 921595.9487864481 1277279.786071908, 921648.5177909646 1277294.4821549272, 921675.2242151857 1277313.4839474722)), ((921214.0156494733 1277167.4520615353, 921213.2773738776 1277222.2019086706, 921232.9733655769 1277239.9449916137, 921258.7259582209 1277243.7833560912, 921282.4009810494 1277226.6251686537, 921287.4611425593 1277199.8953364373, 921307.6332636094 1277181.5262208492, 921421.3081574712 1277186.5617571238, 921469.7082223285 1277162.7440126417, 921506.5717129664 1277124.795275067, 921511.6054373742 1277099.2287447627, 921457.357441815 1277035.591049933, 921429.3920051138 1277022.3910378376, 921319.3136114543 1277011.5857342326, 921240.2687801116 1277046.6384880014, 921232.127186239 1277129.250266847, 921214.0156494733 1277167.4520615353)), ((921361.5560512412 1276922.4516408606, 921349.6108231584 1276677.6166797807, 921268.3136903883 1276619.4334487552, 921254.7726928934 1276579.6412177752, 921297.98285096 1276593.0353340055, 921348.8969428604 1276643.8268369304, 921364.2039185506 1276639.367384731, 921362.1300365885 1276532.1581520364, 921395.0802784469 1276435.894308276, 921422.0969818641 1276432.767493434, 921485.2621035469 1276531.4800075847, 921530.5122651524 1276567.0453385056, 921705.186928026 1276570.5655018473, 921763.6411379693 1276584.1771016489, 921791.3241871982 1276618.3310870647, 921732.828652 1276694.4451566804, 921708.0514352918 1276705.7587959168, 921711.3186237841 1276724.4441437798, 921733.4115568801 1276738.717707304, 921767.9321643575 1276786.9504889299, 921728.90237352 1276812.058203108, 921660.8681627691 1276813.4785002454, 921652.4886586347 1276826.1771238034, 921682.8509672837 1276835.9074901124, 921777.7649401661 1276840.6796384403, 921758.5304495255 1276875.3751533167, 921732.6941619881 1276878.5174951102, 921728.9239031454 1276897.1078686905, 921765.7464191384 1276948.8739477007, 921766.5491917125 1276976.84669226, 921744.4464009812 1277049.9496945774, 921690.9806960244 1277101.649570478, 921776.9588242304 1277161.0725864016, 921739.2874243574 1277172.2119871757, 921712.3497436368 1277169.520924388, 921681.0230253662 1277144.6272180958, 921653.5136018987 1277097.6527556141, 921642.3858414863 1277053.2268253958, 921712.3433734116 1276995.919925873, 921709.3906602669 1276953.9427751622, 921684.3090994586 1276901.171556545, 921574.4501256377 1276874.054589416, 921507.9328022373 1276937.2377456662, 921361.5560512412 1276922.4516408606))) | 40.955 | Solar | 61.6244 | NODEVN3974
18092600 | plant |  |  |  |  | yes | solar | photovoltaic | [9 empty] | MULTIPOLYGON (((920739.2708094392 1282281.073678884, 920900.9891719811 1282460.3191617595, 921721.5554727279 1282469.1061888868, 921718.6052655079 1282340.9263748208, 921535.349864532 1282194.0002367748, 921514.2667391746 1281846.5786929876, 921117.8950730988 1281852.8605090666, 921102.5097088937 1281950.5020361478, 920989.375671573 1281993.2357561688, 920975.8875176341 1282123.5193996485, 920867.9880940247 1282126.7144187402, 920739.2708094392 1282281.073678884)), ((921547.1812603115 1281320.4800281643, 921858.9366225787 1281329.3686232066, 921862.9949109855 1281548.4207454687, 921916.0414064067 1281614.3844929691, 921930.620812812 1281749.704361104, 921812.9230890182 1281783.05318687, 921826.713093407 1281976.6136627914, 921636.6535284873 1281985.685843525, 921600.5652670927 1281880.364440129, 921601.732858849 1281794.1780627796, 921541.5977884028 1281732.784814442, 921547.1812603115 1281320.4800281643)), ((921952.6204823321 1281337.6203858294, 922147.1507993694 1281344.9233817484, 922144.8453208209 1281687.375444954, 922060.6001358898 1281674.584831679, 922064.2442597693 1281579.1109334752, 922013.6731864801 1281503.8708000244, 922009.9964229239 1281429.2664968236, 921958.5517984779 1281419.248471324, 921952.6204823321 1281337.6203858294))) | 40.955 | Solar | 61.6244 | NODEVN3930
18092601 | plant | [5 empty] | solar | photovoltaic | [9 empty] | MULTIPOLYGON (((914391.3775765602 1269951.5734628667, 913779.8781109699 1269542.6635725403, 914032.7002992632 1269224.3877798144, 914375.0517020246 1269410.6742209846, 914489.039004503 1269838.6630002346, 914391.3775765602 1269951.5734628667)), ((914616.8287935979 1270108.3534186308, 914732.6421040862 1270219.4157266153, 914954.1710099024 1270317.8898151352, 915072.3646186034 1269715.8512499814, 914554.0218809675 1269378.9573538115, 914479.8483956303 1269467.9972286592, 914608.3741230547 1270038.3261874442, 914612.4784158543 1270082.6635878365, 914616.8287935979 1270108.3534186308))) | 40.955 | Solar | 61.6244 | NODEVN3968
18122774 | plant | [5 empty] | solar | photovoltaic | [9 empty] | MULTIPOLYGON (((944565.2009811187 1309589.9554992404, 944108.0123246175 1309525.0718353537, 944038.0291031189 1309342.4430752415, 944322.03570562 1309231.3256567307, 944653.4501613196 1309243.1576013712, 944664.1869458297 1309391.1671669453, 944565.2009811187 1309589.9554992404)), ((941960.874968143 1310294.7641870577, 941962.6855685122 1310008.4056783458, 942200.0155725831 1309962.9652119062, 942211.6945100111 1309562.6673882462, 942325.9310561289 1309522.4230794914, 942350.5853885864 1309437.7988710052, 942255.7546399082 1309432.9294839895, 942205.3066618489 1309114.372689251, 942395.1839027493 1309110.146007232, 942353.1174476112 1308860.4079934196, 942142.8474729017 1308816.6049570201, 941926.8023607961 1309332.6848506883, 941979.6443875596 1309445.792909551, 941975.9537984997 1309538.2927931214, 941903.9829664516 1309653.6577052502, 941696.4444947611 1309906.7553498866, 941688.3406166217 1309980.5672315517, 941922.7951384145 1310294.7876040386, 941960.874968143 1310294.7641870577)), ((942207.1455171094 1311648.6918325427, 942250.5394204706 1311645.83114763, 942342.7624470398 1311507.4828718002, 942380.5820216998 1311404.4267615443, 942458.5004249024 1311363.6568158919, 942551.0298593548 1311204.3611320218, 942572.2313791998 1311116.195013414, 942508.3132086615 1311000.0184163814, 942479.7146656015 1310871.5519940502, 942322.6734448695 1310875.0878466712, 942317.7618460594 1310487.3631357367, 942396.4610699257 1310473.3754359286, 942399.0109235253 1310379.1181002983, 942319.572141956 1310362.8313722142, 941888.9447340491 1310406.6371992729, 941929.8906945297 1310652.8549856383, 942129.1931183138 1310644.1109593865, 942256.2540285843 1310769.3518444763, 942234.1517860442 1311081.0130753454, 942126.1455222417 1311176.0537524405, 942046.3478218201 1311185.3695615008, 942016.7456749189 1311287.3812343206, 941933.7551895599 1311354.861213586, 941931.0198594269 1311461.9082021827, 942029.6754048446 1311526.2088382381, 942035.301899924 1311622.90164372, 941999.9046218803 1311720.1729834722, 942143.8828274517 1311729.2508698916, 942157.9167094962 1311650.3037140567, 942207.1455171094 1311648.6918325427))) | 40.955 | Solar | 61.6244 | NODEVN3935b
18122790 | plant |  |  |  |  | yes | solar | photovoltaic | [9 empty] | MULTIPOLYGON (((924272.8744653605 1267757.309929471, 924251.075458461 1267808.2972537787, 924316.9677776091 1268837.0927141423, 924892.300870476 1268793.579010276, 924804.1258464856 1268547.6509227897, 924800.936407859 1268263.2378010359, 924765.7180492221 1268265.1008561796, 924723.0399745556 1268124.667285388, 924600.6000730381 1268157.9819848833, 924538.0078665606 1267928.7044843002, 924721.8416384385 1267865.9276470009, 924720.8437747792 1267765.678803343, 924272.8744653605 1267757.309929471)), ((922899.9034123225 1267450.9673089376, 923972.4801243944 1266981.7313235826, 924049.8586973755 1267246.171440604, 924186.950089772 1267256.7512910878, 924230.6258391123 1267715.3675685478, 924082.8814112006 1267754.7495638952, 924181.3335234312 1267891.854189109, 922997.0100314446 1267884.6478655573, 923386.43995416 1269649.3432628897, 922513.9225707768 1269727.6269663856, 922524.088581553 1269407.292538618, 922112.2337590104 1268807.4231738409, 921564.9237028739 1268796.8789994621, 921544.1763496414 1268769.791831415, 921542.0159035848 1268296.3208791693, 921614.6729651832 1268279.2407218828, 921552.0112232338 1267987.6353385285, 921665.9700073979 1267974.0120030832, 921675.1228799946 1267904.4908673172, 921887.2301608741 1267875.0051375665, 922685.259610873 1267537.8225716546, 922899.9034123225 1267450.9673089376)), ((920278.9978431623 1264673.554968625, 920835.964994946 1264778.8818526517, 921418.8232427334 1264175.9295797017, 921461.7273126899 1264125.21183825, 921759.274097058 1263805.1721479672, 921731.5906608186 1263769.836528617, 921738.1482280903 1263630.0495268349, 921616.1975321621 1263626.093866044, 921256.8502875364 1263479.097383852, 921204.5982415348 1263350.185703443, 921297.9553561647 1263211.567894236, 920734.9414462241 1263029.2263014237, 920623.2736902222 1263309.8125546132, 920712.0957569117 1263511.4678180614, 920642.5659163927 1263799.5969123547, 920739.1600633492 1263945.4115846176, 920660.5394763139 1264035.2742243072, 920611.1041942111 1264223.4290478376, 920514.8741957047 1264226.8126918948, 920462.2712825844 1264300.7085277857, 920476.610676284 1264457.0747067577, 920278.9978431623 1264673.554968625)), ((921995.6060916305 1267008.7897094374, 922948.6216781685 1266793.1446741936, 922964.0077014125 1266870.277391508, 923206.0488445731 1266840.8893450527, 923201.6021004505 1267171.8201105536, 923046.7010796688 1267176.7320988236, 923037.5950044538 1267330.4511195149, 922527.8656330936 1267554.3620989532, 922347.3161515367 1267547.273492101, 922261.4419078154 1267478.527652581, 922188.6042560549 1267486.8714221101, 921995.6060916305 1267008.7897094374))) | 40.955 | Solar | 61.6244 | NODEVN3940
253422818 | plant |  |  | Nhà máy Nhiệt điện Bà Rịa |  |  | gas | combustion | [9 empty] | MULTIPOLYGON (((737016.1972573933 1160463.8754426858, 737091.1997220591 1160433.3887738725, 737143.3062424436 1160412.2047951906, 737157.2854917853 1160406.5253441304, 737175.3078491263 1160386.2020290005, 737259.9945696437 1160345.6692853528, 737280.3092789904 1160335.95067643, 737294.5568950742 1160292.929911714, 737310.2374505021 1160267.622470149, 737326.0082398091 1160229.226165434, 737305.6181603927 1160149.7631310094, 737273.90193838 1160029.4045971255, 737071.796338861 1160111.960166779, 736959.5680110774 1160087.3102698312, 736951.4134513428 1160089.9539301775, 737026.6645353483 1160266.8531381139, 737004.9993714433 1160277.0936963256, 736981.2992363076 1160288.659079973, 736957.9195224199 1160304.5861466406, 736949.0636750318 1160315.257892882, 736947.6176744006 1160329.6540911682, 736948.5713882375 1160339.0545264217, 737000.0818453906 1160460.1352951236, 737016.1972573933 1160463.8754426858))) | 0 | Gas | 0 | NODEVN3294
413671797 | plant |  |  | Nhà Máy Thủy Điện TTC H'Mun |  | yes | hydro | water-storage | [9 empty] | MULTIPOLYGON (((842232.3305475586 1528374.1352098873, 842240.2707110725 1528385.194461704, 842262.8568236615 1528369.1770639673, 842239.4932243184 1528336.6477524843, 842222.7310763737 1528348.5440874246, 842238.143692805 1528370.013985224, 842232.3305475586 1528374.1352098873))) | 14.5654 | Hydro | 52.0469 | NODEVN4001
423390870 | plant | [5 empty] | hydro | [10 empty] | MULTIPOLYGON (((501869.64367138484 2560976.6022593286, 501854.02579569933 2560955.8436986944, 501844.0650326164 2560963.2594926064, 501859.6829157642 2560984.0069727898, 501869.64367138484 2560976.6022593286))) | 14.5654 | Hydro | 52.0469 | NODEVN3749
434614341 | plant |  |  |  |  | yes | hydro | [9 empty] | 1 | MULTIPOLYGON (((809443.1830253138 1760430.692057915, 809448.8725694643 1760448.6355574124, 809493.9114042931 1760434.5503443063, 809488.2326041851 1760416.6069762686, 809482.2044146906 1760418.4950211446, 809459.2222029476 1760425.6752112845, 809443.1830253138 1760430.692057915))) | 14.5654 | Hydro | 52.0469 | NODEVN3323
469058177 | plant | [5 empty] | hydro | run-of-the-river | [9 empty] | MULTIPOLYGON (((747002.3164542959 2364402.954961714, 746976.0755133877 2364390.5605287175, 746970.7278657678 2364401.7673375527, 746996.9689584544 2364414.1506886543, 747002.3164542959 2364402.954961714))) | 14.5654 | Hydro | 52.0469 | NODEVN1436
470401936 | plant |  |  | Nhà máy Nhiệt điện Đăk Psi 3 |  |  | hydro | [10 empty] | MULTIPOLYGON (((820960.4605860084 1633128.3487563017, 820979.8267779449 1633144.6979597318, 821019.7082371899 1633098.0683248423, 821000.3420214596 1633081.7190921328, 820960.4605860084 1633128.3487563017))) | 14.5654 | Hydro | 52.0469 | NODEVN3446
| plant | [5 empty] | hydro | [10 empty] | MULTIPOLYGON (((425091.0662883358 2515154.736006202, 425052.73001275153 2515157.9913057205, 425054.19012201333 2515175.0769899953, 425092.536568209 2515171.8105720994, 425091.0662883358 2515154.736006202))) | 14.5654 | Hydro | 52.0469 | NODEVN3335
482445733 | plant | [5 empty] | hydro | run-of-the-river | [9 empty] | MULTIPOLYGON (((663370.9943472737 2507248.9222507156, 663376.4189530076 2507204.8955188463, 663360.1301423926 2507202.905186154, 663354.7055837717 2507246.9319208646, 663370.9943472737 2507248.9222507156))) | 14.5654 | Hydro | 52.0469 | NODEVN3717
482583432 | plant | [5 empty] | hydro | run-of-the-river | [9 empty] | MULTIPOLYGON (((656287.9016243202 2383043.557423528, 656260.9908679845 2383027.45328209, 656259.0960070649 2383030.590429436, 656252.9889475536 2383026.921936506, 656247.1889406005 2383036.4872710113, 656268.7133824655 2383049.372736176, 656264.4184739682 2383056.4725309177, 656275.9118261916 2383063.359683554, 656287.9016243202 2383043.557423528))) | 14.5654 | Hydro | 52.0469 | NODEVN2484
534693095 | plant |  |  | Nhà Máy Thủy Điện Yantiansien |  | yes | hydro | [10 empty] | MULTIPOLYGON (((873672.2552301717 1352192.7896272948, 873672.6273791455 1352153.157344562, 873699.4310249203 1352153.4088528794, 873699.0697350935 1352193.041283354, 873672.2552301717 1352192.7896272948))) | 14.5654 | Hydro | 52.0469 | NODEVN3995
| plant |  |  |  |  | yes | hydro | water-storage | [9 empty] | MULTIPOLYGON (((406255.077600236 2146019.0497227972, 406296.131143363 2146006.2433761167, 406288.0179756833 2145962.328761465, 406269.7963146242 2145925.1839174647, 406240.2614387093 2145879.1447783723, 406220.0405075409 2145889.8845270183, 406198.51702883246 2145920.794430119, 406198.0501231932 2145940.1191686653, 406226.1867034365 2145987.8476110534, 406237.46499986463 2145990.024654087, 406255.077600236 2146019.0497227972))) | 14.5654 | Hydro | 52.0469 | NODEVN3576
610144901 | generator |  |  | Nhà văn hóa Trường Sa |  |  |  |  | yes | solar | solar_photovoltaic_panel |  | roof |  |  |  |  | MULTIPOLYGON (((1522133.1063306713 1279944.1393739344, 1522155.4003774324 1279920.1884478936, 1522138.160866214 1279904.3524475968, 1522130.3364969261 1279912.7491464012, 1522125.130432586 1279907.962497445, 1522119.7116700425 1279913.7815691927, 1522124.6492926043 1279918.3241373145, 1522115.598766189 1279928.04810923, 1522133.1063306713 1279944.1393739344))) | 40.955 | Solar | 61.6244 | NODEVN2696
610144905 | generator | [7 empty] | yes | solar | solar_photovoltaic_panel |  | roof |  |  |  |  | MULTIPOLYGON (((1522066.2002605577 1279776.349828012, 1522071.3930641764 1279766.264880743, 1522038.905467805 1279749.8205278236, 1522034.159173069 1279759.7743254262, 1522066.2002605577 1279776.349828012))) | 40.955 | Solar | 61.6244 | NODEVN2696
610144906 | generator | [7 empty] | yes | solar | solar_photovoltaic_panel |  | roof |  |  |  |  | MULTIPOLYGON (((1522108.6791149848 1279803.0710128287, 1522114.208398453 1279791.8203283101, 1522093.1830778844 1279780.8817126236, 1522087.653806293 1279792.1323963006, 1522108.6791149848 1279803.0710128287))) | 40.955 | Solar | 61.6244 | NODEVN2696
611435478 | generator | [7 empty] | yes | solar | solar_photovoltaic_panel |  | roof |  |  |  |  | MULTIPOLYGON (((1522061.2337139002 1279959.4380634152, 1522043.9236259176 1279936.9431306387, 1522053.5366455945 1279929.635682277, 1522070.8467395771 1279952.1306224228, 1522061.2337139002 1279959.4380634152))) | 40.955 | Solar | 61.6244 | NODEVN2696
611435490 | generator | [7 empty] | yes | solar | solar_photovoltaic_panel |  | roof |  |  |  |  | MULTIPOLYGON (((1522176.0400143252 1280017.9882944443, 1522151.5678473695 1279994.4194608342, 1522158.7410659054 1279987.3463648502, 1522183.4258853295 1280010.4962778892, 1522176.0400143252 1280017.9882944443))) | 40.955 | Solar | 61.6244 | NODEVN2696
614046117 | generator | [7 empty] | yes | solar | solar_photovoltaic_panel |  | roof |  |  |  |  | MULTIPOLYGON (((1521997.465726197 1279990.3313270693, 1521991.2514026093 1279979.841355589, 1522000.041970279 1279974.7036174515, 1522006.2562948728 1279985.193592124, 1521997.465726197 1279990.3313270693))) | 40.955 | Solar | 61.6244 | NODEVN2696
614046118 | generator | [7 empty] | yes | solar | solar_photovoltaic_panel |  | roof |  |  |  |  | MULTIPOLYGON (((1521980.438608386 1279966.2767465676, 1521968.4741235885 1279948.6963241168, 1521976.3182023207 1279943.4268990771, 1521988.2823252305 1279961.01852098, 1521980.438608386 1279966.2767465676))) | 40.955 | Solar | 61.6244 | NODEVN2696
614046129 | generator | [7 empty] | yes | solar | solar_photovoltaic_panel |  | roof |  |  |  |  | MULTIPOLYGON (((1522085.1068301434 1279926.0353781004, 1522079.9967747675 1279921.016528166, 1522067.9873856325 1279909.2283782668, 1522073.6447211853 1279903.551552675, 1522085.611396822 1279915.293487293, 1522090.7641708804 1279920.3585554364, 1522085.1068301434 1279926.0353781004))) | 40.955 | Solar | 61.6244 | NODEVN2696
614046134 | generator | [7 empty] | yes | solar | solar_photovoltaic_panel |  | roof |  |  |  |  | MULTIPOLYGON (((1522050.7563943188 1279974.954192156, 1522044.9152502571 1279967.6029845302, 1522055.9653520547 1279958.9415175635, 1522061.8064985697 1279966.2927279437, 1522050.7563943188 1279974.954192156))) | 40.955 | Solar | 61.6244 | NODEVN2696
636380253 | plant | [5 empty] | hydro | [10 empty] | MULTIPOLYGON (((835080.0997030835 1576445.2392334638, 835079.4214257709 1576401.3356885966, 835103.1190459668 1576400.9651526264, 835103.8079363165 1576444.8799249667, 835080.0997030835 1576445.2392334638))) | 14.5654 | Hydro | 52.0469 | NODEVN3871
636491779 | plant | [5 empty] | hydro | [10 empty] | MULTIPOLYGON (((856292.9672316294 1612953.1264032011, 856295.7938094907 1612933.8464337306, 856346.9934008056 1612941.2596122108, 856344.1666199183 1612960.5506606426, 856339.4044869242 1612960.0604809767, 856292.9672316294 1612953.1264032011))) | 14.5654 | Hydro | 52.0469 | NODEVN0213
639769250 | plant | [5 empty] | hydro | [10 empty] | MULTIPOLYGON (((829780.8865633754 1466826.008081654, 829797.8202662384 1466821.6295513485, 829791.3835644184 1466796.9877741449, 829774.4390021714 1466801.3661794055, 829780.8865633754 1466826.008081654))) | 14.5654 | Hydro | 52.0469 | NODEVN3117
664353927 | generator | [7 empty] | yes | solar | solar_photovoltaic_panel |  | roof |  |  |  |  | MULTIPOLYGON (((1522294.2483360916 1280174.3720770783, 1522296.8687590864 1280165.2007476552, 1522275.9454346325 1280159.2856511262, 1522273.3250200553 1280168.4569778133, 1522294.2483360916 1280174.3720770783))) | 40.955 | Solar | 61.6244 | NODEVN2696
664353928 | generator | [7 empty] | yes | solar | solar_photovoltaic_panel |  | roof |  |  |  |  | MULTIPOLYGON (((1522289.5969230626 1280192.946861203, 1522292.4600010382 1280182.774839954, 1522270.4819602063 1280176.6572794947, 1522267.6188920047 1280186.8292975137, 1522289.5969230626 1280192.946861203))) | 40.955 | Solar | 61.6244 | NODEVN2696
664353930 | generator | [7 empty] | yes | solar | solar_photovoltaic_panel |  | roof |  |  |  |  | MULTIPOLYGON (((1522247.7094680634 1280216.9877826846, 1522268.0866111254 1280216.2507635476, 1522267.7232888555 1280206.7020750127, 1522247.3571838622 1280207.4394590075, 1522247.7094680634 1280216.9877826846))) | 40.955 | Solar | 61.6244 | NODEVN2696
823246914 | plant |  |  | CMX RE Sunseap Solar Power Company |  | yes | solar | photovoltaic |  |  | solar_photovoltaic_panel | [6 empty] | MULTIPOLYGON (((916592.5958433745 1298022.071333826, 917253.5682588834 1298273.2040299338, 917744.2261427041 1297606.9330032854, 917616.9990880399 1297311.8173437186, 917419.7810114184 1297078.6013508537, 917639.5441945244 1296686.8945816762, 917668.0845952523 1296311.2094037123, 918041.836085097 1295884.3228010994, 918375.6309738922 1295725.856838008, 918041.6589992507 1295466.3211969454, 917915.81690715 1295413.3892122386, 917813.8102927471 1295330.4929278234, 917792.8335635893 1295235.896338825, 917176.4360182586 1296013.4696541787, 917309.829328551 1296114.2445799883, 917190.0607041735 1296304.722982483, 917243.1626549185 1296363.6591465345, 917113.2831764915 1296522.5705462308, 917242.0045265676 1296708.284738287, 916723.0401097902 1297475.48458197, 916713.229100328 1297507.9448125085, 916621.2534361924 1297637.1040072853, 916600.2155748734 1297719.4710377562, 916626.2028722664 1297877.0045419247, 916592.5958433745 1298022.071333826))) | 40.955 | Solar | 61.6244 | NODEVN3437
| plant |  |  |  |  | yes | solar | photovoltaic |  |  | solar_photovoltaic_panel | [6 empty] | MULTIPOLYGON (((915250.4650658035 1293236.6451533241, 916139.7309531858 1292949.9655557622, 915820.305392358 1292389.6403370064, 915824.9422905012 1292262.7781297911, 915610.0323641985 1292252.3140668788, 915338.9365036781 1292454.1942839862, 914908.2103020791 1292674.8737321098, 915250.4650658035 1293236.6451533241))) | 40.955 | Solar | 61.6244 | NODEVN3438
824596808 | plant |  |  | Nhà máy Thuỷ điện Bản Giốc |  | yes | hydro | [10 empty] | MULTIPOLYGON (((674404.7457031859 2528928.626393782, 674392.4819567373 2528881.3622882133, 674375.6722222697 2528885.67591214, 674387.9361431146 2528932.9289279315, 674404.7457031859 2528928.626393782))) | 14.5654 | Hydro | 52.0469 | NODEVN3717
827889616 | plant | [5 empty] | hydro | [10 empty] | MULTIPOLYGON (((915252.3981252123 1302853.7959606305, 915205.4405976313 1302871.7105088595, 915211.3165416224 1302886.9174879775, 915258.2739050188 1302869.014035018, 915252.3981252123 1302853.7959606305))) | 14.5654 | Hydro | 52.0469 | NODEVN3437
827889618 | plant |  |  | Nhà máy Thủy điện Hạ Sông Pha 2 |  |  | hydro | [10 empty] | MULTIPOLYGON (((904174.548845414 1310643.1416397786, 904190.8073716245 1310647.6792997953, 904179.399062389 1310688.039883911, 904163.1405599171 1310683.5022238279, 904174.548845414 1310643.1416397786))) | 14.5654 | Hydro | 52.0469 | NODEVN3310b
827889624 | plant |  |  | Nhà máy Thủy điện Hạ Sông Pha 1 |  |  | hydro | [10 empty] | MULTIPOLYGON (((902282.8592924946 1310252.8943417936, 902269.4216194628 1310212.4933850472, 902250.8283286513 1310218.5857614155, 902264.2551047548 1310258.986559172, 902282.8592924946 1310252.8943417936))) | 14.5654 | Hydro | 52.0469 | NODEVN3310b
827889643 | plant | [5 empty] | hydro | [10 empty] | MULTIPOLYGON (((816019.7755908538 1400115.3384615951, 816070.3305392537 1400139.2976752522, 816060.8573385956 1400158.0933203218, 816010.2834203446 1400134.864703246, 816019.7755908538 1400115.3384615951))) | 14.5654 | Hydro | 52.0469 | NODEVN3443
827889671 | plant | [5 empty] | hydro | [10 empty] | MULTIPOLYGON (((800876.6010336922 1546003.3394523424, 800874.3188601498 1546037.4606434503, 800884.7597665237 1546037.8711298732, 800887.1706791437 1546004.759057867, 800876.6010336922 1546003.3394523424))) | 14.5654 | Hydro | 52.0469 | NODEVN0219
827889672 | plant | [5 empty] | hydro | [9 empty] | 1 | MULTIPOLYGON (((803997.6980518196 1572239.8401353057, 803997.9216493923 1572254.4261703608, 804035.4565581589 1572253.8606293988, 804035.2221811595 1572239.2744594915, 803997.6980518196 1572239.8401353057))) | 14.5654 | Hydro | 52.0469 | NODEVN3319
827889674 | plant | [5 empty] | hydro | [10 empty] | MULTIPOLYGON (((803698.9037574851 1573131.2863881837, 803665.9765311982 1573113.5706673083, 803674.4543418151 1573095.8230873244, 803707.5462490725 1573114.2162638968, 803698.9037574851 1573131.2863881837))) | 14.5654 | Hydro | 52.0469 | NODEVN3319
| plant | [5 empty] | hydro | run-of-the-river | [9 empty] | MULTIPOLYGON (((361334.4442557238 2324807.654028225, 361320.0431803762 2324833.202863582, 361344.00984378025 2324846.55269703, 361358.41084909183 2324820.992813995, 361334.4442557238 2324807.654028225))) | 14.5654 | Hydro | 52.0469 | NODEVN3166
| plant |  |  | Văn Phong |  |  | hydro | [10 empty] | MULTIPOLYGON (((918687.9276786535 1544208.7741975298, 918669.748389102 1544171.6536377135, 918685.441270428 1544164.0614274547, 918703.6205491332 1544201.1820027402, 918687.9276786535 1544208.7741975298))) | 14.5654 | Hydro | 52.0469 | NODEVN2659
841606874 | plant |  |  | Nhà máy nhiệt điện Ninh Bình |  | yes | coal | combustion | [9 empty] | MULTIPOLYGON (((602641.8689111084 2239659.7086062194, 602641.4722821091 2239652.6227611047, 602683.7169038899 2239653.759091481, 602713.5059434358 2239653.936073007, 602741.5087355581 2239657.6442349707, 602746.3050109413 2239673.145746276, 602757.355331308 2239685.5854086373, 602775.6027560824 2239682.1632143566, 602779.1908065947 2239677.7573650917, 602796.1117357292 2239674.327304716, 602849.4644776625 2239676.415542, 602868.3708508486 2239713.2183343167, 602872.0818361737 2239761.873041657, 602892.8715391279 2239780.5688252095, 602918.8283858526 2239754.193451871, 602926.6642601978 2239708.263791431, 602925.8923938235 2239687.0308430307, 602939.2331319681 2239688.4384398838, 602947.9595406831 2239642.0713727544, 602971.9383298057 2239647.9584693424, 602974.3647756125 2239687.762253731, 602994.2745611594 2239705.124761142, 603013.018538335 2239695.507714018, 603027.1444209835 2239712.39307484, 603077.8625671617 2239709.6074833944, 603077.7650205621 2239725.9653579844, 603255.3621754003 2239775.6580126765, 603470.1505424515 2239852.09402628, 603508.3307774222 2239863.822263732, 603520.9124585148 2239916.9464619337, 603525.1368255261 2239954.558639851, 603328.4174568985 2240053.2920882106, 603321.3072355558 2240052.806860265, 603338.4128911069 2240091.8130823793, 603346.7542585557 2240109.9923135825, 603295.4822286858 2240132.2312581427, 603296.2273361689 2240156.1093438133, 603298.4018411 2240164.522938115, 603248.8369274929 2240198.27184512, 603216.005092532 2240184.80521518, 603198.4426430073 2240220.5163043314, 603199.182521888 2240247.0395969655, 603179.4271180792 2240277.4360456015, 603130.7162734229 2240316.9346467024, 603069.143483842 2240351.9294641465, 603026.8599495331 2240282.2700520414, 603004.4930775854 2240230.405016664, 603029.0309109868 2240215.9637052706, 603096.5222205035 2240160.6611015396, 603123.8527480992 2240126.347427982, 603177.6321463478 2240131.969980496, 603093.6963288703 2240037.3027563924, 602926.5675271284 2239873.607525682, 602853.7935962817 2239921.3642207733, 602828.1211486065 2239899.9941822775, 602793.207801396 2239937.804951244, 602765.1869635268 2239938.9664765676, 602750.6092748177 2239922.52136167, 602727.2613091259 2239884.3641369888, 602658.1784022641 2239910.472505449, 602644.4122222082 2239906.860067834, 602611.6026973304 2239813.8161808695, 602729.7753022562 2239760.1412524683, 602641.8689111084 2239659.7086062194))) | 764.4 | Coal | 3636.2317 | NODEVN1401
| plant |  |  | Nhà máy Thuỷ điện Nậm Nghẹ |  | yes | hydro | [10 empty] | MULTIPOLYGON (((289067.59225924907 2477957.3835573466, 289060.17588827544 2477940.7262768717, 289048.5401874051 2477917.536142621, 289034.8485548244 2477906.735137612, 289018.44477227714 2477898.718027888, 289007.34638067277 2477895.3027809784, 288992.96931391646 2477894.6680791313, 288898.83905831975 2477920.4081678754, 288893.15366941004 2477928.7264605635, 288894.1835619712 2477943.8204330457, 288893.7548184773 2477953.163570629, 288899.46082691645 2477965.989579781, 288902.82556950406 2477969.521314412, 288911.4692911127 2477975.7168788407, 289014.7719967093 2477953.4294109414, 289038.5266943311 2477953.6593837235, 289067.59225924907 2477957.3835573466))) | 14.5654 | Hydro | 52.0469 | NODEVN4068
859265181 | plant |  |  |  |  | yes | hydro | [9 empty] | 1 | MULTIPOLYGON (((745417.2000699504 1814263.8687761703, 745427.8538224171 1814242.2242512316, 745454.3809844544 1814255.1233524303, 745443.7378930352 1814276.7679882734, 745417.2000699504 1814263.8687761703))) | 14.5654 | Hydro | 52.0469 | NODEVN1821
859289418 | plant |  |  |  |  | yes | hydro | [9 empty] | 1 | MULTIPOLYGON (((734945.7809225229 1814683.7404592184, 734957.7563218245 1814724.3978811384, 734983.6325107535 1814716.8742110368, 734971.6464676028 1814676.2166535924, 734945.7809225229 1814683.7404592184))) | 14.5654 | Hydro | 52.0469 | NODEVN1820
859289423 | plant |  |  | Nhà máy Thuỷ điện A Lin B2 |  |  | hydro | [10 empty] | MULTIPOLYGON (((737531.7672928014 1815560.824427527, 737513.9374148952 1815535.16721206, 737484.5238672689 1815555.3687729707, 737502.3537564565 1815581.0259623628, 737531.7672928014 1815560.824427527))) | 14.5654 | Hydro | 52.0469 | NODEVN1820
| plant |  |  | Nhà máy điện (ngưng hoạt động) |  |  | oil | [10 empty] | MULTIPOLYGON (((942765.8488733564 1704460.5795435759, 942770.9686789993 1704509.6383522137, 942837.0577457431 1704507.752398291, 942855.5514106703 1704489.8523692836, 942835.4469165682 1704454.690710185, 942813.5890142831 1704457.2115835298, 942765.8488733564 1704460.5795435759))) | 0 | Other Fossil | 0 | NODEVN3374a
866996309 | plant | [5 empty] | hydro | water-storage | [9 empty] | MULTIPOLYGON (((691161.8124162221 1842682.366380778, 691183.3245402548 1842668.8245173509, 691182.6407654067 1842667.7448271553, 691185.0334841829 1842666.2279017093, 691178.289855866 1842655.6421290415, 691154.3743393896 1842670.7008310955, 691161.8124162221 1842682.366380778))) | 14.5654 | Hydro | 52.0469 | NODEVN1463
868661251 | plant |  |  | Nhà máy thuỷ điện La La |  | yes | hydro | [10 empty] | MULTIPOLYGON (((678685.1738373131 1835786.0330352641, 678712.358312444 1835780.3836385773, 678717.1578351773 1835779.416654076, 678715.1260366383 1835769.705142098, 678706.0503106773 1835771.588151045, 678691.1594134896 1835774.6620721403, 678689.6815398859 1835767.6222950644, 678678.9489114862 1835769.8456135415, 678680.4776457931 1835777.1846185601, 678683.2035536133 1835776.620845707, 678685.1738373131 1835786.0330352641))) | 14.5654 | Hydro | 52.0469 | NODEVN3573
870314776 | plant |  |  | Nhà máy thủy điện Đakrông 2 |  | yes | hydro | water-storage | [9 empty] | MULTIPOLYGON (((693327.4608109879 1842309.831891095, 693325.7299920168 1842280.6970767535, 693362.4189159889 1842278.5286027475, 693364.1602533825 1842307.674588675, 693327.4608109879 1842309.831891095))) | 14.5654 | Hydro | 52.0469 | NODEVN3453
871582334 | plant | [5 empty] | hydro | water-storage | [9 empty] | MULTIPOLYGON (((471046.2743788597 2115105.720967458, 471082.55239649094 2115075.4230670207, 471098.6944547044 2115094.518115521, 471062.4164317181 2115124.8049197914, 471046.2743788597 2115105.720967458))) | 14.5654 | Hydro | 52.0469 | NODEVN3576
874036782 | plant | [5 empty] | hydro | run-of-the-river | [9 empty] | MULTIPOLYGON (((753442.2687377358 1797848.1071904069, 753484.5229205525 1797851.9735200645, 753486.2225317059 1797833.5928204716, 753443.9788781046 1797829.7376860585, 753442.2687377358 1797848.1071904069))) | 14.5654 | Hydro | 52.0469 | NODEVN3862
875395288 | plant |  |  | Nhà máy thủy điện Hạ Rào Quán |  |  | hydro | water-storage | [9 empty] | MULTIPOLYGON (((689378.0718896604 1841251.5842704603, 689392.3689855689 1841252.7515800716, 689395.5822868566 1841214.0993320239, 689381.2744963202 1841212.9319281273, 689378.0718896604 1841251.5842704603))) | 14.5654 | Hydro | 52.0469 | NODEVN1466
875433145 | plant |  |  |  |  | yes | hydro | [10 empty] | MULTIPOLYGON (((588160.016348839 1995533.3381880159, 588152.6157470781 1995554.925554739, 588166.9185792038 1995573.047796896, 588209.7010645111 1995566.0926703524, 588232.2740182371 1995595.1511067143, 588241.7601804712 1995589.9270064274, 588218.4319409423 1995559.360336149, 588244.8876700056 1995539.5075517497, 588267.0515516456 1995565.3885740505, 588274.806446013 1995561.4955276456, 588260.0421361888 1995544.7984864442, 588276.4489091388 1995532.9224437992, 588282.193358537 1995517.1588203066, 588272.4045588372 1995507.333351073, 588268.6359940846 1995465.1814343052, 588257.4089065082 1995464.4669188724, 588223.4591716346 1995489.0105993291, 588217.8262048064 1995487.0931232623, 588173.8784099239 1995527.1268639453, 588170.9366177515 1995536.3638189696, 588160.016348839 1995533.3381880159))) | 14.5654 | Hydro | 52.0469 | NODEVN3314a
| plant |  |  |  |  | yes | solar | photovoltaic | [9 empty] | MULTIPOLYGON (((933180.7712279253 1164356.8329978304, 933116.5382512747 1164317.8632435824, 933102.5883713319 1164304.6645037874, 933100.9442769969 1164217.5847666007, 933226.6004390675 1164218.3048624755, 933271.6336577251 1164248.1216443393, 933341.8997657625 1164326.180997784, 933256.2861459404 1164398.7604027698, 933240.8426300918 1164387.460138402, 933240.9222666306 1164359.4093667804, 933180.7712279253 1164356.8329978304))) | 40.955 | Solar | 61.6244 | NODEVN2752
876547179 | plant |  |  | Can Tho Thermal Power Plant |  |  | oil | [10 empty] | MULTIPOLYGON (((578565.6679852834 1116746.5646130594, 578425.9660108498 1116576.7278667758, 578473.6558752994 1116539.5361547999, 578590.2391973545 1116449.5644378117, 578867.615324431 1116211.9118458515, 578940.171722641 1116356.9002086124, 578928.6694375989 1116375.5616807968, 578876.235645062 1116432.0926491916, 578833.8539906568 1116461.7765913967, 578805.5072228505 1116521.8658636436, 578738.089767638 1116571.0662100245, 578697.1137137401 1116629.369663953, 578614.9854371664 1116691.6739397317, 578577.2809372395 1116737.24669699, 578565.6679852834 1116746.5646130594))) | 0 | Other Fossil | 0 | NODEVN0574
| plant |  |  |  |  | yes | solar | photovoltaic | [9 empty] | MULTIPOLYGON (((925266.8196498927 1268247.3871893983, 925984.3571877753 1267838.7014678502, 925962.2027659577 1267742.8309362086, 925709.443759642 1267350.1474261961, 925533.1513257695 1267461.9765371524, 925514.6764093258 1267874.2980346058, 925409.333686738 1267943.9725046684, 925442.563787501 1268002.697001654, 925254.4678105616 1268120.1962857, 925168.0818314995 1267954.5884751473, 925127.099854864 1267951.6963095935, 925137.476486712 1268183.8729510503, 925226.4192289817 1268199.0617267247, 925266.8196498927 1268247.3871893983))) | 40.955 | Solar | 61.6244 | NODEVN3460
| plant |  |  |  |  | yes | solar | photovoltaic | [9 empty] | MULTIPOLYGON (((919272.4528967359 1274438.3231974796, 919379.7534356421 1274394.322213092, 919719.9878688101 1274120.4109537764, 919720.2844595602 1274098.2831132833, 919667.4911770411 1274099.9028789075, 919670.8244033715 1274026.5369016055, 919703.6219201686 1274029.3148534747, 919703.9498110568 1274004.849023859, 919864.575395898 1274007.0021191237, 919839.4486598218 1273781.7893509653, 919790.0098029446 1273620.330198919, 919686.6775587596 1273630.5934031953, 919622.3531947332 1273792.8552611186, 919461.382771932 1273903.729561028, 919331.4082286524 1273889.1666420992, 919285.283395166 1273830.288537092, 919212.774690516 1273727.9577174434, 919083.2051886762 1273770.4983241274, 919068.37670164 1273827.3856349625, 919051.0738071066 1273893.5712527398, 919220.736775629 1274359.5656662132, 919272.4528967359 1274438.3231974796))) | 40.955 | Solar | 61.6244 | NODEVN0582
| plant |  |  |  |  | yes | solar | photovoltaic | [9 empty] | MULTIPOLYGON (((897063.1839720478 1243266.93943353, 896498.1339336806 1243231.2271366464, 896505.2097836619 1243323.4301441626, 896602.8760607855 1243396.9197425465, 896620.7676609837 1243658.3200705762, 897315.0308358702 1243790.5004884226, 897312.3140428781 1243726.3376962321, 897580.2766448262 1243693.5140221457, 897583.7976599769 1243599.1142358433, 897660.0974183251 1243597.7215931797, 897662.8999152314 1243560.4509191173, 897830.672914834 1243563.6931942087, 897851.3436290869 1243316.7605404442, 897242.4847915829 1243278.2648168427, 897218.6637562884 1243327.5848176319, 897079.0664736524 1243323.5201673831, 897061.9021914995 1243288.3294515754, 897063.1839720478 1243266.93943353))) | 40.955 | Solar | 61.6244 | NODEVN0526
| plant |  |  |  |  | yes | solar | photovoltaic | [9 empty] | MULTIPOLYGON (((907188.0121370174 1250095.071059705, 907506.8281225706 1250122.4526751651, 908225.6313945714 1249886.8007821739, 907924.6187902475 1249383.957518027, 907726.9696388444 1249607.6180810777, 907690.7076357966 1249506.8840728586, 907188.0121370174 1250095.071059705))) | 40.955 | Solar | 61.6244 | NODEVN0520
| plant |  |  |  |  | yes | solar | photovoltaic | [9 empty] | MULTIPOLYGON (((835149.9916996441 1235627.1851712926, 835847.379547438 1234896.6329035547, 836036.0595123307 1234689.9526606754, 835957.5977978689 1234563.2568569132, 835921.2939305091 1234557.0440149924, 835918.1547837165 1234633.9480103063, 835672.983827977 1234632.563859334, 835677.0259886174 1234581.3148639316, 835576.1063381163 1234584.9288875281, 835502.9179759519 1234628.461870186, 835482.0803960143 1234714.5055373604, 835490.9773570674 1234761.215898117, 835478.8225604019 1234801.8832680923, 835410.6033443252 1234818.6597607096, 835393.2567134555 1234682.1138537254, 835262.6557238598 1234606.1592519889, 835257.7151797542 1234516.3602144807, 835169.4829007878 1234426.8602867117, 835153.0972347585 1234423.1913137636, 835137.680159358 1235628.209027611, 835149.9916996441 1235627.1851712926))) | 40.955 | Solar | 61.6244 | NODEVN3953
| plant |  |  |  |  | yes | solar | photovoltaic | [9 empty] | MULTIPOLYGON (((833248.0295276569 1229651.4182918658, 833247.9447624143 1229688.4341652715, 833279.6119671019 1229688.7593080634, 833278.6724439278 1229780.2562310887, 833248.754893002 1229779.9490294817, 833247.4442927556 1229907.584112738, 833280.5874726075 1229907.9244725064, 833280.3809815547 1229928.0307684303, 833408.5579399946 1229929.3474059496, 833406.9381321678 1230086.9982041188, 833436.229759968 1230086.4687278657, 833420.0361616305 1231038.3421784525, 833332.5838411378 1231042.691518258, 833283.4617927049 1231084.1529098586, 833278.9523973933 1231180.2749130575, 833258.1590668408 1231206.2929065663, 833220.5617721922 1231211.7307728499, 833136.6799542315 1231210.2817791987, 833092.0265947077 1231274.5219314094, 833002.8268328601 1231277.680284714, 832895.5152382643 1231045.7747329432, 832891.8227271585 1231004.944299015, 833036.1471671183 1231004.090061837, 833130.0720597818 1230883.828749951, 833131.5568233333 1230739.2982458123, 833058.646507343 1230584.093463055, 833023.68178307 1230561.0017765022, 833025.3672779601 1230454.3538662102, 833108.1578181244 1230332.2282875867, 833104.6517720309 1230216.77942233, 832948.6676486692 1230211.1034677608, 832940.3138489638 1230167.3019840687, 832943.315746052 1229874.7317895873, 833121.216995814 1229803.6977191216, 833164.2366887261 1229727.2047656348, 833205.5140001083 1229648.9444110133, 833248.0295276569 1229651.4182918658))) | 40.955 | Solar | 61.6244 | NODEVN3953
| plant |  |  |  |  | yes | solar | photovoltaic | [9 empty] | MULTIPOLYGON (((932226.4470801136 1294932.062042918, 933384.2124203504 1294950.6590505047, 933395.0574737999 1294512.9346379444, 932909.7070891128 1294520.0774501704, 932537.3144772134 1294328.520751212, 932316.9710888967 1294327.7563078247, 932330.0960079893 1294227.783291308, 932265.713538593 1294138.3725813713, 932044.4553133107 1294202.8171412852, 932024.1993044359 1294309.6730293669, 932071.9302793855 1294750.5515164242, 932212.4269813149 1294761.8332596817, 932226.4470801136 1294932.062042918))) | 40.955 | Solar | 61.6244 | NODEVN3936
| plant |  |  |  |  | yes | solar | photovoltaic | [9 empty] | MULTIPOLYGON (((938190.2063145367 1294677.4209915572, 938237.384234679 1294679.5996262114, 938353.9872765634 1294617.7193988457, 938440.6962255957 1294516.0844592124, 938409.0894823178 1294489.9175291061, 938285.4857978637 1294509.3313764397, 938209.1909205255 1294627.7643243466, 938190.2063145367 1294677.4209915572))) | 40.955 | Solar | 61.6244 | NODEVN3364b
| plant |  |  |  |  | yes | solar | photovoltaic | [9 empty] | MULTIPOLYGON (((944952.8402450094 1327670.1397657054, 945116.8794869033 1327663.2591143618, 945111.4615769021 1327634.0998605066, 944895.339676202 1327441.2353471154, 944866.7579747718 1327473.393923388, 944865.5859303625 1327552.4980540178, 944942.2865715809 1327592.0258186432, 944952.8402450094 1327670.1397657054))) | 40.955 | Solar | 61.6244 | NODEVN2803
| plant |  |  |  |  | yes | solar | photovoltaic | [9 empty] | MULTIPOLYGON (((944963.7511119253 1327802.9357532032, 944964.146843442 1327751.2027208733, 945130.4109974917 1327752.503582652, 945130.0148145922 1327804.2477910528, 944963.7511119253 1327802.9357532032))) | 40.955 | Solar | 61.6244 | NODEVN2805
| plant |  |  |  |  | yes | solar | photovoltaic | [9 empty] | MULTIPOLYGON (((945477.6542096685 1330808.774614587, 945502.0562685111 1330585.761558834, 945618.9839998451 1330596.813274565, 945622.3196186558 1330057.0415066942, 944894.2757255166 1330039.2394711394, 944893.913589518 1330378.9463101288, 945198.0744480275 1330397.422231031, 945306.3446500882 1330675.9309940976, 945303.168711097 1330731.7248869268, 945327.9268409817 1330799.5635419374, 945477.6542096685 1330808.774614587))) | 40.955 | Solar | 61.6244 | NODEVN2806
| plant |  |  |  |  | yes | solar | photovoltaic | [9 empty] | MULTIPOLYGON (((945883.6897510808 1331141.72868752, 945505.5622137496 1331137.2640405395, 945509.9302305612 1330685.9317152784, 945772.0891069316 1330694.4885315911, 945888.3478611916 1330749.7324304185, 945886.2972030899 1330809.0355612896, 945883.6897510808 1331141.72868752))) | 40.955 | Solar | 61.6244 | NODEVN2806
| plant |  |  |  |  | yes | solar | photovoltaic | [9 empty] | MULTIPOLYGON (((952615.6748053117 1327729.1342490113, 952745.8093143852 1327700.2521229605, 952727.0387211237 1327605.1410095487, 952719.092510653 1327530.5490858858, 952652.4844447846 1327540.01110793, 952535.0604756216 1327580.1392335189, 952548.8903883116 1327672.8472456855, 952602.3172414806 1327663.762928265, 952615.6748053117 1327729.1342490113))) | 40.955 | Solar | 61.6244 | NODEVN3984a
| plant |  |  |  |  | yes | solar | photovoltaic | [9 empty] | MULTIPOLYGON (((951060.7805532553 1327453.5168589992, 951093.9570721262 1327544.7725815345, 951119.836188518 1327537.6001229316, 951147.7638684027 1327588.054935347, 951237.1415426196 1327563.221835299, 951237.6661047008 1327528.3170176928, 951164.5553014156 1327406.2047996547, 951060.7805532553 1327453.5168589992))) | 40.955 | Solar | 61.6244 | NODEVN3984a
| plant |  |  |  |  | yes | solar | photovoltaic | [9 empty] | MULTIPOLYGON (((949547.4136384273 1328256.3712226823, 950455.6026245719 1328061.258534388, 950439.9468635605 1327971.2979508564, 950513.1966787898 1327963.4391319852, 950509.978231992 1327947.3371009033, 950447.4499758561 1327821.8937210913, 950274.3617581425 1327572.6158062862, 949829.1489141594 1327507.7702895405, 949316.5110032833 1327644.3766776565, 949547.4136384273 1328256.3712226823))) | 40.955 | Solar | 61.6244 | NODEVN3984a
| plant |  |  |  |  | yes | solar | photovoltaic | [9 empty] | MULTIPOLYGON (((946002.4029140716 1331347.0852217672, 946054.8211594861 1331365.3160280413, 946232.7748212325 1331366.804061443, 946229.9722338738 1331319.0689870005, 946345.7887444665 1331325.4517834722, 946354.5265433467 1331132.4583109568, 946225.8926545403 1331121.2284668894, 946109.4861277564 1331075.2928227105, 946134.7317995287 1330874.397316451, 945932.0014759873 1330806.223881459, 945886.2972030899 1330809.0355612896, 945883.6897510808 1331141.72868752, 945999.5412421608 1331145.782295715, 946002.4029140716 1331347.0852217672))) | 40.955 | Solar | 61.6244 | NODEVN2806
| plant |  |  |  |  | yes | solar | photovoltaic | [9 empty] | MULTIPOLYGON (((945129.4426487291 1316498.7379645733, 945211.8047927709 1316553.494290315, 945411.8922524541 1316807.8355053335, 945546.6544471625 1316645.7109674455, 945508.1672991852 1316554.3607462936, 945574.3345653388 1316515.7569071574, 945582.6183304305 1316510.0585926676, 945329.3100610295 1316370.1513924587, 945185.7733465324 1316451.8405916828, 945129.4426487291 1316498.7379645733))) | 40.955 | Solar | 61.6244 | NODEVN2803
| plant | [5 empty] | solar | [10 empty] | MULTIPOLYGON (((945392.9095394812 1317938.8681661075, 946358.8791917474 1318047.383525204, 946356.0375254647 1317605.0575173546, 946170.9731030352 1317285.7512119089, 945735.5587113663 1317261.8748353706, 945724.2941060134 1317310.58763258, 945713.5715959357 1317323.234182725, 945703.3548866555 1317380.121784473, 945656.0174504276 1317413.170769945, 945628.6312046868 1317443.0325504744, 945590.0257839751 1317519.279677495, 945476.9234031845 1317563.0119272976, 945423.2075523254 1317551.7448055188, 945370.3751106829 1317878.0174791736, 945377.8705228027 1317925.8423154838, 945392.9095394812 1317938.8681661075))) | 40.955 | Solar | 61.6244 | NODEVN2803
| plant |  |  |  |  | yes | solar | photovoltaic | [9 empty] | MULTIPOLYGON (((953201.4307826147 1394838.054921412, 953313.8561932673 1394932.7233634333, 953400.6662893769 1395021.186480384, 953459.9756571366 1394965.813994403, 953438.4243836391 1394888.2669426524, 953447.7173360713 1394818.17323953, 953349.1588523266 1394733.5927358458, 953201.4307826147 1394838.054921412))) | 40.955 | Solar | 61.6244 | NODEVN3921
| plant |  |  |  |  | yes | solar | photovoltaic | [9 empty] | MULTIPOLYGON (((953887.8263013997 1395760.9328770014, 953279.8734102938 1395858.0710870198, 953079.7289069744 1395879.272026776, 953119.4481853824 1396100.483826187, 953163.6732746246 1396405.3585249898, 953027.8645956912 1396422.9357600939, 952823.041227092 1396004.0671957717, 952487.1223570781 1395967.3887072615, 952284.7489474355 1395687.8613270165, 952278.4779669766 1395346.438680275, 952551.7984596121 1395351.9381270653, 952553.4325121571 1395175.4919853564, 952855.9863117845 1395180.2933570365, 952853.5908608588 1395331.181833354, 953075.4928871887 1395337.0341564964, 953078.7745530829 1395130.4210999452, 953173.604831595 1395119.165300544, 953267.978829165 1395062.6088515057, 953314.9391502892 1395048.2644746904, 953737.0458569289 1395103.7390131308, 953887.8263013997 1395760.9328770014))) | 40.955 | Solar | 61.6244 | NODEVN3921
969563154 | plant |  |  |  |  | yes | hydro | [10 empty] | MULTIPOLYGON (((672908.839766617 1910851.6093810925, 672916.9523324594 1910859.2146231714, 672910.4511025113 1910866.05471133, 672907.2018803565 1910863.0059392771, 672901.9020947239 1910868.5944918084, 672892.8189293433 1910860.0846206977, 672899.0950128085 1910853.4639743748, 672903.3253749425 1910857.428536598, 672908.839766617 1910851.6093810925))) | 14.5654 | Hydro | 52.0469 | NODEVN0077
1001983758 | plant |  |  |  |  | yes | hydro | [10 empty] | MULTIPOLYGON (((923413.8055822612 1415550.5259376087, 923434.5653089038 1415570.5798205, 923451.3932997447 1415553.3868388457, 923434.8047913201 1415537.3639631688, 923428.3409182534 1415543.9725154864, 923424.1696921769 1415539.9414972323, 923413.8055822612 1415550.5259376087))) | 14.5654 | Hydro | 52.0469 | NODEVN3920
1009757713 | plant |  |  | Đập thủy điện Huội Quảng |  |  | hydro | run-of-the-river | [9 empty] | MULTIPOLYGON (((383842.1540217599 2399552.697799398, 383849.18427057116 2399567.713574154, 383945.36699403287 2399772.991414903, 383956.0328615659 2399795.7633459815, 383987.0793175157 2399715.533382243, 383936.9277662828 2399610.5069426782, 383842.1540217599 2399552.697799398))) | 14.5654 | Hydro | 52.0469 | NODEVN1063
| plant |  |  |  |  | yes | solar | photovoltaic | [9 empty] | MULTIPOLYGON (((922218.0337953661 1282860.2519401521, 922327.1125419252 1282857.0673135302, 922324.8440217525 1282765.0150346754, 922283.092132455 1282731.831036955, 922207.8920086061 1282743.6218318632, 922201.4034291299 1282790.1262632876, 922218.0337953661 1282860.2519401521))) | 40.955 | Solar | 61.6244 | NODEVN3976
| plant |  |  |  |  | yes | solar | photovoltaic | [9 empty] | MULTIPOLYGON (((922448.3463968748 1274334.2151000537, 922554.2030782796 1274311.172600193, 922466.9098858759 1274175.9917272956, 922376.0517343262 1274216.7146201658, 922397.5336594376 1274276.4306666201, 922454.0988307286 1274256.2250415513, 922474.6676215465 1274296.1127206825, 922438.0676307717 1274314.2602589712, 922448.3463968748 1274334.2151000537))) | 40.955 | Solar | 61.6244 | NODEVN3944
| plant |  |  |  |  | yes | solar | photovoltaic | [9 empty] | MULTIPOLYGON (((921837.3836728472 1274854.959008235, 921956.0701458736 1274836.7540370268, 922075.4640313628 1274766.1151018622, 922025.3427874909 1274657.08255902, 921822.0683650761 1274773.1943269093, 921822.4997791336 1274827.9602051426, 921837.3836728472 1274854.959008235))) | 40.955 | Solar | 61.6244 | NODEVN3944
| plant |  |  | Nhà máy thủy điện Đakrông 3 |  |  | hydro | run-of-the-river | [9 empty] | MULTIPOLYGON (((708539.8780788103 1832004.6255771508, 708545.052090033 1831991.8032326708, 708547.8594859794 1831992.9152524543, 708550.3973308726 1831986.6198218204, 708571.10141627 1831994.8680186365, 708568.5635656684 1832001.1634474308, 708574.7099013601 1832003.614035107, 708569.54654751 1832016.4364780437, 708539.8780788103 1832004.6255771508))) | 14.5654 | Hydro | 52.0469 | NODEVN3453
1060355899 | generator | [7 empty] | yes | solar | solar_photovoltaic_panel |  | roof |  |  |  |  | MULTIPOLYGON (((1235819.6851547803 964849.4316840109, 1235811.7663059982 964848.7465518318, 1235807.5750552574 964843.9640164356, 1235810.467042939 964837.002221263, 1235814.8928470153 964832.8837377604, 1235819.984121255 964832.483764696, 1235822.4515712457 964830.1228983969, 1235828.032445585 964835.8761220236, 1235823.975706912 964839.1662568274, 1235823.9999507493 964844.6990138907, 1235819.6851547803 964849.4316840109))) | 40.955 | Solar | 61.6244 | NODEVN3971
1060397687 | generator | [7 empty] | yes | solar | solar_photovoltaic_panel |  | roof |  |  |  |  | MULTIPOLYGON (((1522157.8457066321 1280016.1966316765, 1522146.7323487466 1280005.41255366, 1522151.2720503896 1280000.7863858063, 1522162.3964548265 1280011.570824987, 1522157.8457066321 1280016.1966316765))) | 40.955 | Solar | 61.6244 | NODEVN2696
| plant | [5 empty] | solar | photovoltaic | [9 empty] | MULTIPOLYGON (((923800.370470043 1270216.752177393, 923856.8710083344 1270424.7332699762, 923834.5991905548 1270433.0663721114, 923864.4292561548 1270460.8771821714, 923867.057164731 1270491.3465643143, 923939.7632304847 1270480.2474169347, 923943.0982657911 1270459.134970851, 923995.9409088402 1270439.123055562, 923993.6490245953 1270415.3522992942, 924035.6671826093 1270393.0441904583, 924030.8672814391 1270362.32376133, 924106.7632242714 1270340.9053088184, 924110.6477602875 1270309.8698656955, 924190.2209853121 1270289.7868338975, 924254.0366027276 1270245.7512610238, 924203.4441188015 1270163.0424521947, 924131.3731462903 1270190.9960528957, 924066.4578471716 1270203.9402130593, 924021.8948305863 1270125.6245707674, 923981.4394816188 1270160.909943465, 923931.1854442373 1270182.6859169914, 923926.6080799202 1270199.459230426, 923800.370470043 1270216.752177393))) | 40.955 | Solar | 61.6244 | NODEVN2760
| plant | [5 empty] | solar | photovoltaic | [9 empty] | MULTIPOLYGON (((922444.7973689174 1263445.0690452573, 922387.8174591337 1263154.027355913, 922455.3935151824 1263153.1133050804, 922513.6591225541 1263438.7308826887, 922444.7973689174 1263445.0690452573))) | 40.955 | Solar | 61.6244 | NODEVN2756
| plant | [5 empty] | solar | [10 empty] | MULTIPOLYGON (((924006.803222724 1262412.486290838, 924151.7813332162 1262382.0799504882, 924261.3917509974 1262854.6661006066, 924107.7628993014 1262872.2651474758, 924006.803222724 1262412.486290838))) | 40.955 | Solar | 61.6244 | NODEVN3620
| plant | [5 empty] | solar | [10 empty] | MULTIPOLYGON (((924151.7288673809 1263111.1391016506, 923965.5728945154 1262287.3499578303, 923852.0985572815 1262317.7362535652, 923819.3559594499 1262331.051217483, 923714.8406723227 1262351.4282239785, 923601.3810866151 1262437.8949216374, 923593.8145321244 1262457.454594327, 923521.4017454196 1262478.860711754, 923524.2279745858 1262404.2109779532, 923515.7408706719 1262401.0716478785, 923247.6561454155 1262466.1174469094, 923245.0439524117 1262479.0937465215, 923262.9667534281 1262550.086697616, 923262.0671081544 1262571.5421506308, 923251.1246380665 1262570.4868314348, 923126.9665374141 1263273.9817644872, 923262.4559916127 1263292.7314237533, 923296.0170722579 1263104.7944965928, 923446.6133976694 1263131.3056528794, 923480.2989527029 1263024.7185864332, 923305.8983182072 1262935.2924886951, 923306.0369767636 1262856.3732429962, 923317.2773006454 1262858.0421636421, 923321.942113475 1262828.1587381188, 923417.2242447442 1262894.4473977198, 923477.9779566965 1262982.5060014292, 923537.3264858385 1262947.7696757792, 923560.2063384966 1262898.4803798122, 923621.5786367191 1262883.2771675354, 923624.3283203319 1262814.37835281, 923682.7448208237 1262815.7599406436, 923733.1092795961 1262691.852110485, 923902.9279623765 1262691.713213804, 923876.0951017417 1263149.7657785178, 924110.7499672076 1263126.3046504972, 924151.7288673809 1263111.1391016506))) | 40.955 | Solar | 61.6244 | NODEVN3620
| plant |  |  |  |  | yes | solar | photovoltaic | [9 empty] | MULTIPOLYGON (((605137.958010008 2014012.980149054, 605134.2713124221 2013830.9211194613, 605327.941684706 2013611.679866512, 605558.4502686218 2013266.2503112962, 605714.3071576351 2013350.5889421797, 605750.5121659695 2013343.8261504911, 605789.5118653901 2013251.2764440787, 605884.0794360482 2013235.5705356444, 605914.0165526541 2013307.615836492, 605841.0374172331 2013642.3042402084, 605520.9579073318 2013725.1996570327, 605368.2964455131 2013913.3575485887, 605351.3974727179 2014016.451825894, 605137.958010008 2014012.980149054))) | 40.955 | Solar | 61.6244 | NODEVN3621
1095937808 | plant |  |  |  |  | yes | hydro | [10 empty] | MULTIPOLYGON (((598131.5308320692 2012066.5788553506, 598137.4351879952 2012061.8063815085, 598135.46957246 2012059.4174008444, 598145.5686144858 2012051.246970374, 598179.7396298278 2012093.0143045648, 598168.7060737988 2012101.9434941227, 598156.3767581218 2012086.8765722152, 598151.4174992878 2012090.8903160118, 598131.5308320692 2012066.5788553506))) | 14.5654 | Hydro | 52.0469 | NODEVN3621
1117887126 | generator | [7 empty] | yes | solar | solar_photovoltaic_panel | [5 empty] | 2 | MULTIPOLYGON (((962386.4615687502 1327037.2251388738, 962408.5524523419 1327037.576265522, 962409.2849998832 1326991.4044741779, 962387.1940820859 1326991.053358644, 962386.4615687502 1327037.2251388738))) | 40.955 | Solar | 61.6244 | NODEVN4103
1117887127 | generator | [7 empty] | yes | solar | solar_photovoltaic_panel | [5 empty] | 2 | MULTIPOLYGON (((962440.5887212087 1327037.936358515, 962462.6796179217 1327038.2875252261, 962463.4122491919 1326992.11570665, 962441.3213182744 1326991.764551055, 962440.5887212087 1327037.936358515))) | 40.955 | Solar | 61.6244 | NODEVN4103
| plant |  |  |  |  | yes | hydro | [10 empty] | MULTIPOLYGON (((845250.2292821903 1747717.4646245723, 845251.3203537937 1747708.5628691388, 845260.7644622066 1747709.7156638238, 845261.67394303 1747707.768637003, 845270.2293948464 1747708.808117652, 845292.3726172673 1747711.518100222, 845291.0145339672 1747722.4431955516, 845250.2292821903 1747717.4646245723))) | 14.5654 | Hydro | 52.0469 | NODEVN0196
1134826433 | plant |  |  | Nhà Máy Xử Lý Rác Bến Tre |  | yes | waste | combustion | [9 empty] | MULTIPOLYGON (((653071.4097960445 1134699.2233208816, 653010.1608930847 1134554.2391868655, 653192.1455312516 1134499.9633062095, 653248.9311602423 1134484.848205683, 653286.3220952243 1134483.7279668103, 653295.3257493867 1134488.8878608157, 653337.5806140624 1134553.1083186455, 653244.5016944512 1134614.1738320075, 653071.4097960445 1134699.2233208816))) | 0 | Other Fossil | 0 | NODEVN4105
| plant | [5 empty] | solar | [10 empty] | MULTIPOLYGON (((608110.1597334954 2026764.1747397303, 608210.4211366925 2026901.3006522686, 608021.0545804489 2027079.4913854618, 608151.2304994622 2027100.4063221754, 608241.5703848567 2026986.8813758518, 608264.5580952287 2027012.8160271135, 608276.2201709657 2027122.6872676718, 608345.6182645534 2027207.553899045, 608203.1517516719 2027355.974378865, 608094.7488854462 2027490.9762178336, 608115.8709201528 2027512.2083610592, 607924.2359553676 2027673.9654170368, 607713.0979047111 2027861.8851474412, 607536.0012993293 2028127.4243473394, 607418.8954081266 2028047.472911246, 607236.8332682122 2027849.3762859197, 607169.4342559178 2027744.827857913, 607328.8985267166 2027508.2789668525, 607480.5960483602 2027312.0335690973, 607657.2447465868 2027129.539641446, 607815.6898478516 2026993.8750779557, 608110.1597334954 2026764.1747397303))) | 40.955 | Solar | 61.6244 | NODEVN3625
| plant |  |  |  |  | yes | solar | photovoltaic | [9 empty] | MULTIPOLYGON (((626128.5095111047 1227624.8913830281, 626314.7853504053 1227625.327533479, 626345.8959242478 1227624.7075251322, 626395.5536361644 1227621.2289583264, 626496.7372915309 1227611.370701749, 626697.5519488503 1227597.7427902324, 626787.5986720987 1227589.6336178025, 626893.4814066358 1227582.0842087704, 627413.9280316733 1227602.9994799702, 627742.8300581406 1226712.7344313653, 627001.613777791 1226431.222152378, 626172.4468198586 1227465.8842778914, 626194.4943092705 1227472.992605398, 626187.2100850715 1227537.340989696, 626179.1535909284 1227547.4179783142, 626171.436477209 1227557.2972174748, 626160.1033542313 1227572.9464744008, 626149.391201148 1227589.0184018845, 626138.5743567647 1227606.7377735209, 626128.5095111047 1227624.8913830281))) | 40.955 | Solar | 61.6244 | NODEVN3988
| plant |  |  | Nhà máy điện mặt trời TTC 01 |  |  | solar | [10 empty] | MULTIPOLYGON (((640245.2048151245 1219859.94733021, 640466.7327572012 1219345.0325598184, 640524.7481376755 1219210.7604880342, 640592.4248994852 1218997.1422184664, 640696.8067388607 1218744.7399506376, 640677.1652446246 1218725.9975232885, 640559.75364178 1218732.9585447432, 640465.0909502389 1218691.497967446, 640341.765450011 1218762.813848648, 640236.6705795589 1218743.705435701, 640232.4080493688 1218641.9807421064, 640146.42231966 1218546.453545406, 640141.8428332354 1218521.2396012866, 640019.1121540944 1218453.5369650926, 640018.4398197252 1218391.0238445022, 639898.4676172233 1218337.3242461598, 639842.8175648932 1218394.000452741, 639562.1647640921 1218803.3327456762, 639398.7047616424 1218819.4249834146, 639618.0889117864 1219122.6584919349, 639692.3924006532 1219313.304359618, 639734.4705480048 1219356.3962290378, 640264.0976047997 1219574.1861807094, 640026.8961046643 1220145.08606182, 639667.8625982689 1220001.7410105283, 639584.1960710961 1220243.9591987666, 639619.8553643528 1220467.0889591454, 639738.4413441606 1220623.3958184486, 639831.4660845803 1220609.802996965, 639854.6534927773 1220678.0087951417, 639782.1891865325 1220715.0146952828, 639782.1333157038 1220728.0761407681, 639859.9047902966 1220765.7248550586, 640245.2048151245 1219859.94733021))) | 40.955 | Solar | 61.6244 | NODEVN3728
| plant | [5 empty] | solar | [10 empty] | MULTIPOLYGON (((829077.8209236683 1207271.109737459, 829080.8312395876 1207181.918682166, 829147.0331994991 1207183.3635129954, 829145.6684603664 1207214.9393676168, 829139.5737949167 1207214.878720214, 829139.9707720368 1207227.7708936909, 829131.2281588842 1207227.6838977328, 829130.5641353893 1207241.6284587604, 829124.201986247 1207240.9561715992, 829124.0910251339 1207271.9023011127, 829118.3781623705 1207273.06341299, 829118.5277808304 1207278.9221776573, 829097.1601851924 1207278.5102594048, 829097.2426945423 1207270.2178878826, 829077.8209236683 1207271.109737459))) | 40.955 | Solar | 61.6244 | NODEVN3016
| plant | [5 empty] | solar | [10 empty] | MULTIPOLYGON (((829079.0870166945 1207171.349379137, 829081.7232736524 1207070.251828851, 829151.7491362008 1207070.140227122, 829146.6484798416 1207173.638155267, 829079.0870166945 1207171.349379137))) | 40.955 | Solar | 61.6244 | NODEVN3016
| plant | [5 empty] | solar | [10 empty] | MULTIPOLYGON (((829083.8852496324 1207057.529060695, 829085.225551995 1206963.4938524647, 829155.6512472744 1206965.0138094395, 829154.1049381185 1207058.8366462328, 829083.8852496324 1207057.529060695))) | 40.955 | Solar | 61.6244 | NODEVN3016
| plant | [5 empty] | solar | [10 empty] | MULTIPOLYGON (((829089.6365877292 1206950.1955477055, 829090.9607452778 1206857.7767431429, 829160.9749463615 1206858.8828785343, 829160.674259753 1206950.7029380463, 829089.6365877292 1206950.1955477055))) | 40.955 | Solar | 61.6244 | NODEVN3016
| plant | [5 empty] | solar | [10 empty] | MULTIPOLYGON (((829029.2133150692 1207197.282932711, 829016.5352805331 1206997.6442509785, 828657.7776243314 1207008.6494198043, 828562.8710301297 1206816.6652296248, 828455.1636151001 1206813.9018050947, 828432.0990398414 1206836.703214822, 828370.6522036889 1206844.5636298656, 828357.6934671765 1206844.778264361, 828213.1002872684 1206815.2311375437, 828202.1441137207 1206819.8613897513, 828200.9206068814 1206873.7047571854, 827813.0656728059 1206862.7512923712, 827684.369701087 1207016.9414740908, 827662.7887222485 1207130.8822840175, 827658.5099028114 1207185.0273362026, 827712.8694649754 1207203.1817666562, 827775.5989661701 1207203.8033282151, 827988.4829966208 1207188.2976503645, 828069.898860913 1207229.0759049242, 828253.3453984899 1207156.3795522337, 828308.8137240123 1207132.2831502934, 828528.086410654 1207160.1257571615, 828985.8608797243 1207271.7118274495, 829029.2133150692 1207197.282932711))) | 40.955 | Solar | 61.6244 | NODEVN3016
| plant |  |  |  |  | yes | solar | photovoltaic | [9 empty] | MULTIPOLYGON (((947985.1341215004 1105283.603244972, 947979.6933338617 1105284.6111722328, 947978.9921443756 1105280.889139692, 947978.064183659 1105275.9560749135, 947983.505246463 1105274.925980979, 947984.4329324653 1105279.8812121123, 947985.1341215004 1105283.603244972))) | 40.955 | Solar | 61.6244 | NODEVN2752
| plant | [5 empty] | solar | [10 empty] | MULTIPOLYGON (((723474.3691014111 1171208.1548130405, 723628.5097619748 1171207.1848501903, 723627.9290405323 1171113.7912034763, 723475.3829320231 1171113.5768066216, 723474.3691014111 1171208.1548130405))) | 40.955 | Solar | 61.6244 | NODEVN0882
| plant | [5 empty] | solar | [10 empty] | MULTIPOLYGON (((723475.911820701 1171093.0015561793, 723626.0692187364 1171093.5985726712, 723626.1967300556 1171014.0504348716, 723476.4277405895 1171014.2636903306, 723475.911820701 1171093.0015561793))) | 40.955 | Solar | 61.6244 | NODEVN0882
| plant |  |  |  |  | yes | solar | photovoltaic | [9 empty] | MULTIPOLYGON (((723478.0891172874 1171002.945218806, 723977.7039471167 1170999.2964513213, 723976.3137281425 1171210.9831727222, 723475.7656613241 1171213.8618356972, 723478.0891172874 1171002.945218806))) | 40.955 | Solar | 61.6244 | NODEVN0882
| plant | [5 empty] | solar | [10 empty] | MULTIPOLYGON (((723452.5990992035 1170968.9229139986, 723629.7446163917 1170968.7783570972, 723635.2136578248 1170835.8379868327, 723453.4958199878 1170832.0361057548, 723452.5990992035 1170968.9229139986))) | 40.955 | Solar | 61.6244 | NODEVN0882
| plant | [5 empty] | solar | [10 empty] | MULTIPOLYGON (((723450.0601235454 1170801.7319189943, 723454.1292242977 1170666.8131357105, 723637.3401552725 1170668.411868466, 723634.4478378884 1170805.7172101834, 723450.0601235454 1170801.7319189943))) | 40.955 | Solar | 61.6244 | NODEVN0882
| plant |  |  |  |  | yes | solar | photovoltaic | [9 empty] | MULTIPOLYGON (((723292.9458219785 1170970.7650228713, 723288.4413473781 1170657.2092286095, 723633.5408454908 1170656.858450782, 723634.0996808555 1170972.3584018878, 723292.9458219785 1170970.7650228713))) | 40.955 | Solar | 61.6244 | NODEVN0882
1205504400 | plant |  |  |  |  | yes | hydro | [10 empty] | MULTIPOLYGON (((791376.8700628702 1315167.6997344475, 791366.7155242758 1315163.6169006312, 791356.8063528202 1315158.9607992538, 791347.1858343895 1315153.7650560979, 791336.9547892394 1315147.434320093, 791327.1329504733 1315140.4986831788, 791310.1133866485 1315125.8445620416, 791301.6367822443 1315118.468011316, 791292.9064591068 1315111.3989793644, 791280.5329261225 1315102.246994661, 791267.7171531488 1315093.732814613, 791254.480943853 1315085.8566493285, 791240.8784871448 1315078.652229775, 791227.3102193696 1315071.2931688663, 791207.9369964211 1315061.0333589176, 791194.985572261 1315055.285371955, 791177.7031165564 1315048.6876597328, 791166.8200804996 1315060.2727823625, 791158.5034856128 1315069.1372595797, 791149.2156977234 1315080.3613456863, 791140.7072902224 1315092.1685555822, 791133.0113923644 1315104.5149278538, 791129.2445681731 1315110.7553129375, 791126.1611332314 1315117.3565011588, 791123.6474976665 1315124.7934030872, 791122.0037456197 1315132.4711324084, 791121.2635382859 1315140.290384243, 791121.4171437924 1315148.1292970623, 791122.465306192 1315155.9103894113, 791124.4090887766 1315163.522973499, 791127.2168505893 1315170.8560472396, 791130.8457301846 1315177.8317102082, 791136.6211582308 1315190.6064576323, 791141.4772419599 1315203.7487439082, 791143.2343748673 1315208.093937798, 791144.5321572481 1315212.589693722, 791145.3819163144 1315217.1918411588, 791145.7782734209 1315223.594012014, 791145.2807129755 1315229.9875894717, 791143.912208885 1315236.2510261904, 791141.6847272078 1315242.2737389214, 791138.653946054 1315247.9344948856, 791135.0810639833 1315255.5493990963, 791131.9749224756 1315263.3791168816, 791129.3577496073 1315271.37958254, 791141.629701172 1315272.9477032998, 791165.3994549918 1315264.7520815127, 791177.6147705328 1315240.4605470034, 791205.4122046054 1315269.1994266275, 791216.301600745 1315262.617956047, 791225.7174252796 1315286.8296693263, 791190.3762478862 1315281.8294379525, 791184.149521751 1315289.9169639589, 791246.0340761447 1315302.135375341, 791258.2841282727 1315295.7773328142, 791270.1485486741 1315288.707115452, 791280.5625541513 1315281.6783004166, 791290.5893304 1315274.1033411773, 791300.1849523742 1315266.0150243274, 791304.858942711 1315261.8091629143, 791309.3385185997 1315257.413244575, 791317.3723300081 1315248.4796699912, 791324.6489013769 1315238.9299710554, 791331.1023976168 1315228.807793379, 791336.6992618629 1315218.2013725063, 791338.7921356112 1315212.575884464, 791341.4062565154 1315207.1657376096, 791345.646890092 1315200.409646352, 791350.6997041452 1315194.2259303445, 791356.4983319764 1315188.7135801017, 791366.8570200962 1315178.3743666084, 791376.8700628702 1315167.6997344475))) | 14.5654 | Hydro | 52.0469 | NODEVN3671
| plant |  |  |  |  | yes | solar | photovoltaic | [9 empty] | MULTIPOLYGON (((756637.5861789023 1837405.491611413, 756676.5352359414 1837453.202975209, 756749.0910929588 1837611.1623365022, 756735.8438815516 1837617.2699160425, 756742.5581219665 1837653.7771014918, 756643.156778492 1837681.326008299, 756642.7489478014 1837691.2858123083, 757085.0341056879 1838058.5864453614, 756513.5772452975 1838242.3882714892, 756462.6066829248 1838242.9057744325, 755918.5118554155 1838008.723111624, 755826.1034292177 1837786.7890449194, 755898.9170421408 1837731.8808121367, 755987.7498977082 1837678.3050191998, 756074.0740377466 1837643.477327769, 756214.7973249375 1837560.9289871536, 756242.6926007625 1837527.1177516181, 756276.6469934467 1837513.2974555122, 756327.0672928151 1837511.6211830585, 756384.6514715794 1837484.98638251, 756425.3983303804 1837478.0791095803, 756513.4319474238 1837443.284547414, 756637.5861789023 1837405.491611413))) | 40.955 | Solar | 61.6244 | NODEVN4060
| plant |  |  |  |  | yes | solar | photovoltaic | [9 empty] | MULTIPOLYGON (((536913.9512811059 1155462.2997591232, 536827.9819812125 1155659.5949563948, 536641.5787029398 1155682.2070875466, 536635.7443129668 1155641.9981956878, 536503.7182199701 1155658.4769252616, 536456.148698427 1155290.7754966905, 536459.7060376314 1155279.9767103102, 536469.6959465311 1155271.7167276011, 536483.7886253912 1155264.732614687, 536500.6252558657 1155260.6593549708, 536768.5752249565 1155229.1659311692, 536797.9606693799 1155475.9307955075, 536913.9512811059 1155462.2997591232))) | 40.955 | Solar | 61.6244 | NODEVN0580
| plant |  |  |  |  | yes | solar | photovoltaic | [9 empty] | MULTIPOLYGON (((923361.0866682571 1657476.593195267, 923345.0489501995 1657520.2782703924, 923379.1689979461 1657532.6580973538, 923220.5906723783 1657964.7954389225, 923124.6817870969 1657928.0369421884, 923108.2846721123 1657972.5692922303, 922823.6094691854 1657886.4974347786, 923085.4320349495 1657240.1452066482, 923361.0866682571 1657476.593195267))) | 40.955 | Solar | 61.6244 | NODEVN2631
| plant |  |  |  |  | yes | hydro | [10 empty] | MULTIPOLYGON (((911240.6855783017 1315108.9600891122, 911336.1540609046 1315110.0450060659, 911336.7231379941 1315059.2644392322, 911315.0039628482 1315059.158094795, 911315.0734641367 1315051.6233564033, 911241.3327859717 1315050.800102623, 911240.6855783017 1315108.9600891122))) | 14.5654 | Hydro | 52.0469 | NODEVN3310b
| plant |  |  | Nhà máy thủy điện Sông Lô 8B |  | yes | hydro | [10 empty] | MULTIPOLYGON (((517855.1580518232 2422499.0505543994, 517877.0760887801 2422425.59132018, 517957.2540910541 2422448.6490690713, 517946.7004740292 2422492.0589412972, 517939.533006184 2422518.7702491554, 517870.9570736628 2422502.7430963595, 517855.1580518232 2422499.0505543994))) | 14.5654 | Hydro | 52.0469 | NODEVN3752
| plant |  |  | Nhà máy Thuỷ điện Đại Bình |  |  | hydro | [10 empty] | MULTIPOLYGON (((810872.6483193663 1272594.7352566568, 810872.8572489221 1272576.9791410114, 810910.9718555687 1272577.4237527167, 810910.7519861774 1272595.1797649716, 810872.6483193663 1272594.7352566568))) | 14.5654 | Hydro | 52.0469 | NODEVN3703a
| plant |  |  | NMĐMT Xuân Thọ 1 |  |  | solar | [10 empty] | MULTIPOLYGON (((950287.2743323375 1487543.8078733538, 950704.5657362957 1487520.7670343244, 950762.695771946 1487388.6767912032, 951061.0034735563 1487309.2433132573, 951108.1182107445 1487070.4960036413, 951127.5236433875 1486956.269270592, 951250.9700684135 1486818.329953293, 951278.3902833768 1486573.461400005, 950881.5382973303 1486557.5014993923, 950662.3870916466 1486707.7211209554, 950484.5711102139 1486686.2041332265, 950427.85872328 1487010.4131739163, 950230.5983845799 1487313.7340970973, 950226.4134213992 1487493.0281000205, 950287.2743323375 1487543.8078733538))) | 40.955 | Solar | 61.6244 | NODEVN0586
| plant |  |  | NMĐMT Xuân Thọ 2 |  |  | solar | [10 empty] | MULTIPOLYGON (((952059.5899787818 1483210.7118567014, 952045.231142733 1483164.1749218637, 952045.1050702403 1483102.8311646048, 952045.9837670613 1482981.3159534205, 951900.0494841333 1482518.2152102815, 951948.5938676205 1482471.5864749234, 952035.7455430997 1482345.7386805825, 952333.8287419679 1482351.922640144, 952443.0045889835 1482301.683103758, 952689.0950540807 1482420.429171384, 952756.2260649252 1482445.86974168, 952897.6354840691 1482418.165356609, 952931.1160888209 1482487.6027488674, 952931.2986811267 1482553.8603298103, 952873.8874577472 1482651.5561936144, 952837.7235884673 1482810.2105017458, 952784.1148894766 1482832.00257469, 952708.1396348731 1482815.3938854635, 952654.6099579479 1482815.8198110145, 952611.3883468768 1482840.3491844547, 952557.195406738 1482919.8699575558, 952479.9409684567 1482938.5129791035, 952400.8130035427 1482989.026307858, 952464.673057307 1483010.70769521, 952389.7960746174 1483087.2178440553, 952358.0728648026 1483143.189198169, 952354.7295692817 1483183.0071437876, 952332.3509952329 1483200.5814647858, 952246.9651911084 1483186.5093746274, 952167.288982182 1483190.4863168746, 952101.5672104552 1483200.0104877634, 952059.5899787818 1483210.7118567014))) | 40.955 | Solar | 61.6244 | NODEVN0586
| plant | [5 empty] | hydro | [10 empty] | MULTIPOLYGON (((774084.1829915139 1730327.3417785752, 774085.3131781869 1730309.2081164024, 774116.9511262774 1730311.1611087415, 774115.8209140098 1730329.294773242, 774084.1829915139 1730327.3417785752))) | 14.5654 | Hydro | 52.0469 | NODEVN0875
| plant | [5 empty] | hydro | water-storage | [9 empty] | MULTIPOLYGON (((301472.6140933024 2373804.4012675798, 301463.28508398926 2373792.6329136933, 301485.875620262 2373774.9369636117, 301495.19425555377 2373786.705456573, 301472.6140933024 2373804.4012675798))) | 14.5654 | Hydro | 52.0469 | NODEVN0968
| plant | [5 empty] | hydro | water-storage | [9 empty] | MULTIPOLYGON (((300121.439234718 2374633.3144889614, 300129.78540774586 2374617.4309196416, 300157.0682820743 2374631.612996075, 300148.72195596696 2374647.4854775467, 300121.439234718 2374633.3144889614))) | 14.5654 | Hydro | 52.0469 | NODEVN0968
1263497520 | plant | [5 empty] | hydro | [10 empty] | MULTIPOLYGON (((395076.99521122104 2393778.5036942614, 395089.2523371949 2393772.711636255, 395092.66259718686 2393779.8737182715, 395091.9713210279 2393780.199256227, 395109.02192863537 2393815.910050908, 395097.8893813794 2393821.163402059, 395080.8491022281 2393785.4525506324, 395080.40547571296 2393785.665773898, 395076.99521122104 2393778.5036942614))) | 14.5654 | Hydro | 52.0469 | NODEVN3483
1263497526 | plant | [5 empty] | hydro | [10 empty] | MULTIPOLYGON (((406487.53474993876 2378500.7316744546, 406505.3515526093 2378500.7062366195, 406505.3099398464 2378470.1883639917, 406499.032642556 2378470.2024849476, 406499.02074975905 2378468.1436602813, 406487.4916316363 2378468.1659850115, 406487.53474993876 2378500.7316744546))) | 14.5654 | Hydro | 52.0469 | NODEVN3733
1263573951 | plant | [5 empty] | hydro | [10 empty] | MULTIPOLYGON (((383976.4896074625 2420319.633836592, 383973.21580071124 2420307.1258628466, 384014.8392164725 2420296.3600906148, 384018.1129108495 2420308.8570014182, 383976.4896074625 2420319.633836592))) | 14.5654 | Hydro | 52.0469 | NODEVN2235
1263573952 | plant | [5 empty] | hydro | [10 empty] | MULTIPOLYGON (((385500.1732612271 2419529.0546016954, 385500.62646393594 2419551.790168244, 385544.4112506235 2419550.921097676, 385543.95811067824 2419528.185532708, 385500.1732612271 2419529.0546016954))) | 14.5654 | Hydro | 52.0469 | NODEVN3736
1263573954 | plant | [5 empty] | hydro | [10 empty] | MULTIPOLYGON (((388873.2254251205 2419449.304846243, 388865.3473525082 2419441.2896439927, 388899.892989488 2419407.70398674, 388907.7813918849 2419415.719133535, 388873.2254251205 2419449.304846243))) | 14.5654 | Hydro | 52.0469 | NODEVN3737
1263573965 | plant | [5 empty] | hydro | water-storage | [9 empty] | MULTIPOLYGON (((408833.9091650632 2439396.930002857, 408812.296273869 2439405.058795073, 408824.1057068601 2439436.0860153907, 408845.71856013674 2439427.957237818, 408833.9091650632 2439396.930002857))) | 14.5654 | Hydro | 52.0469 | NODEVN3740
1263573966 | plant | [5 empty] | hydro | water-storage | [9 empty] | MULTIPOLYGON (((408209.57907196356 2439768.8908350025, 408198.97645073675 2439780.410144869, 408223.45913910307 2439802.695224415, 408234.07208037365 2439791.175870698, 408209.57907196356 2439768.8908350025))) | 14.5654 | Hydro | 52.0469 | NODEVN3740
1263573967 | plant | [5 empty] | hydro | water-storage | [9 empty] | MULTIPOLYGON (((405490.2115081342 2437065.652196113, 405503.0951303376 2437048.9809024227, 405526.8696453539 2437067.137174438, 405513.99633505376 2437083.8083867673, 405490.2115081342 2437065.652196113))) | 14.5654 | Hydro | 52.0469 | NODEVN3739
1263573968 | plant | [5 empty] | hydro | water-storage | [9 empty] | MULTIPOLYGON (((404531.5841358729 2434164.428061503, 404543.5374053662 2434183.1194972903, 404568.36151827365 2434167.415907698, 404556.4082680197 2434148.724454081, 404531.5841358729 2434164.428061503))) | 14.5654 | Hydro | 52.0469 | NODEVN2238
1263573969 | plant | [5 empty] | hydro | water-storage | [9 empty] | MULTIPOLYGON (((399618.6362163875 2437210.6039850516, 399615.91246387723 2437228.577283868, 399639.74552209344 2437232.145074884, 399642.4693007663 2437214.1717811525, 399618.6362163875 2437210.6039850516))) | 14.5654 | Hydro | 52.0469 | NODEVN3741
1263573970 | plant | [5 empty] | hydro | water-storage | [9 empty] | MULTIPOLYGON (((396697.9479156541 2437524.140047902, 396680.51475094305 2437536.5313784652, 396663.0162257907 2437512.2028061645, 396680.45972597215 2437499.811389424, 396697.9479156541 2437524.140047902))) | 14.5654 | Hydro | 52.0469 | NODEVN3741
1263573974 | plant | [5 empty] | hydro | water-storage | [9 empty] | MULTIPOLYGON (((396051.79951648857 2437691.102181108, 396053.880070313 2437673.2540836358, 396076.8405513762 2437675.903412104, 396076.0684053234 2437682.451095182, 396084.14536622993 2437683.3830800187, 396082.8266071813 2437694.6835575835, 396051.79951648857 2437691.102181108))) | 14.5654 | Hydro | 52.0469 | NODEVN3741
1263573987 | plant | [5 empty] | hydro | water-storage | [9 empty] | MULTIPOLYGON (((375411.7082423033 2453323.4366193637, 375407.5772361544 2453307.0839695055, 375437.667483301 2453299.5594270793, 375441.7984590423 2453315.9120833296, 375411.7082423033 2453323.4366193637))) | 14.5654 | Hydro | 52.0469 | NODEVN3744
| plant | [5 empty] | hydro | run-of-the-river | [9 empty] | MULTIPOLYGON (((452853.67153533397 2455081.5770750097, 452886.4982593551 2455076.9065006147, 452882.0657615308 2455046.092075677, 452865.621458703 2455048.4329860224, 452864.35815450625 2455039.6921093697, 452847.9859682478 2455042.0217514597, 452853.67153533397 2455081.5770750097))) | 14.5654 | Hydro | 52.0469 | NODEVN3747
| plant |  |  | Điện mặt trời Fujiwara |  | yes | solar | photovoltaic | [9 empty] | MULTIPOLYGON (((962066.3475414555 1536111.133019437, 962207.0266246172 1536179.1950188146, 962317.6890705825 1536381.62436006, 962295.3231360475 1536773.735881413, 962282.350143891 1536898.503620106, 962165.638126329 1537291.1984551172, 961655.3651761136 1537090.011929293, 961929.0859267148 1536109.4424230373, 961951.4914676793 1536100.5384278765, 962066.3475414555 1536111.133019437))) | 40.955 | Solar | 61.6244 | NODEVN3368b
1267717393 | plant | [5 empty] | hydro | run-of-the-river | [9 empty] | MULTIPOLYGON (((439316.6648842386 2133749.4850108237, 439300.4720398773 2133742.589702348, 439324.5251277031 2133686.7605658113, 439340.71801120974 2133693.6558963927, 439316.6648842386 2133749.4850108237))) | 14.5654 | Hydro | 52.0469 | NODEVN3576
1271285979 | plant | [5 empty] | hydro | water-storage | [9 empty] | MULTIPOLYGON (((824270.6434601166 1556311.875481557, 824264.1930344923 1556309.0245857842, 824272.0268123923 1556291.5486087753, 824278.4772424425 1556294.3995057694, 824270.6434601166 1556311.875481557))) | 14.5654 | Hydro | 52.0469 | NODEVN2598
1271492900 | plant | [5 empty] | hydro | run-of-the-river | [9 empty] | MULTIPOLYGON (((791977.5709938413 1628006.450891358, 791982.4086002533 1627993.1222520121, 792012.0583852783 1628003.743162466, 792007.2207624596 1628017.0717985013, 791977.5709938413 1628006.450891358))) | 14.5654 | Hydro | 52.0469 | NODEVN3879
1271492904 | plant | [5 empty] | hydro | run-of-the-river | [9 empty] | MULTIPOLYGON (((818737.716575688 1633655.5423551258, 818745.7750430335 1633638.5818200847, 818770.6674219074 1633650.2617160927, 818762.6090834469 1633667.2111724338, 818737.716575688 1633655.5423551258))) | 14.5654 | Hydro | 52.0469 | NODEVN3446
1271492909 | plant | [5 empty] | hydro | water-storage | [9 empty] | MULTIPOLYGON (((823059.140891126 1637129.5050337003, 823050.636510306 1637110.330270199, 823104.9975296626 1637086.5033071195, 823110.6360134233 1637099.1937870388, 823096.5443704482 1637105.3736211588, 823099.4103914382 1637111.8468544397, 823059.140891126 1637129.5050337003))) | 14.5654 | Hydro | 52.0469 | NODEVN3880
1271492911 | plant | [5 empty] | hydro | run-of-the-river | [9 empty] | MULTIPOLYGON (((819438.3442932824 1627570.5021515514, 819423.2467395072 1627554.5326911358, 819452.6709362614 1627527.0547364445, 819467.7686411066 1627543.0131420456, 819438.3442932824 1627570.5021515514))) | 14.5654 | Hydro | 52.0469 | NODEVN3881
| plant | [5 empty] | hydro | run-of-the-river | [9 empty] | MULTIPOLYGON (((821568.9382927201 1628944.5066349253, 821571.4728080406 1628944.4073146977, 821570.9468627477 1628931.220743535, 821532.42227615 1628932.726014591, 821532.9482419512 1628945.9125809066, 821527.674291139 1628946.1195898775, 821528.024179484 1628954.696501455, 821569.2773891059 1628953.0834070835, 821568.9382927201 1628944.5066349253))) | 14.5654 | Hydro | 52.0469 | NODEVN3881
1271492914 | plant | [5 empty] | hydro | run-of-the-river | [9 empty] | MULTIPOLYGON (((816156.7902673337 1622404.8637146954, 816157.7183149508 1622417.2683745327, 816197.4553840135 1622414.3396832116, 816196.5272121727 1622401.9460909308, 816156.7902673337 1622404.8637146954))) | 14.5654 | Hydro | 52.0469 | NODEVN3882
1271779983 | plant | [5 empty] | hydro | water-storage | [9 empty] | MULTIPOLYGON (((866824.2522844321 1670023.501299711, 866807.7572557757 1670006.9463883196, 866836.499097025 1669978.694258083, 866852.983371381 1669995.2490222482, 866824.2522844321 1670023.501299711))) | 14.5654 | Hydro | 52.0469 | NODEVN2627
1271779984 | plant | [5 empty] | hydro | water-storage | [9 empty] | MULTIPOLYGON (((864630.4238176451 1663140.407351297, 864610.2771208285 1663133.9819487822, 864619.9888661716 1663103.9270428512, 864640.1355896739 1663110.3524485468, 864630.4238176451 1663140.407351297))) | 14.5654 | Hydro | 52.0469 | NODEVN3884
1271779986 | plant | [5 empty] | hydro | water-storage | [9 empty] | MULTIPOLYGON (((859497.0091856696 1662095.7358143996, 859491.6569529674 1662083.6447803997, 859514.8013766196 1662073.5137273772, 859520.1642009683 1662085.616008216, 859497.0091856696 1662095.7358143996))) | 14.5654 | Hydro | 52.0469 | NODEVN3884
1272389001 | plant |  |  | Thủy Điện Định Bình |  |  | hydro | water-storage | [9 empty] | MULTIPOLYGON (((907577.5644433472 1568300.8928779098, 907583.3473851776 1568281.6559831118, 907554.6188931231 1568273.1234503528, 907548.8359747957 1568292.3603465245, 907577.5644433472 1568300.8928779098))) | 14.5654 | Hydro | 52.0469 | NODEVN2655
| plant | [5 empty] | hydro | water-storage | [9 empty] | MULTIPOLYGON (((905522.2829278796 1574716.276502954, 905508.7310229181 1574701.7711989977, 905527.6526903149 1574684.3313166543, 905541.1937898092 1574698.8364566956, 905522.2829278796 1574716.276502954))) | 14.5654 | Hydro | 52.0469 | NODEVN3891
| plant | [5 empty] | solar | photovoltaic | [9 empty] | MULTIPOLYGON (((934388.9537132238 1552925.2396110317, 934479.6630511826 1553003.8267330527, 934553.6728698139 1553056.7297557862, 934570.9181327783 1552947.9607698093, 934494.0289429089 1552944.6340379287, 934388.9537132238 1552925.2396110317))) | 40.955 | Solar | 61.6244 | NODEVN3900
| plant | [5 empty] | solar | photovoltaic | [9 empty] | MULTIPOLYGON (((933887.2770652719 1553170.0317101378, 934010.850309944 1553731.7114253626, 934461.9971449354 1553581.1348288, 934347.9556120927 1553133.4311818213, 934281.398805192 1553069.4023720678, 934230.7104359984 1553044.8804486403, 933887.2770652719 1553170.0317101378))) | 40.955 | Solar | 61.6244 | NODEVN3900
| plant | [5 empty] | solar | photovoltaic | [9 empty] | MULTIPOLYGON (((933947.6026435376 1552840.9892841964, 934202.4131814195 1552745.7836850465, 934097.5175499445 1552579.5365434864, 934127.0948080675 1552564.7505766768, 934190.7943681122 1552541.010118736, 934171.5148909257 1552479.2274644757, 934141.9914066948 1552490.8434710428, 934079.5795566153 1552259.884225944, 934048.1677274648 1552117.626432817, 933983.0390303831 1552122.8613649488, 933854.3625874149 1552176.6528165827, 933547.2273267361 1552258.0031050479, 933514.0970387873 1552276.7650323824, 933566.7263066263 1552375.178391739, 933527.937874853 1552419.2441430895, 933733.2385409502 1552674.9013596151, 933815.6503811155 1552626.5325840611, 933947.6026435376 1552840.9892841964))) | 40.955 | Solar | 61.6244 | NODEVN3900
| plant | [5 empty] | solar | photovoltaic | [9 empty] | MULTIPOLYGON (((933152.8481210617 1563685.756011678, 933525.8020305403 1563888.6826916214, 933740.7739983934 1564130.720588051, 933736.5793931885 1564138.7201052625, 933753.3123527376 1564144.771807694, 933786.92438538 1564181.834579235, 933781.445742963 1564187.7277508187, 933785.0273839559 1564190.8823472601, 933597.2152296217 1564498.2688377174, 933560.1124065288 1564563.3905481596, 933546.3981265909 1564567.4797151373, 933496.4969081772 1564634.4002060425, 933441.9693590648 1564683.3582842066, 932963.7051563908 1564393.703599057, 932882.7527697462 1563883.0220561249, 933152.8481210617 1563685.756011678))) | 40.955 | Solar | 61.6244 | NODEVN3900
| plant | [5 empty] | solar | photovoltaic | [9 empty] | MULTIPOLYGON (((943770.0015262085 1440896.5342936986, 943738.1767295823 1440908.195971153, 943711.3634658633 1440925.2933021586, 943704.1937213626 1440935.7550042435, 943719.736321182 1441021.1865090623, 943742.0144544397 1441058.9302677575, 943729.6111941136 1441104.797316411, 943748.9526481931 1441108.1462820757, 943765.0857184532 1441147.387775945, 943790.5183918839 1441152.5754360976, 943844.5114693877 1441177.3477815352, 943961.6719272914 1441208.0595153729, 943977.9399565111 1441208.4987468899, 943997.3019911514 1441205.1627567702, 944037.7006284079 1441222.1110282075, 944079.7388399269 1441246.6138870206, 944098.379645005 1441220.5489622715, 944118.7631467301 1441213.193807549, 944201.5130809862 1441162.9602639382, 944205.4207889147 1441155.9163730596, 944223.2081502475 1441147.0781446125, 944235.6641976631 1441143.2208642126, 944286.1424222243 1441114.187376111, 944310.1904352149 1441105.4500186804, 944324.5503398016 1441092.0663580531, 944329.5128498524 1441064.761166461, 944352.7432216732 1441034.5682139099, 944366.8390673397 1441028.1319149947, 944428.0875566812 1441045.9265997363, 944440.0530454824 1441045.531749384, 944495.7501392928 1441027.3038354053, 944532.2264852332 1441016.4496668295, 944540.0898260821 1441008.1723359365, 944545.2142248042 1440997.8219281498, 944540.7240509861 1440959.3659658693, 944542.3385547918 1440950.2561936066, 944545.7912749241 1440943.792600721, 944594.4533712908 1440905.3948337992, 944610.224463451 1440890.1380871378, 944637.112733333 1440850.225327278, 944655.0055199629 1440834.8697349448, 944655.2016558796 1440822.6992235212, 944649.2573346229 1440811.7380381355, 944632.8576243313 1440797.8587616219, 944610.9740397958 1440771.4292041217, 944588.936826999 1440763.9783588424, 944556.3704771551 1440757.510955622, 944552.8857166781 1440747.7424953186, 944553.0961026949 1440744.1314839474, 944562.4961880574 1440730.2244615972, 944572.1352595651 1440720.3791764409, 944573.7549648874 1440710.2716429995, 944566.4708858693 1440692.0379324534, 944567.3237263219 1440675.5429499506, 944456.8236490451 1440646.9543126873, 944455.104045508 1440645.0418081263, 944454.5986909084 1440639.9668614122, 944505.9838189257 1440500.697788214, 944510.4611517627 1440475.84607628, 944506.3062602249 1440462.4524493988, 944489.2307510222 1440454.061672289, 944309.5124471763 1440441.3225024305, 944308.8564701553 1440436.8216726005, 943965.2890689655 1440412.311837859, 943930.3396351584 1440410.0090010155, 943925.2080595421 1440348.4931987743, 943845.5701185879 1440349.8178880343, 943820.3051159426 1440325.3638661287, 943807.4871073388 1440338.1960948315, 943804.5143747192 1440355.3886108433, 943807.8038282515 1440476.7113365484, 943839.6178970512 1440611.0877092197, 943840.3568217962 1440673.97412457, 943830.6036637216 1440763.9326043471, 943817.2529238379 1440823.4104050878, 943794.4384273137 1440863.6108535042, 943770.0015262085 1440896.5342936986))) | 40.955 | Solar | 61.6244 | NODEVN3911
| plant | [5 empty] | solar | photovoltaic | [9 empty] | MULTIPOLYGON (((945995.7797537365 1397296.6975806686, 945028.3152974395 1397353.539225425, 944977.0560796767 1397456.332943839, 944210.345332457 1397965.2586138386, 944418.9513212538 1398165.8466850603, 944599.4124696665 1398167.5009489008, 944687.6222562065 1398204.2900005507, 944738.2376873353 1398263.8405728652, 944698.7000696752 1398327.3594954195, 944708.4494162196 1398422.5473163389, 944766.295383712 1398421.4114039235, 944776.3592951419 1398468.5875741583, 944848.3131129483 1398499.0146196624, 945041.4868603619 1398715.3226508033, 945040.449795302 1398744.032272288, 945053.801725755 1398758.4654774568, 945054.3408332008 1398780.3813901143, 945165.0137629178 1398780.8047055937, 945166.5411384474 1398860.6313614317, 945173.7082685519 1398925.168897597, 945376.6707880164 1398907.4472474805, 945402.6152686415 1398891.6001718924, 945411.4242063833 1398776.8342196, 945452.6847648148 1398771.6707347615, 945472.9095580507 1398524.4627729268, 945337.158613877 1398520.5972219303, 945334.0106457948 1398479.626523193, 945377.6292306548 1398417.0478008129, 945378.1468774839 1398383.9728349375, 945411.6502758977 1398352.001722912, 945617.6856592332 1398249.5917056182, 945621.667742669 1398517.5012612636, 945819.0854920015 1398518.276471739, 945842.2864508163 1398658.8003209655, 946045.9234748769 1398653.8653341425, 946033.6439742073 1398868.991636577, 946109.4832271307 1398866.1119309522, 946474.9979939805 1398846.6011707294, 946298.7252048405 1398279.421381331, 946289.0988689463 1398241.9739801218, 945995.7797537365 1397296.6975806686))) | 40.955 | Solar | 61.6244 | NODEVN3920
| plant | [5 empty] | solar | photovoltaic | [9 empty] | MULTIPOLYGON (((818063.5355188914 1393315.6343409563, 817909.1669020819 1393241.8859652716, 817906.3219056944 1393235.620293269, 817915.5395563587 1393219.4902331675, 817775.4456571976 1393160.8278929747, 817705.8019361881 1393127.0115072532, 817553.352024656 1393064.4482157098, 817491.9567268048 1393194.4903343555, 817433.1514120545 1393169.9191708725, 817413.4475243508 1393341.737433479, 817408.9865639824 1393533.5675884383, 817900.7682356731 1393746.8671244376, 818378.5649199041 1393958.5702454173, 818383.6756539765 1393945.00767876, 818511.5147326253 1393991.357253759, 818769.1536811008 1394077.8573639167, 818706.2392708666 1393938.4555152922, 818644.9267590421 1393852.2659261138, 818637.1175754275 1393820.1559699483, 818536.2517686456 1393787.2837946627, 818537.3977673039 1393749.9035388336, 818447.0011760872 1393747.5989837223, 818393.6609709153 1393730.483032967, 818240.6285018077 1393666.8897427511, 818002.8051811147 1393634.6739371044, 818043.3726812487 1393541.937257218, 818080.5240842882 1393453.2151560115, 818015.5219114489 1393422.638457631, 818063.5355188914 1393315.6343409563))) | 40.955 | Solar | 61.6244 | NODEVN3924
| plant | [5 empty] | hydro | run-of-the-river | [9 empty] | MULTIPOLYGON (((849313.0475705047 1540995.459032929, 849308.2209118663 1541009.8602365118, 849361.2830944506 1541027.396133669, 849366.1097842461 1541012.9949339784, 849313.0475705047 1540995.459032929))) | 14.5654 | Hydro | 52.0469 | NODEVN3899
| plant | [5 empty] | hydro | run-of-the-river | [9 empty] | MULTIPOLYGON (((844851.6125560247 1532987.4202693414, 844876.9617569961 1533001.91429663, 844894.5875779854 1532971.4560500537, 844891.6552561293 1532969.7775960467, 844893.6162513446 1532966.381073379, 844871.2101624411 1532953.5656306678, 844851.6125560247 1532987.4202693414))) | 14.5654 | Hydro | 52.0469 | NODEVN2837
| plant | [5 empty] | hydro | run-of-the-river | [9 empty] | MULTIPOLYGON (((843256.2616253375 1531537.5393280364, 843277.6619958454 1531550.4281637273, 843299.3369190181 1531514.8722320832, 843277.9365214093 1531501.9833829205, 843256.2616253375 1531537.5393280364))) | 14.5654 | Hydro | 52.0469 | NODEVN2837
| plant | [5 empty] | hydro | water-storage | [9 empty] | MULTIPOLYGON (((842379.6231240265 1525148.4165335475, 842379.4962890861 1525163.7998539866, 842406.1687711454 1525164.029340116, 842406.0229542565 1525180.8523345692, 842414.3148859073 1525180.9172560622, 842414.5982421897 1525148.7221526264, 842379.6231240265 1525148.4165335475))) | 14.5654 | Hydro | 52.0469 | NODEVN4001
| plant | [5 empty] | hydro | water-storage | [9 empty] | MULTIPOLYGON (((852331.4783594314 1503899.0854684024, 852349.4439603175 1503912.0862776346, 852362.754549087 1503893.9314628453, 852344.7890858462 1503880.9195709324, 852331.4783594314 1503899.0854684024))) | 14.5654 | Hydro | 52.0469 | NODEVN3108
1285141809 | plant |  |  |  |  | yes | hydro | [10 empty] | MULTIPOLYGON (((370399.53829093894 2493200.0847449265, 370428.29346619133 2493210.8589281365, 370413.31208195776 2493250.346305829, 370384.5672508697 2493239.5720665376, 370399.53829093894 2493200.0847449265))) | 14.5654 | Hydro | 52.0469 | NODEVN1994
1285220934 | plant |  |  |  |  | yes | hydro | [10 empty] | MULTIPOLYGON (((366169.43133809394 2491603.1157907574, 366194.52744810947 2491581.5613153987, 366185.7165172937 2491571.4294281043, 366160.62030491256 2491592.9728460363, 366169.43133809394 2491603.1157907574))) | 14.5654 | Hydro | 52.0469 | NODEVN4099
1285394705 | plant |  |  |  |  | yes | hydro | [10 empty] | MULTIPOLYGON (((364871.3870013392 2489061.6993903443, 364915.0318535343 2489049.1480280315, 364911.32969629706 2489036.425331538, 364867.6847125457 2489048.9656311166, 364871.3870013392 2489061.6993903443))) | 14.5654 | Hydro | 52.0469 | NODEVN4099
| plant |  |  |  |  | yes | solar | photovoltaic | [9 empty] | MULTIPOLYGON (((598200.2207193212 2320819.0168106733, 598202.1159160318 2320795.584354026, 598228.8719691193 2320797.601945195, 598263.5469531949 2320800.009506833, 598308.1484571337 2320804.3464482706, 598361.1405451647 2320811.932017346, 598357.8244213467 2320834.780485115, 598302.6920931829 2320827.005169633, 598262.3827175498 2320822.870704174, 598232.8934232568 2320820.7372905477, 598200.2207193212 2320819.0168106733))) | 40.955 | Solar | 61.6244 | NODEVN3819
| plant |  |  |  |  | yes | solar | photovoltaic | [9 empty] | MULTIPOLYGON (((676559.9869204256 1228149.9490025244, 676560.6005461268 1228087.310759253, 676597.3825935067 1228087.6766473632, 676597.6416263704 1228062.1369244664, 676581.5501763992 1228061.9720093748, 676581.9992960356 1228017.5401873314, 676513.2745756307 1228016.8458701058, 676512.5619556269 1228087.6691081377, 676523.9123163027 1228087.7750391217, 676523.3032100433 1228149.5947423899, 676559.9869204256 1228149.9490025244))) | 40.955 | Solar | 61.6244 | NODEVN1916
| plant |  |  |  |  | yes | solar | photovoltaic | [9 empty] | MULTIPOLYGON (((747867.4677029084 1183924.6463755036, 747867.7450605058 1183872.0096341213, 747803.6712625924 1183871.6827173755, 747805.7235526552 1183470.096321975, 747865.9678482236 1183470.4060144417, 747866.9086560213 1183287.1897542127, 747999.7643128143 1183287.8670045596, 747999.6607514899 1183307.9170135062, 748067.6972269905 1183308.2732002113, 748067.5219366673 1183342.5419240855, 748129.3424949732 1183342.8525585057, 748129.0197136635 1183406.100903062, 748300.8999700701 1183406.9889498854, 748300.6385738868 1183458.8734768652, 748367.4820390791 1183459.2215537285, 748367.4003085318 1183476.2730007148, 748429.8553739035 1183476.5999733033, 748429.6434527076 1183517.275477599, 748495.8193076518 1183517.6189178035, 748495.2948241855 1183620.0380920647, 748484.4388304264 1183619.9802681876, 748483.5946040086 1183783.6340255074, 748005.4299430184 1183781.1665229355, 748004.8989252179 1183886.1414957142, 747936.6338331935 1183885.7835052647, 747936.4331358131 1183924.9983254052, 747867.4677029084 1183924.6463755036))) | 40.955 | Solar | 61.6244 | NODEVN3678
| plant |  |  |  |  | yes | solar | photovoltaic | [9 empty] | MULTIPOLYGON (((749209.1133010187 1170422.6951383098, 749217.7158445506 1170411.0838077043, 749470.0198252904 1170363.0435897303, 749400.188141529 1169952.9085310698, 749450.9715144327 1169835.3981535495, 749445.6660221659 1169758.343129026, 749516.837009172 1169663.157065688, 749649.6186071497 1169576.5988148875, 749683.5156888905 1169599.0220099858, 749742.9043622456 1169589.5414816206, 749733.2312889416 1169546.8682887442, 749685.6280915864 1169551.18992476, 749679.6550607112 1169484.6200521656, 749718.1123191158 1169446.3930003538, 749759.8347419488 1169443.776737338, 749821.353201492 1169463.4917887608, 749863.6113879484 1169468.4594976634, 749886.6042915389 1169456.378100645, 749918.5085936293 1169430.9393594798, 749943.1831381371 1169429.9469483376, 749973.644627352 1169440.095690908, 750027.8031983977 1169503.5106377306, 750025.656142173 1169556.0122330259, 750044.5556939425 1169621.504004096, 750102.218572379 1169608.5036548746, 750168.4675497072 1169623.5843971225, 750247.6003822335 1169565.8041121587, 750306.179135486 1169505.5495404736, 750299.5573975865 1169367.7894560287, 750450.7085145649 1169340.3037458034, 750462.9523670155 1169407.0639019473, 750480.8497609107 1169504.6169104448, 750482.3344453016 1169512.6725090595, 750671.6716500679 1169482.5576709767, 750800.234017569 1169571.6171862842, 750891.6245809915 1169602.6304404286, 750922.7152058863 1169688.0533583444, 750906.9625456367 1169753.2913970107, 750883.238992566 1169785.793981351, 750888.8327398174 1169823.1816740246, 750986.5868132834 1169947.6031272875, 751045.2196187002 1169962.0433310824, 751050.5385111494 1170036.775716895, 751113.5073362017 1170100.2578406718, 751104.8133767494 1170164.3748075627, 751212.0875610302 1170271.372510008, 751167.7658001684 1170387.745013681, 751078.3535875985 1170408.1008433243, 751085.2299778624 1170430.31598061, 751115.3020603791 1170494.7292365923, 750956.4553584304 1170690.7841511767, 750819.3789258142 1170802.977924798, 750821.0249760122 1171058.5735890002, 749318.7313347411 1171295.5388531918, 749228.9011748576 1170808.8280042568, 749261.8984907143 1170793.8982028496, 749209.1133010187 1170422.6951383098))) | 40.955 | Solar | 61.6244 | NODEVN4029
| plant |  |  |  |  | yes | solar | photovoltaic | [9 empty] | MULTIPOLYGON (((644427.0675691327 1189624.3367765995, 642383.0860027783 1188415.242764044, 642969.1178939969 1190470.425465533, 643830.5488728763 1190231.192009675, 644427.0675691327 1189624.3367765995))) | 40.955 | Solar | 61.6244 | NODEVN3024
| plant |  |  |  |  | yes | solar | photovoltaic | [9 empty] | MULTIPOLYGON (((812224.0257060403 1393813.4535866755, 812151.6266094672 1393791.790129288, 812087.2081493478 1393788.184479154, 812094.5277717535 1393731.463764226, 812018.510032518 1393748.303706395, 811775.2387566513 1393774.3436605374, 811638.0865110242 1393805.5969429116, 811578.9024360913 1393829.5862578128, 811557.2916104489 1393858.6252290604, 811535.1021424783 1393860.9848912575, 811545.2188843484 1393895.5853581685, 811575.784192708 1393902.0088865624, 811574.8005439765 1393965.1873716225, 811611.0177645783 1393960.9436913584, 811666.9558564038 1393940.39571802, 811686.9568686876 1394004.9550363123, 811695.1511801467 1394162.7133252271, 811666.980041536 1394178.061641652, 811675.5561116356 1394194.3872613953, 811770.5987184534 1394198.9026708389, 811873.8813953898 1394250.465961289, 812160.0375740286 1394648.9214416281, 812003.0191695997 1394763.7164070557, 811973.7140076052 1394830.050818663, 811894.2351921143 1394789.7639239768, 811845.5575097993 1394759.092739437, 811671.1895209868 1394700.3854293933, 811641.4965984519 1394642.0865923646, 811581.4070271679 1394695.3406204842, 811537.0943250139 1394693.1180600799, 811478.6544953114 1394755.657719684, 811463.705718555 1394789.1207681003, 811462.2367495222 1394923.5769496942, 811576.6538799494 1394970.046306952, 811576.3877833929 1394994.3912563683, 811650.8171744018 1395016.0650078997, 811673.0832486099 1395007.6167384083, 811714.1708647042 1395038.204688089, 811772.0484740341 1395026.0934993161, 811813.9474998908 1394982.4952669034, 811937.1807839186 1395023.2608235641, 811978.2382811096 1395055.5872411863, 812019.4027334126 1395026.4748220036, 812046.005676582 1395047.050456981, 812106.8351755677 1394979.898667688, 812292.3811381554 1394923.3915042852, 812560.1488254756 1394922.8494075155, 812549.3921055174 1394787.0843911993, 812511.9103118673 1394800.5914226708, 812491.3662102986 1394758.0478231711, 812448.0307918554 1394773.8048962022, 812437.679227337 1394759.7846250418, 812414.8363101373 1394768.2260741605, 812232.156386425 1394296.6930944973, 812158.4191549979 1394317.9197914377, 812125.3791717833 1394244.5143205654, 812086.7565861996 1394175.399254261, 812264.790737693 1393979.9730563222, 812273.195638146 1393851.9586134437, 812221.9736793719 1393840.9679133522, 812224.0257060403 1393813.4535866755))) | 40.955 | Solar | 61.6244 | NODEVN3456
| plant |  |  |  |  | yes | hydro | [10 empty] | MULTIPOLYGON (((865548.584804921 1636099.1505962105, 865564.7037211171 1636112.6015535216, 865535.6899337854 1636146.9531503713, 865519.5710336097 1636133.5022105428, 865548.584804921 1636099.1505962105))) | 14.5654 | Hydro | 52.0469 | NODEVN2634
| plant |  |  |  |  | yes | solar | photovoltaic | [9 empty] | MULTIPOLYGON (((768806.0630232848 1545710.6803263633, 768827.3491348377 1545672.5793632073, 768747.9619468858 1545665.7024950702, 768743.3083005721 1545695.044460127, 768615.6083038382 1545927.3813676245, 768684.4851252487 1546382.780372388, 768888.6479480971 1546600.4443730672, 768972.0113797019 1546834.697414183, 769116.847710292 1546903.6466167662, 769289.0188380647 1546854.7449742367, 769360.4630492984 1546788.0688836349, 769393.1459644902 1546768.243097907, 769314.6492358646 1546568.0352559045, 769159.4567194153 1545994.7486372949, 769102.2069609485 1545892.5025336163, 769029.1590570027 1545877.0455732476, 768979.2884984408 1545865.7841155964, 768981.5762192301 1545813.6574126412, 768938.9373854792 1545786.9961338632, 768900.1845753675 1545777.3681432148, 768806.0630232848 1545710.6803263633))) | 40.955 | Solar | 61.6244 | NODEVN3321
| plant |  |  |  |  | yes | solar | photovoltaic | [9 empty] | MULTIPOLYGON (((759518.55786136 1846720.5546927382, 759950.1607951145 1846933.7743223, 759375.9234242751 1847548.8750301523, 758781.181096395 1847360.141646405, 759201.1798675505 1846951.6574848453, 759518.55786136 1846720.5546927382))) | 40.955 | Solar | 61.6244 | NODEVN4058
| plant |  |  |  |  | yes | hydro | [10 empty] | MULTIPOLYGON (((456354.2132121398 2382979.35843464, 456392.320298525 2382972.382094796, 456395.1679606439 2382987.770405719, 456357.0712642117 2382994.746711591, 456354.2132121398 2382979.35843464))) | 14.5654 | Hydro | 52.0469 | NODEVN0660
| plant |  |  |  |  | yes | hydro | [10 empty] | MULTIPOLYGON (((319905.7054555735 2427052.444194711, 319887.55366306065 2427039.7609203644, 319858.99283143843 2427080.183608323, 319877.1341502775 2427092.8558941325, 319905.7054555735 2427052.444194711))) | 14.5654 | Hydro | 52.0469 | NODEVN0987
| plant |  |  | Nhà máy Thuỷ điện Nậm He |  | yes | hydro | [10 empty] | MULTIPOLYGON (((307317.4147606792 2430491.869832941, 307285.54608478746 2430485.857246411, 307278.3122998763 2430523.75363541, 307310.1807699426 2430529.755129272, 307317.4147606792 2430491.869832941))) | 14.5654 | Hydro | 52.0469 | NODEVN4035
| plant |  |  |  |  | yes | solar | [10 empty] | MULTIPOLYGON (((864060.449419652 1239543.2854237794, 863842.6184636953 1239664.387327515, 863804.1920419973 1239664.2410744994, 863806.268561233 1239687.5795525194, 863656.6623272881 1239767.4973302423, 863615.3659764362 1239735.8408624036, 863009.3121914207 1240066.618162917, 863022.0946680703 1240116.1610215276, 862971.0057119676 1240147.0515226303, 862941.0998615582 1240145.8503247967, 862940.2859888738 1240165.6559859049, 862818.3943142651 1240233.0519487269, 862779.0215062841 1240265.5367603707, 863038.0138959663 1240290.8974170175, 863038.4536700724 1240278.0875140934, 863111.8068805902 1240276.2901454086, 863120.5281521168 1240308.7303311198, 863182.3562502102 1240288.450228878, 863195.8520821275 1240365.824128988, 863238.1054918515 1240363.9751349017, 863239.5081410138 1240369.5289504554, 863326.0126408315 1240371.9565485287, 863405.5751974878 1240339.3501860264, 863407.189390528 1240300.0265355639, 863441.3939084986 1240284.6738641758, 863440.6827329295 1240269.2148356726, 863539.4234777945 1240227.200255541, 863529.0234194825 1240186.5778691461, 863627.0984343891 1240151.2569091253, 863632.5640818703 1240186.2856029377, 863707.4324248572 1240180.1426837393, 863745.8470489274 1240258.6738255909, 863816.4143045575 1240243.1565755322, 863917.1625524762 1240023.6833514753, 863883.5635250516 1239985.423468667, 863886.3776221166 1239970.5912546495, 863864.56251988 1239954.0185801978, 863943.4175133079 1239828.432865476, 863984.9099464688 1239868.8310961723, 864091.8188533748 1239803.8828862202, 864143.8035801433 1239746.1886860125, 864121.7449075843 1239699.8960521093, 864118.1613815015 1239601.9321809656, 864122.9378882637 1239594.4101810243, 864121.1405555242 1239545.4337235827, 864060.449419652 1239543.2854237794))) | 40.955 | Solar | 61.6244 | NODEVN0457
| plant |  |  |  |  | yes | solar | [10 empty] | MULTIPOLYGON (((932937.4147314518 1264974.6708453798, 932864.8973651079 1265044.4918077874, 932920.7590202169 1265098.2955595816, 932609.5877380453 1265395.933348399, 932615.4575772085 1265439.1418024965, 932468.6040431634 1265603.232597537, 932501.2778734067 1265637.475879646, 932443.39960111 1265709.2490455813, 932505.817876003 1265776.8309425744, 932422.6740722039 1265851.4607461728, 932334.028290403 1265771.559735793, 932250.6068832516 1265844.146592061, 931858.322878295 1266262.4651561133, 931618.5332030903 1266253.36123249, 931633.2448187436 1266164.392658232, 931589.4869990605 1266104.339383903, 931642.1365059095 1266072.4293016715, 931730.9292791609 1266099.2824491712, 931764.3132672551 1266060.1146939427, 931743.6735811236 1265982.322122024, 931818.0220717678 1265906.9943778901, 931804.3907812838 1265874.7529451184, 931873.2946074139 1265812.1636576115, 931885.4403672429 1265782.0265508702, 931864.9490262697 1265735.7031969626, 931837.0687891045 1265715.5032615357, 931881.1179810081 1265668.9001083325, 931901.7137406109 1265621.388272276, 931968.6663008264 1265572.771240498, 932032.3988204462 1265544.504638245, 932053.1301938074 1265530.2132694095, 932078.3999079322 1265527.0680479563, 932174.5983142304 1265612.8904592649, 932249.6233375439 1265573.706127854, 932282.8647676667 1265545.0220076968, 932331.0620141032 1265538.1012944868, 932354.3728143686 1265506.365979659, 932353.9459422312 1265452.1594046517, 932447.7311419534 1265371.8559391042, 932485.4154780344 1265361.299747573, 932537.5330784756 1265325.2931203926, 932537.9725870078 1265293.2441804921, 932557.715316344 1265264.9625039664, 932599.1065399824 1265090.967931489, 932696.9962630991 1265011.297280389, 932740.6462745701 1264907.8612293275, 932730.9994904476 1264862.5614816449, 932769.1841965701 1264815.5790133285, 932937.4147314518 1264974.6708453798))) | 40.955 | Solar | 61.6244 | NODEVN3979
| plant |  |  |  |  | yes | solar | [10 empty] | MULTIPOLYGON (((638011.576058507 1206674.83166829, 637642.2009011733 1206601.0503284773, 637412.7331895231 1207074.0026830428, 637372.3263841312 1207060.4414865877, 637048.3766626182 1207061.4193863191, 636908.7194334285 1207371.0527474287, 637576.8125593532 1207589.3692291777, 638011.576058507 1206674.83166829))) | 40.955 | Solar | 61.6244 | NODEVN3728
| plant |  |  |  |  | yes | solar | [10 empty] | MULTIPOLYGON (((638434.2800095724 1206756.117837756, 638732.2047534289 1206813.5830282131, 638268.6278100275 1207810.1220826579, 637974.3857339598 1207718.3129879788, 638415.8106600078 1206758.0755034448, 638434.2800095724 1206756.117837756))) | 40.955 | Solar | 61.6244 | NODEVN3728
| plant |  |  | Dohwa Lệ Thủy |  | yes | solar | photovoltaic | [9 empty] | MULTIPOLYGON (((699353.3490980685 1905283.7424169052, 699369.8803370435 1905284.7549448963, 699680.3736427142 1905689.0193260545, 699036.0105431457 1906174.4765898823, 698896.0258927059 1905987.9537400159, 698873.5322191085 1905983.197984903, 698418.7857944341 1906334.3847586582, 698257.93939827 1906121.299859219, 699353.3490980685 1905283.7424169052))) | 40.955 | Solar | 61.6244 | NODEVN0186
| plant |  |  |  |  | yes | hydro | [10 empty] | MULTIPOLYGON (((813122.878229621 1619898.995802032, 813131.0104349011 1619851.7680325105, 813160.2434515678 1619856.7389386017, 813152.1219684333 1619903.9668472554, 813122.878229621 1619898.995802032))) | 14.5654 | Hydro | 52.0469 | NODEVN3882
| plant |  |  |  |  | yes | hydro | [10 empty] | MULTIPOLYGON (((825029.5381720741 1644944.7138143238, 824994.2576982921 1644907.2544658077, 824978.8418030522 1644921.588412558, 825014.1114993925 1644959.0475925866, 825029.5381720741 1644944.7138143238))) | 14.5654 | Hydro | 52.0469 | NODEVN2610
| plant |  |  |  |  | yes | hydro | [10 empty] | MULTIPOLYGON (((825942.2396835934 1640976.2872655592, 825920.8930982754 1640971.6566481353, 825929.0123313161 1640934.5960501842, 825950.3589509286 1640939.226668595, 825942.2396835934 1640976.2872655592))) | 14.5654 | Hydro | 52.0469 | NODEVN2610
| plant |  |  | Thủy điện Đray H'Linh |  | yes | hydro | [10 empty] | MULTIPOLYGON (((815443.9230651199 1402998.4425541037, 815468.0305356765 1403011.7545065386, 815445.2678802428 1403052.4588744666, 815421.1604427274 1403039.146935714, 815443.9230651199 1402998.4425541037))) | 14.5654 | Hydro | 52.0469 | NODEVN3443
| plant |  |  |  |  | yes | hydro | [10 empty] | MULTIPOLYGON (((821777.9958375503 1627975.2086749657, 821769.2096103957 1627955.721544465, 821732.9800953392 1627971.8323259454, 821741.7555620235 1627991.3192963134, 821777.9958375503 1627975.2086749657))) | 14.5654 | Hydro | 52.0469 | NODEVN3881
| plant |  |  |  |  | yes | hydro | [10 empty] | MULTIPOLYGON (((823686.1400533664 1628788.6444594043, 823674.86761689 1628749.59700154, 823653.4961220291 1628755.6914981222, 823664.7685857625 1628794.73894014, 823686.1400533664 1628788.6444594043))) | 14.5654 | Hydro | 52.0469 | NODEVN3881
| plant |  |  | Phu Yen TPP |  | yes | solar | photovoltaic | [9 empty] | MULTIPOLYGON (((944446.8981100633 1436994.0094935931, 944380.6659682875 1436996.1387070608, 944378.9941308994 1437117.8256130773, 944354.79605634 1437117.4369353526, 944355.2715617565 1437215.0993906884, 944605.4512154947 1437218.254379057, 944600.617658537 1437555.490405531, 944585.0992493029 1437577.270991535, 944580.9842083333 1437615.4553089286, 944724.8597550727 1437627.6250420515, 944774.3732142791 1437668.4125525404, 945042.8935610147 1437655.3368362165, 945095.1997646571 1437630.6781805544, 945163.5647648317 1437623.6627608703, 945165.2041031732 1437557.6207201187, 945316.6039092597 1437537.4513243837, 945270.9388587538 1437113.0417516439, 945287.9336622499 1436984.7151124247, 944860.1133019084 1436979.2078945902, 944852.7226119481 1436967.5030227555, 944751.9522597394 1436976.604243618, 944682.4851588544 1436980.410348429, 944564.5998896593 1436983.4385987774, 944446.8981100633 1436994.0094935931))) | 40.955 | Solar | 61.6244 | NODEVN4052
| plant |  |  |  |  | yes | hydro | [10 empty] | MULTIPOLYGON (((484243.5875214557 2494305.287575441, 484245.895064343 2494279.6042134427, 484219.91142417263 2494277.2952473983, 484217.60392433323 2494302.978613491, 484243.5875214557 2494305.287575441))) | 14.5654 | Hydro | 52.0469 | NODEVN2262
| plant |  |  |  |  | yes | hydro | [10 empty] | MULTIPOLYGON (((487017.2332343185 2493709.584030397, 487021.34790332365 2493736.213468383, 487000.29346367106 2493739.4303206243, 486996.17875896004 2493712.8008880056, 487017.2332343185 2493709.584030397))) | 14.5654 | Hydro | 52.0469 | NODEVN2262
| plant |  |  |  |  | yes | solar | photovoltaic | [9 empty] | MULTIPOLYGON (((938043.4188775609 1294663.1067903782, 937981.5087178691 1294709.6812030603, 937880.7359935986 1294645.652063315, 937877.6508230038 1294573.6892011908, 937898.1540132283 1294533.2213194591, 937939.0497009903 1294521.5758963453, 938043.4188775609 1294663.1067903782))) | 40.955 | Solar | 61.6244 | NODEVN3364b
| plant |  |  | Nhà mày Thuỷ điện Suối Sập 3 |  | yes | hydro | [10 empty] | MULTIPOLYGON (((448245.1652843544 2344089.7593208435, 448213.7003250872 2344088.308854612, 448212.81504329154 2344107.127163209, 448244.2903461505 2344108.5775943585, 448245.1652843544 2344089.7593208435))) | 14.5654 | Hydro | 52.0469 | NODEVN1083
| plant |  |  |  |  | yes | hydro | [10 empty] | MULTIPOLYGON (((448878.07316408487 2341451.6762843383, 448918.3010703188 2341461.9663464483, 448913.5207240131 2341480.4313842296, 448873.2928593095 2341470.1413344694, 448878.07316408487 2341451.6762843383))) | 14.5654 | Hydro | 52.0469 | NODEVN1083
| plant |  |  |  |  | yes | hydro | [10 empty] | MULTIPOLYGON (((400558.20102149784 2375107.6672434006, 400585.1446309365 2375111.841223215, 400578.11502483924 2375156.6713619195, 400551.16112630826 2375152.4974600305, 400558.20102149784 2375107.6672434006))) | 14.5654 | Hydro | 52.0469 | NODEVN0933
| plant |  |  |  |  | yes | hydro | [10 empty] | MULTIPOLYGON (((394519.5017550894 2462062.9183603576, 394552.0485197902 2462074.2226984324, 394545.6590170648 2462092.4108611266, 394513.11228436156 2462081.1065375195, 394519.5017550894 2462062.9183603576))) | 14.5654 | Hydro | 52.0469 | NODEVN3748b
| plant |  |  |  |  | yes | hydro | [10 empty] | MULTIPOLYGON (((324064.8454855591 2500524.4345822586, 324038.4626853707 2500522.832809502, 324036.99811723497 2500546.6152655436, 324063.3808770693 2500548.2170331115, 324064.8454855591 2500524.4345822586))) | 14.5654 | Hydro | 52.0469 | NODEVN4037
| plant |  |  |  |  | yes | hydro | [10 empty] | MULTIPOLYGON (((283365.1547535657 2476727.842888443, 283350.7623915962 2476713.7332538925, 283375.39535718714 2476688.909288916, 283389.78771505284 2476703.0189460097, 283365.1547535657 2476727.842888443))) | 14.5654 | Hydro | 52.0469 | NODEVN3465b
| plant |  |  |  |  | yes | hydro | [10 empty] | MULTIPOLYGON (((936719.0877071209 1435154.6282491686, 936730.380580185 1435167.3224528977, 936702.7939756202 1435191.5429806302, 936691.5011070061 1435178.8487887292, 936719.0877071209 1435154.6282491686))) | 14.5654 | Hydro | 52.0469 | NODEVN4052
| plant |  |  |  |  | yes | hydro | [10 empty] | MULTIPOLYGON (((398227.70978308213 2465597.7517580516, 398195.6711259095 2465613.7149185436, 398209.5638728804 2465641.289566618, 398241.602412333 2465625.3153624074, 398227.70978308213 2465597.7517580516))) | 14.5654 | Hydro | 52.0469 | NODEVN3748b
| plant |  |  |  |  | yes | hydro | [10 empty] | MULTIPOLYGON (((397628.73112464644 2465257.46147113, 397587.22693174996 2465247.2174636824, 397581.38486778375 2465270.6150226938, 397622.8890036584 2465280.8590125265, 397628.73112464644 2465257.46147113))) | 14.5654 | Hydro | 52.0469 | NODEVN3748b
| plant |  |  |  |  | yes | hydro | [10 empty] | MULTIPOLYGON (((369271.4901378486 2514297.955171107, 369232.29177122563 2514312.962671112, 369226.399174812 2514297.755595072, 369265.59748156776 2514282.7370102643, 369271.4901378486 2514297.955171107))) | 14.5654 | Hydro | 52.0469 | NODEVN1994
| plant |  |  |  |  | yes | hydro | [10 empty] | MULTIPOLYGON (((756305.3894171709 1785291.840848898, 756338.3888409239 1785293.9960884294, 756336.8948929372 1785316.630637692, 756303.8955035865 1785314.4753956478, 756305.3894171709 1785291.840848898))) | 14.5654 | Hydro | 52.0469 | NODEVN3862
| plant |  |  |  |  | yes | hydro | [10 empty] | MULTIPOLYGON (((862866.3164835674 1630940.4381526238, 862877.1372734567 1630960.9641426848, 862915.8043921667 1630940.8354608354, 862904.9834519292 1630920.3205256786, 862866.3164835674 1630940.4381526238))) | 14.5654 | Hydro | 52.0469 | NODEVN2634
| plant |  |  |  |  | yes | hydro | [10 empty] | MULTIPOLYGON (((814710.1374228956 1274607.6102241816, 814709.2018463145 1274574.7072449115, 814729.6915042573 1274574.1273001945, 814730.6269482783 1274607.0413557324, 814710.1374228956 1274607.6102241816))) | 14.5654 | Hydro | 52.0469 | NODEVN0315
| plant |  |  |  |  | yes | hydro | [10 empty] | MULTIPOLYGON (((852865.7158992488 1316009.556798168, 852841.2828756729 1316009.4824874518, 852841.1513491612 1316053.528256109, 852865.5734307226 1316053.6024489894, 852865.7158992488 1316009.556798168))) | 14.5654 | Hydro | 52.0469 | NODEVN2152
| plant |  |  |  |  | yes | hydro | [10 empty] | MULTIPOLYGON (((860361.3067907239 1324014.8124347464, 860392.3601962716 1324059.0688289988, 860345.1694898484 1324091.9320351994, 860327.099708287 1324061.7762880537, 860346.8179918155 1324027.133031433, 860361.3067907239 1324014.8124347464))) | 14.5654 | Hydro | 52.0469 | NODEVN3344
| plant |  |  |  |  | yes | hydro | [10 empty] | MULTIPOLYGON (((551710.418313032 2528515.066646374, 551699.7120269457 2528498.9118245333, 551749.9287059171 2528466.0057367724, 551760.6349634008 2528482.1605941346, 551710.418313032 2528515.066646374))) | 14.5654 | Hydro | 52.0469 | NODEVN0296
| plant |  |  |  |  | yes | hydro | [10 empty] | MULTIPOLYGON (((913541.7855350529 1551084.1203169413, 913508.1179523718 1551107.9610936362, 913523.1585440817 1551128.9322469546, 913556.826124453 1551105.0914932028, 913541.7855350529 1551084.1203169413))) | 14.5654 | Hydro | 52.0469 | NODEVN0589
| plant |  |  |  |  | yes | hydro | [10 empty] | MULTIPOLYGON (((915487.5024753422 1303032.1311824962, 915454.4740137074 1303014.9817483495, 915443.769498087 1303035.3275285957, 915476.7977856788 1303052.4880366798, 915487.5024753422 1303032.1311824962))) | 14.5654 | Hydro | 52.0469 | NODEVN3437
| plant |  |  |  |  | yes | hydro | [10 empty] | MULTIPOLYGON (((908132.0717540808 1309354.1691326455, 908169.351001766 1309366.4374084915, 908162.4811346519 1309387.0454880812, 908125.2020633578 1309374.7661340993, 908132.0717540808 1309354.1691326455))) | 14.5654 | Hydro | 52.0469 | NODEVN3310b
| plant |  |  |  |  | yes | hydro | [10 empty] | MULTIPOLYGON (((243758.62625572903 2498382.405948054, 243742.4657797195 2498351.90702921, 243769.9258914874 2498337.520829922, 243786.096423078 2498368.00852471, 243758.62625572903 2498382.405948054))) | 14.5654 | Hydro | 52.0469 | NODEVN4097
| plant |  |  |  |  | yes | hydro | [10 empty] | MULTIPOLYGON (((258084.01933591123 2501810.8839271846, 258052.51757590027 2501791.6945456397, 258041.01410750518 2501810.366841467, 258072.5261327785 2501829.5560351117, 258084.01933591123 2501810.8839271846))) | 14.5654 | Hydro | 52.0469 | NODEVN4097
| plant |  |  |  |  | yes | hydro | [10 empty] | MULTIPOLYGON (((255615.14296988043 2497081.118141378, 255598.47043917957 2497047.969567988, 255575.94966996674 2497059.174530391, 255592.62224276175 2497092.323083117, 255615.14296988043 2497081.118141378))) | 14.5654 | Hydro | 52.0469 | NODEVN4097
| plant |  |  |  |  | yes | hydro | [10 empty] | MULTIPOLYGON (((276925.36486209894 2477699.6744711655, 276939.2536415972 2477715.6136229658, 276912.3010828348 2477738.8319564, 276898.4122912793 2477722.8928277683, 276925.36486209894 2477699.6744711655))) | 14.5654 | Hydro | 52.0469 | NODEVN4065
| plant |  |  |  |  | yes | hydro | [10 empty] | MULTIPOLYGON (((289258.9754762661 2477953.679631699, 289219.7581396479 2477958.5556162326, 289217.367176463 2477939.5481246263, 289256.58456165984 2477934.67213795, 289258.9754762661 2477953.679631699))) | 14.5654 | Hydro | 52.0469 | NODEVN4066
| plant |  |  |  |  | yes | hydro | [10 empty] | MULTIPOLYGON (((289459.41091148485 2480443.637284082, 289434.39972951607 2480469.5751881455, 289445.814103406 2480480.4516633544, 289470.8252832223 2480454.513777558, 289459.41091148485 2480443.637284082))) | 14.5654 | Hydro | 52.0469 | NODEVN4067
| plant |  |  |  |  | yes | hydro | [10 empty] | MULTIPOLYGON (((436012.68323780317 2251284.6491282014, 436000.7994400133 2251274.566987357, 435973.04189078265 2251306.864526471, 435984.91528792743 2251316.9577541063, 436012.68323780317 2251284.6491282014))) | 14.5654 | Hydro | 52.0469 | NODEVN3451
| plant |  |  | Nhà máy thủy điện Khe Giông |  | yes | hydro | [10 empty] | MULTIPOLYGON (((691060.3891314049 1836788.7095701844, 691070.4838168566 1836801.9147846745, 691063.4453361642 1836808.547730106, 691034.8695265877 1836827.361705048, 691026.0721531749 1836808.7007486974, 691060.3891314049 1836788.7095701844))) | 14.5654 | Hydro | 52.0469 | NODEVN1465
| plant |  |  | Nhà máy thủy điện Đakrông 4 |  | yes | hydro | [10 empty] | MULTIPOLYGON (((698504.2843809754 1837763.6222618273, 698584.4146706152 1837824.7314231822, 698556.3693554897 1837854.653125182, 698578.7426453185 1837874.6948200979, 698503.3569855553 1837957.6459685117, 698399.9973525153 1837875.6243054168, 698504.2843809754 1837763.6222618273))) | 14.5654 | Hydro | 52.0469 | NODEVN3453
| plant |  |  | NMTĐ Đakrông 1 |  | yes | hydro | [10 empty] | MULTIPOLYGON (((710229.8363212972 1825839.8160890122, 710234.4140557386 1825805.171992774, 710284.1182118459 1825796.736424037, 710282.5178970328 1825832.6492940076, 710229.8363212972 1825839.8160890122))) | 14.5654 | Hydro | 52.0469 | NODEVN3453
| plant |  |  |  |  | yes | wind | wind_turbine | [9 empty] | MULTIPOLYGON (((829884.8325028727 2367247.81757176, 828267.4443057913 2363484.84052462, 829466.8333830442 2357934.1097513395, 831745.1927240554 2355506.697545778, 837260.53975387 2361372.8064357457, 837736.6547615145 2369800.8996570664, 835670.2494015868 2369758.124073916, 835559.6965766822 2368205.4619463785, 832381.8010854649 2367599.8336759075, 830984.5447083206 2367509.3483679993, 829884.8325028727 2367247.81757176))) | 5.3965 | Wind | 10.4173 | NODEVN1437
| plant |  |  | Nhà máy Thuỷ điện Nậm Cấu |  | yes | hydro | [10 empty] | MULTIPOLYGON (((274339.9000364272 2477845.068043118, 274380.4535916692 2477857.669847417, 274376.32888034254 2477870.801158454, 274335.7648934421 2477858.188442686, 274336.77933214477 2477854.9944735793, 274339.9000364272 2477845.068043118))) | 14.5654 | Hydro | 52.0469 | NODEVN4097
| plant |  |  | Nhà máy Thuỷ điện Nậm Cấu Thượng |  | yes | hydro | [10 empty] | MULTIPOLYGON (((274503.4533570773 2480947.3700400735, 274496.5843078484 2480986.2186751217, 274481.42679453385 2480983.570816918, 274488.275214738 2480944.7224725583, 274503.4533570773 2480947.3700400735))) | 14.5654 | Hydro | 52.0469 | NODEVN4097
| plant |  |  | Nhà máy Thuỷ điện Nậm Thi 2 |  | yes | hydro | [10 empty] | MULTIPOLYGON (((365332.3555575112 2472451.398866552, 365344.6300529718 2472484.3864324978, 365356.8571290256 2472479.8847109177, 365344.59295552876 2472446.897047212, 365332.3555575112 2472451.398866552))) | 14.5654 | Hydro | 52.0469 | NODEVN4099
755517374 | generator | [8 empty] | solar | solar_photovoltaic_panel | [6 empty] | LINESTRING (877525.5079771718 1764788.4128247972, 877571.5289700741 1764810.1149621184, 877579.3220196541 1764793.789314675, 877533.3009932805 1764772.0871670374, 877525.5079771718 1764788.4128247972) | 40.955 | Solar | 61.6244 | NODEVN0228
841700842 | generator | [7 empty] | yes | solar | solar_photovoltaic_panel | [6 empty] | LINESTRING (665593.9640886501 1175386.0462126387, 665651.5059365018 1175392.841484353, 665654.1455729975 1175372.0934799218, 665596.1569249809 1175364.9199682274, 665593.9640886501 1175386.0462126387) | 40.955 | Solar | 61.6244 | NODEVN3867
841700843 | generator | [7 empty] | yes | solar | solar_photovoltaic_panel | [6 empty] | LINESTRING (665598.1829837193 1175355.561459857, 665655.4720454813 1175362.5988333463, 665658.3360064016 1175342.969050345, 665600.1423861176 1175335.1862028795, 665598.1829837193 1175355.561459857) | 40.955 | Solar | 61.6244 | NODEVN3867
841700844 | generator | [7 empty] | yes | solar | solar_photovoltaic_panel | [6 empty] | LINESTRING (665601.6192193683 1175326.267443954, 665659.5868069772 1175333.2860033964, 665662.5591667179 1175311.6215858469, 665603.9621117213 1175305.783449636, 665601.6192193683 1175326.267443954) | 40.955 | Solar | 61.6244 | NODEVN3867
841700845 | generator | [7 empty] | yes | solar | solar_photovoltaic_panel | [6 empty] | LINESTRING (665616.6354410053 1175208.6772718108, 665674.814950138 1175214.9115537612, 665677.0532635918 1175195.6879647032, 665619.6277649021 1175189.6453903771, 665616.6354410053 1175208.6772718108) | 40.955 | Solar | 61.6244 | NODEVN3867
841700846 | generator | [7 empty] | yes | solar | solar_photovoltaic_panel | [6 empty] | LINESTRING (665528.784438177 1175377.112298991, 665563.3507770223 1175381.262582642, 665571.0987733593 1175322.6235159095, 665535.9088209325 1175318.448073078, 665528.784438177 1175377.112298991) | 40.955 | Solar | 61.6244 | NODEVN3867
841700847 | generator | [7 empty] | yes | solar | solar_photovoltaic_panel | [6 empty] | LINESTRING (665574.8892602168 1175481.0528418545, 665609.9322802323 1175483.9114145457, 665618.1671848946 1175419.6780226226, 665582.7015885354 1175415.9546592722, 665574.8892602168 1175481.0528418545) | 40.955 | Solar | 61.6244 | NODEVN3867
841702577 | generator | [7 empty] | yes | solar | solar_photovoltaic_panel | [6 empty] | LINESTRING (648952.3884758069 1166275.50226188, 649000.764172953 1166241.8805983497, 648964.4906108058 1166187.850170476, 648915.8416810071 1166221.3822223016, 648952.3884758069 1166275.50226188) | 40.955 | Solar | 61.6244 | NODEVN3595
1085800904 | generator | [8 empty] | solar | solar_photovoltaic_panel | [6 empty] | LINESTRING (862479.4756014508 1223139.490871278, 862499.2279141097 1222589.2897270913, 863129.1661938402 1222611.7169151795, 863123.129345879 1222779.7141811312, 863308.9047389997 1222786.3329096248, 863306.9398155976 1222840.9924354746, 863488.755983239 1222847.4685610032, 863489.2336105158 1222834.049945323, 863716.7886249381 1222842.155234507, 863707.2565410528 1223107.5156440942, 863464.7417360549 1223098.8777800703, 863461.6845319374 1223183.795523338, 862929.6510221164 1223164.850404385, 862939.4776674946 1222891.132734681, 862832.350676493 1222887.3170667381, 862822.8582062165 1223151.7234736749, 862479.4756014508 1223139.490871278) | 40.955 | Solar | 61.6244 | NODEVN3963
1085803926 | generator | [8 empty] | solar | solar_photovoltaic_panel |  | floating |  |  |  |  | LINESTRING (810920.2339878804 1244733.2549107375, 811049.278315946 1244735.8022634643, 811045.4981435472 1244925.9873849778, 811069.1434403972 1244926.4493830781, 811064.6467520411 1245153.2504543366, 810936.1503696353 1245150.7189969781, 810940.6421670257 1244924.3277198684, 810916.4615414467 1244923.8495524079, 810920.2339878804 1244733.2549107375) | 40.955 | Solar | 61.6244 | NODEVN3616
1085803927 | generator | [8 empty] | solar | solar_photovoltaic_panel |  | floating |  |  |  |  | LINESTRING (810397.0668575219 1244923.5751815531, 810397.9121084489 1244613.984655767, 810652.0107842609 1244621.4391577453, 810651.925816886 1244926.7532146028, 810397.0668575219 1244923.5751815531) | 40.955 | Solar | 61.6244 | NODEVN3616
1085803928 | generator | [8 empty] | solar | solar_photovoltaic_panel |  | floating |  |  |  |  | LINESTRING (810804.541357389 1245624.4644710745, 810806.0995790795 1245316.3189498512, 810977.6840868238 1245317.9840441071, 810980.6456671183 1245160.3618859928, 811045.9779713055 1245160.276435968, 811039.4595546683 1245315.0078203622, 811058.8202734988 1245316.6239544032, 811057.9570356018 1245628.3527681641, 810804.541357389 1245624.4644710745) | 40.955 | Solar | 61.6244 | NODEVN3616
1085803929 | generator | [8 empty] | solar | solar_photovoltaic_panel |  | floating |  |  |  |  | LINESTRING (810359.5087502063 1245151.1176796486, 810361.2176542567 1244936.3138218399, 810648.4886646492 1244938.5990352342, 810647.7092911063 1245037.0344500595, 810772.7999989958 1245038.0370222765, 810771.86797558 1245154.417101942, 810359.5087502063 1245151.1176796486) | 40.955 | Solar | 61.6244 | NODEVN3616
1085803930 | generator | [8 empty] | solar | solar_photovoltaic_panel |  | floating |  |  |  |  | LINESTRING (810360.8982890877 1245396.8837786606, 810360.3115233071 1245160.757169148, 810773.8221883522 1245164.7652728667, 810767.2143909888 1245402.0738942164, 810360.8982890877 1245396.8837786606) | 40.955 | Solar | 61.6244 | NODEVN3616
1085803931 | generator | [8 empty] | solar | solar_photovoltaic_panel |  | floating |  |  |  |  | LINESTRING (810304.4879412556 1245638.0268447704, 810306.477742888 1245404.4272913986, 810684.4531197792 1245407.6480090623, 810682.460554434 1245641.248216976, 810304.4879412556 1245638.0268447704) | 40.955 | Solar | 61.6244 | NODEVN3616
1116155881 | generator | [8 empty] | wind | [7 empty] | LINESTRING (684104.2031708498 1919590.9914855238, 684111.8190097029 1919557.4024903364, 684112.9370915074 1919552.465193941, 684181.6316844807 1919567.8609141652, 684172.8870064336 1919606.3870923754, 684104.2031708498 1919590.9914855238) | 5.3965 | Wind | 10.4173 | NODEVN1043
1116155883 | generator | [8 empty] | wind | [7 empty] | LINESTRING (684882.8161995062 1918517.9376201462, 684889.5051468782 1918509.398353052, 684908.1097721085 1918485.6156761234, 684958.8402401239 1918524.8575122608, 684933.5467227254 1918557.1683304582, 684882.8161995062 1918517.9376201462) | 5.3965 | Wind | 10.4173 | NODEVN1043
1116155886 | generator | [8 empty] | wind | [7 empty] | LINESTRING (684236.46517638 1918611.9166593198, 684249.5778322516 1918566.4460189447, 684251.1028620319 1918561.1803593521, 684337.18248828 1918585.731435446, 684322.5554218495 1918636.4456548942, 684236.46517638 1918611.9166593198) | 5.3965 | Wind | 10.4173 | NODEVN1043
1116155887 | generator | [8 empty] | wind | [7 empty] | LINESTRING (683487.9253230026 1918752.6442083193, 683479.874694842 1918717.6303828952, 683545.7308102371 1918702.6830309306, 683553.781436403 1918737.6858247023, 683487.9253230026 1918752.6442083193) | 5.3965 | Wind | 10.4173 | NODEVN1043
1116155890 | generator | [8 empty] | wind | [7 empty] | LINESTRING (682792.72668073 1918814.9395244399, 682870.4623118549 1918805.0770166318, 682865.9942307379 1918767.5278785927, 682787.7681891117 1918778.7252411365, 682792.72668073 1918814.9395244399) | 5.3965 | Wind | 10.4173 | NODEVN1043
1116155892 | generator | [8 empty] | wind | [7 empty] | LINESTRING (682734.9305880177 1917893.7951667078, 682731.8054869674 1917859.3350231263, 682804.7844413319 1917852.8161244437, 682807.9095217327 1917887.2652232402, 682734.9305880177 1917893.7951667078) | 5.3965 | Wind | 10.4173 | NODEVN1043
1116155894 | generator | [8 empty] | wind | [7 empty] | LINESTRING (684235.5860328728 1917722.0662325723, 684244.10762502 1917728.3632961293, 684269.5984663351 1917747.1985046729, 684315.0797762951 1917686.4251597968, 684281.0461231197 1917661.2815587157, 684235.5860328728 1917722.0662325723) | 5.3965 | Wind | 10.4173 | NODEVN1043
1116155896 | generator | [8 empty] | wind | [7 empty] | LINESTRING (683584.268478101 1916848.8749287773, 683590.232616249 1916852.370633788, 683615.1362027471 1916866.9494813038, 683652.6669919797 1916803.6461988653, 683621.788662838 1916785.5604339484, 683584.268478101 1916848.8749287773) | 5.3965 | Wind | 10.4173 | NODEVN1043
1116155897 | generator | [8 empty] | wind | [7 empty] | LINESTRING (683455.9086412163 1917846.524141586, 683474.4564927819 1917804.0681888398, 683543.8343938445 1917834.021555122, 683525.2757830352 1917876.4773613492, 683455.9086412163 1917846.524141586) | 5.3965 | Wind | 10.4173 | NODEVN1043
1116155899 | generator | [8 empty] | wind | [7 empty] | LINESTRING (682109.0843614333 1918888.4622201514, 682083.2873554503 1918870.5677788842, 682124.9412230408 1918811.2504306051, 682150.7277487912 1918829.133758183, 682109.0843614333 1918888.4622201514) | 5.3965 | Wind | 10.4173 | NODEVN1043
1116155901 | generator | [8 empty] | wind | [7 empty] | LINESTRING (682200.3483354957 1919884.7097395435, 682171.5456568653 1919814.3486128072, 682205.4357177495 1919800.6393340589, 682218.0124143941 1919795.5608285, 682246.8256998939 1919865.9110598408, 682200.3483354957 1919884.7097395435) | 5.3965 | Wind | 10.4173 | NODEVN2218
1116155903 | generator | [8 empty] | wind | [7 empty] | LINESTRING (683478.9168093442 1920288.7159002055, 683474.6520903821 1920255.9274771146, 683473.3998028887 1920246.264961641, 683541.2675528477 1920237.5563587027, 683546.7845239672 1920279.996261061, 683478.9168093442 1920288.7159002055) | 5.3965 | Wind | 10.4173 | NODEVN1043
1116155905 | generator | [8 empty] | wind | [7 empty] | LINESTRING (682819.4158111624 1920520.8092371623, 682840.2977747712 1920559.070080635, 682903.8866163209 1920524.8206393367, 682883.0048224556 1920486.54865718, 682819.4158111624 1920520.8092371623) | 5.3965 | Wind | 10.4173 | NODEVN2218
1116155907 | generator | [8 empty] | wind | [7 empty] | LINESTRING (682128.8923395894 1920743.9348670507, 682163.2357522855 1920719.759498472, 682205.0489829547 1920780.2538259563, 682200.4598532203 1920783.5663871425, 682172.657246434 1920803.6828735, 682128.8923395894 1920743.9348670507) | 5.3965 | Wind | 10.4173 | NODEVN2218
1116155911 | generator | [8 empty] | wind | [7 empty] | LINESTRING (681390.0276917821 1919988.4657949666, 681420.1002813956 1919959.314925495, 681469.7431017079 1920009.9048415683, 681446.9442539937 1920031.461396757, 681438.6694223778 1920039.279159094, 681390.0276917821 1919988.4657949666) | 5.3965 | Wind | 10.4173 | NODEVN2218
1116157350 | generator | [8 empty] | wind | [7 empty] | LINESTRING (681407.9011081207 1920831.2966037702, 681412.8415680352 1920794.4514460042, 681413.4101567053 1920790.2728609995, 681490.3421947394 1920800.4647616793, 681484.8435187523 1920841.4996594966, 681407.9011081207 1920831.2966037702) | 5.3965 | Wind | 10.4173 | NODEVN2218
1116157351 | generator | [8 empty] | wind | [7 empty] | LINESTRING (680793.3919474238 1920750.776655297, 680798.0289795408 1920713.2647020128, 680875.7539002622 1920722.7750525584, 680875.1811033987 1920727.440587782, 680871.1168219087 1920760.2759343756, 680793.3919474238 1920750.776655297) | 5.3965 | Wind | 10.4173 | NODEVN2218
1116158059 | generator | [8 empty] | wind | [7 empty] | LINESTRING (681334.3816743696 1919107.6031779882, 681333.8610173269 1919032.2156403298, 681371.8305029442 1919031.966425251, 681372.3722765556 1919107.3541655794, 681334.3816743696 1919107.6031779882) | 5.3965 | Wind | 10.4173 | NODEVN2218
1116158061 | generator | [8 empty] | wind | [7 empty] | LINESTRING (680697.7952495371 1919478.560598419, 680714.4773498385 1919504.3524038226, 680775.1074538941 1919465.609874577, 680758.4359182413 1919439.8291775056, 680697.7952495371 1919478.560598419) | 5.3965 | Wind | 10.4173 | NODEVN2218
1116158062 | generator | [8 empty] | wind | [7 empty] | LINESTRING (680043.3069657387 1920517.3169989497, 680045.947686815 1920446.938269675, 680079.2671150537 1920448.1842836647, 680082.486465107 1920448.301253194, 680079.8562446747 1920518.6800830865, 680043.3069657387 1920517.3169989497) | 5.3965 | Wind | 10.4173 | NODEVN2218
1116226425 | generator | [8 empty] | wind | [7 empty] | LINESTRING (679421.1653959582 1920167.5389191885, 679463.636078157 1920102.3694676082, 679497.4344665041 1920124.1271903934, 679503.6381218507 1920128.1329632886, 679461.1568181267 1920193.2911794505, 679421.1653959582 1920167.5389191885) | 5.3965 | Wind | 10.4173 | NODEVN2218
1116226427 | generator | [8 empty] | wind | [7 empty] | LINESTRING (683057.7785962858 1916200.7091431073, 683056.7036798808 1916159.2945694758, 683129.8172031315 1916157.4370004407, 683130.892071567 1916198.8405245242, 683057.7785962858 1916200.7091431073) | 5.3965 | Wind | 10.4173 | NODEVN1043
1116226430 | generator | [8 empty] | wind | [7 empty] | LINESTRING (682324.0847902112 1916967.6617607942, 682345.386653809 1916992.8098517563, 682399.023463761 1916947.94357977, 682377.7110769878 1916922.7842703203, 682324.0847902112 1916967.6617607942) | 5.3965 | Wind | 10.4173 | NODEVN1043
1116226431 | generator | [8 empty] | wind | [7 empty] | LINESTRING (681653.4332461772 1917635.9511218756, 681634.9199092818 1917605.6266755024, 681700.3150667981 1917566.1870474552, 681718.8178241842 1917596.500396107, 681653.4332461772 1917635.9511218756) | 5.3965 | Wind | 10.4173 | NODEVN1043
1116226432 | generator | [8 empty] | wind | [7 empty] | LINESTRING (680998.1735331662 1918339.1256526636, 681024.041988955 1918362.3206597157, 681074.300287803 1918306.940352611, 681048.442434363 1918283.745378507, 680998.1735331662 1918339.1256526636) | 5.3965 | Wind | 10.4173 | NODEVN2218
1116226433 | generator | [8 empty] | wind | [7 empty] | LINESTRING (680007.0235959123 1919415.0355733286, 679964.6604959184 1919388.1214518526, 680008.5646179835 1919319.86651921, 680050.9171925032 1919346.7806287613, 680007.0235959123 1919415.0355733286) | 5.3965 | Wind | 10.4173 | NODEVN2218
1160876918 | generator | [7 empty] | yes | solar | solar_photovoltaic_panel | [6 empty] | LINESTRING (947978.0844234 1105300.0876302926, 947977.3760145297 1105298.72654101, 947978.7916479595 1105297.9902909526, 947979.5000568115 1105299.3513802774, 947978.0844234 1105300.0876302926) | 40.955 | Solar | 61.6244 | NODEVN2752
1160876919 | generator | [7 empty] | yes | solar | solar_photovoltaic_panel | [6 empty] | LINESTRING (947998.6071186308 1105288.8466410213, 947997.06592567 1105288.1846703205, 947998.0840721882 1105285.8251441438, 947999.625265267 1105286.4871148537, 947998.6071186308 1105288.8466410213) | 40.955 | Solar | 61.6244 | NODEVN2752
1160876923 | generator | [7 empty] | yes | solar | solar_photovoltaic_panel | [6 empty] | LINESTRING (947979.8977754051 1105299.1789442338, 947979.1783797346 1105297.8177190244, 947980.6050000791 1105297.081604881, 947981.3134089116 1105298.4426942612, 947979.8977754051 1105299.1789442338) | 40.955 | Solar | 61.6244 | NODEVN2752
1160876924 | generator | [7 empty] | yes | solar | solar_photovoltaic_panel | [6 empty] | LINESTRING (947977.1616234367 1105298.2915879416, 947976.453214477 1105296.9304987069, 947977.8798347492 1105296.1943844648, 947978.5882436929 1105297.5554737425, 947977.1616234367 1105298.2915879416) | 40.955 | Solar | 61.6244 | NODEVN2752
1160876925 | generator | [7 empty] | yes | solar | solar_photovoltaic_panel | [6 empty] | LINESTRING (947979.0076618197 1105297.4054753573, 947978.2882660597 1105296.0442501944, 947979.7148864244 1105295.308135996, 947980.4232953461 1105296.66922533, 947979.0076618197 1105297.4054753573) | 40.955 | Solar | 61.6244 | NODEVN2752
1160876928 | generator | [7 empty] | yes | solar | solar_photovoltaic_panel | [6 empty] | LINESTRING (947978.9921443756 1105280.889139692, 947984.4329324653 1105279.8812121123, 947985.1341215004 1105283.603244972, 947979.6933338617 1105284.6111722328, 947978.9921443756 1105280.889139692) | 40.955 | Solar | 61.6244 | NODEVN2752
1160876929 | generator | [7 empty] | yes | solar | solar_photovoltaic_panel | [6 empty] | LINESTRING (947978.8068538031 1105279.8781442023, 947984.2589029652 1105278.848186476, 947983.505246463 1105274.925980979, 947978.064183659 1105275.9560749135, 947978.8068538031 1105279.8781442023) | 40.955 | Solar | 61.6244 | NODEVN2752
1163447786 | generator | [7 empty] | yes | solar | solar_photovoltaic_panel | [6 empty] | LINESTRING (584810.3888148785 2327246.1362549714, 584806.9388757942 2327240.0752259213, 584835.0543239083 2327224.280500369, 584837.2787610559 2327228.187982296, 584823.1063956281 2327236.15116157, 584824.3318922309 2327238.3047136115, 584810.3888148785 2327246.1362549714) | 40.955 | Solar | 61.6244 | NODEVN2403
1163917592 | generator | [8 empty] | solar | [7 empty] | LINESTRING (665453.6768952503 1175247.6353395598, 665489.3552439814 1175252.642613583, 665498.7591831324 1175186.4682439992, 665463.0698220027 1175181.460916483, 665453.6768952503 1175247.6353395598) | 40.955 | Solar | 61.6244 | NODEVN3867
1163917593 | generator | [8 empty] | solar | [7 empty] | LINESTRING (665546.6800935593 1175238.8969632187, 665582.0880963891 1175243.2504386422, 665589.1945096795 1175186.0461314544, 665553.7864460151 1175181.692656939, 665546.6800935593 1175238.8969632187) | 40.955 | Solar | 61.6244 | NODEVN3867
1163917594 | generator | [8 empty] | solar | [7 empty] | LINESTRING (665498.3152910257 1175302.3043840847, 665572.2849241808 1175312.7300016354, 665580.4977560174 1175255.2545700727, 665506.5171075487 1175244.8178383505, 665498.3152910257 1175302.3043840847) | 40.955 | Solar | 61.6244 | NODEVN3867
1163917605 | generator | [8 empty] | solar | [7 empty] | LINESTRING (665232.2475555739 1175263.8897798457, 665230.7012142136 1175275.8720025453, 665247.4863296151 1175277.999858978, 665249.0217356015 1175266.0175830012, 665232.2475555739 1175263.8897798457) | 40.955 | Solar | 61.6244 | NODEVN3867
1163917606 | generator | [8 empty] | solar | [7 empty] | LINESTRING (665197.3452537098 1175259.0524623042, 665195.809866325 1175271.0347380808, 665229.2379159157 1175275.278671649, 665230.784256745 1175263.296448955, 665197.3452537098 1175259.0524623042) | 40.955 | Solar | 61.6244 | NODEVN3867
1163917607 | generator | [8 empty] | solar | [7 empty] | LINESTRING (665162.2978588851 1175254.8006908842, 665160.7624841162 1175266.7829665258, 665194.1905373825 1175271.0268644274, 665195.7368655985 1175259.044641857, 665162.2978588851 1175254.8006908842) | 40.955 | Solar | 61.6244 | NODEVN3867
1163917608 | generator | [8 empty] | solar | [7 empty] | LINESTRING (665158.56296261 1175287.0906794905, 665156.2318498096 1175305.2077449788, 665189.6708058973 1175309.4516968871, 665192.0019368975 1175291.3346312137, 665158.56296261 1175287.0906794905) | 40.955 | Solar | 61.6244 | NODEVN3867
1163917609 | generator | [8 empty] | solar | [7 empty] | LINESTRING (665193.5868514488 1175293.9194683211, 665191.5739102267 1175309.604738816, 665225.0128087046 1175313.8597871065, 665227.025819473 1175298.163456058, 665193.5868514488 1175293.9194683211) | 40.955 | Solar | 61.6244 | NODEVN3867
1163917610 | generator | [8 empty] | solar | [7 empty] | LINESTRING (665228.3476315689 1175298.6012498185, 665226.3236787772 1175314.2975276608, 665259.7626269211 1175318.5415510072, 665261.7865954799 1175302.8452730076, 665228.3476315689 1175298.6012498185) | 40.955 | Solar | 61.6244 | NODEVN3867
1163917611 | generator | [8 empty] | solar | [7 empty] | LINESTRING (665263.621684695 1175303.484656724, 665261.6087104676 1175319.1699275677, 665295.0476543168 1175323.4139869187, 665297.0606443003 1175307.728715908, 665263.621684695 1175303.484656724) | 40.955 | Solar | 61.6244 | NODEVN3867
1163917612 | generator | [8 empty] | solar | [7 empty] | LINESTRING (665160.0076337578 1175271.2588583438, 665158.1764381884 1175285.5734920776, 665191.6044725835 1175289.8173900028, 665193.4466239365 1175275.5028093122, 665160.0076337578 1175271.2588583438) | 40.955 | Solar | 61.6244 | NODEVN3867
1163917613 | generator | [8 empty] | solar | [7 empty] | LINESTRING (665195.3585204439 1175276.0983198078, 665193.5163682657 1175290.412900507, 665226.9443984011 1175294.656834474, 665228.7865649505 1175280.342253628, 665195.3585204439 1175276.0983198078) | 40.955 | Solar | 61.6244 | NODEVN3867
1163917614 | generator | [8 empty] | solar | [7 empty] | LINESTRING (665230.3934461279 1175280.659766618, 665228.562220289 1175294.974400683, 665261.9902464349 1175299.2183703594, 665263.8324280566 1175284.9037893598, 665230.3934461279 1175280.659766618) | 40.955 | Solar | 61.6244 | NODEVN3867
1163917615 | generator | [8 empty] | solar | [7 empty] | LINESTRING (665266.0301988844 1175285.213117778, 665264.2664892512 1175299.1409577525, 665304.2995692467 1175304.1471040272, 665306.0632956284 1175290.2192638465, 665266.0301988844 1175285.213117778) | 40.955 | Solar | 61.6244 | NODEVN3867
1163917616 | generator | [8 empty] | solar | [7 empty] | LINESTRING (665276.0426880285 1175199.5639040822, 665260.1319872478 1175197.6172624142, 665256.7269213118 1175225.0642932183, 665272.6376089775 1175227.0109350812, 665276.0426880285 1175199.5639040822) | 40.955 | Solar | 61.6244 | NODEVN3867
1163917617 | generator | [8 empty] | solar | [7 empty] | LINESTRING (665293.8449117175 1175201.7962717658, 665277.9342118208 1175199.849621476, 665274.5291850122 1175227.2855921097, 665290.439871799 1175229.232242594, 665293.8449117175 1175201.7962717658) | 40.955 | Solar | 61.6244 | NODEVN3867
1163917618 | generator | [8 empty] | solar | [7 empty] | LINESTRING (665290.757675908 1175231.3795550105, 665274.8470439458 1175229.4218438445, 665270.4279881234 1175265.1262482705, 665286.338656834 1175267.072899306, 665290.757675908 1175231.3795550105) | 40.955 | Solar | 61.6244 | NODEVN3867
1163917619 | generator | [8 empty] | solar | [7 empty] | LINESTRING (665272.3224254242 1175228.82334855, 665256.4117924224 1175226.86564633, 665251.9818149606 1175262.5699972375, 665267.8924847019 1175264.5166393225, 665272.3224254242 1175228.82334855) | 40.955 | Solar | 61.6244 | NODEVN3867
1163917620 | generator | [8 empty] | solar | [7 empty] | LINESTRING (665306.016476487 1174993.9705521555, 665321.172203244 1174995.935650181, 665324.2514232344 1174972.5020499153, 665309.0847442982 1174970.5368987478, 665306.016476487 1174993.9705521555) | 40.955 | Solar | 61.6244 | NODEVN3867
1163917621 | generator | [8 empty] | solar | [7 empty] | LINESTRING (665300.986411217 1175031.5633556528, 665316.1530623541 1175033.5285069959, 665320.8689805706 1174997.53796945, 665305.7132545421 1174995.5728714613, 665300.986411217 1175031.5633556528) | 40.955 | Solar | 61.6244 | NODEVN3867
1163917622 | generator | [8 empty] | solar | [7 empty] | LINESTRING (665295.9680457002 1175069.0013669417, 665311.1237383005 1175070.9664651402, 665315.850593295 1175034.975980815, 665300.6839428165 1175033.0108295179, 665295.9680457002 1175069.0013669417) | 40.955 | Solar | 61.6244 | NODEVN3867
1163917623 | generator | [8 empty] | solar | [7 empty] | LINESTRING (665291.1130540065 1175106.5950220386, 665306.268729493 1175108.5601204056, 665310.9955799506 1175072.5696360702, 665295.8398880784 1175070.604537828, 665291.1130540065 1175106.5950220386) | 40.955 | Solar | 61.6244 | NODEVN3867
1163917625 | generator | [8 empty] | solar | [7 empty] | LINESTRING (665322.0252899448 1175162.4357890913, 665317.306461333 1175199.023587949, 665330.3080843454 1175200.679584974, 665335.0269272464 1175164.091785973, 665322.0252899448 1175162.4357890913) | 40.955 | Solar | 61.6244 | NODEVN3867
1163917626 | generator | [8 empty] | solar | [7 empty] | LINESTRING (665326.8993484164 1175125.4284407212, 665322.2943426244 1175161.109819927, 665335.2959804444 1175162.7658168413, 665339.9010001696 1175127.0844374972, 665326.8993484164 1175125.4284407212) | 40.955 | Solar | 61.6244 | NODEVN3867
1163917627 | generator | [8 empty] | solar | [7 empty] | LINESTRING (665328.4523963071 1175112.0747293714, 665326.9630428356 1175123.5816217214, 665339.9756367754 1175125.2376716635, 665341.4539994579 1175113.7417864208, 665328.4523963071 1175112.0747293714) | 40.955 | Solar | 61.6244 | NODEVN3867
1163917628 | generator | [8 empty] | solar | [7 empty] | LINESTRING (665331.631871994 1175088.2766152155, 665328.7551886141 1175110.5608932795, 665341.756846173 1175112.2168899735, 665344.6335382567 1175089.932611823, 665331.631871994 1175088.2766152155) | 40.955 | Solar | 61.6244 | NODEVN3867
1163917629 | generator | [8 empty] | solar | [7 empty] | LINESTRING (665336.5101910839 1175050.3954960331, 665331.8596886017 1175086.4305947614, 665344.8613555839 1175088.0865913578, 665349.5118721379 1175052.0514924892, 665336.5101910839 1175050.3954960331) | 40.955 | Solar | 61.6244 | NODEVN3867
1163917630 | generator | [8 empty] | solar | [7 empty] | LINESTRING (665341.3864160953 1175012.9457320827, 665336.7471735154 1175048.9145216949, 665349.7488551496 1175050.570518163, 665354.388111775 1175014.6017284095, 665341.3864160953 1175012.9457320827) | 40.955 | Solar | 61.6244 | NODEVN3867
1163917631 | generator | [8 empty] | solar | [7 empty] | LINESTRING (665347.0907223568 1174971.7172541358, 665341.9514823786 1175011.4995359955, 665354.9641201259 1175013.1555857048, 665360.0924341381 1174973.373250452, 665347.0907223568 1174971.7172541358) | 40.955 | Solar | 61.6244 | NODEVN3867
15912517 | generator | [8 empty] | solar | solar_photovoltaic_panel | [6 empty] | LINESTRING (657920.5027134917 1317747.362865066, 657920.4576858976 1317751.809273487, 657951.4894208176 1317752.13741711, 657951.3620730492 1317763.9944696373, 657980.0520375706 1317764.2882782882, 657979.9242152954 1317776.2338201313, 658008.6141712517 1317776.5276573023, 658008.4858164376 1317788.5727494862, 658037.1539788444 1317788.8665012277, 658036.9765159702 1317806.1322755516, 658067.2675804768 1317806.4456090874, 658067.1493409153 1317818.6345540856, 658096.0243794863 1317818.9405089766, 658095.8499488475 1317835.6200537842, 658123.4070478868 1317835.908078384, 658123.2755759594 1317848.5394094302, 658154.6340657009 1317848.858423057, 658154.5196107766 1317860.3173454506, 658183.7759117121 1317860.614323893, 658183.5813861133 1317879.0414572686, 658212.3147779927 1317879.3467887598, 658212.1894073829 1317890.8056566818, 658239.6920059449 1317891.0935081653, 658238.875972488 1317969.9343129129, 657831.5771691347 1317965.723861095, 657831.6906970858 1317954.4198051894, 657802.4780951802 1317954.1233848832, 657802.7875272197 1317924.0825132097, 657772.6817812779 1317923.7703982932, 657773.4050654087 1317854.110125337, 657803.5108809151 1317854.4222327792, 657804.055501274 1317802.29317893, 657833.1375411211 1317802.5889005377, 657833.5064762111 1317767.4158962911, 657861.9241136914 1317767.7081704072, 657862.1425048856 1317746.7592086492, 657920.5027134917 1317747.362865066) | 40.955 | Solar | 61.6244 | NODEVN1869
15912517 | generator | [8 empty] | solar | solar_photovoltaic_panel | [6 empty] | LINESTRING (657919.1126484855 1318309.0818473324, 657919.3710921286 1318280.4897205182, 657948.0934125585 1318280.7505446204, 657948.4710019687 1318237.7129702882, 657975.7774276395 1318237.955349185, 657976.0479515241 1318207.062528474, 658005.1515782508 1318207.3253927964, 658005.3142675713 1318188.7211204334, 657974.838193268 1318188.4510792044, 657975.0991638632 1318159.383325479, 658006.0000097789 1318159.6666469215, 658006.1457856477 1318142.212662777, 658035.8812326506 1318142.4788544385, 658036.2530202803 1318100.5694928516, 658067.0667948847 1318100.8524137568, 658067.1179282994 1318095.244596115, 658096.0256687149 1318095.4954482429, 658096.1350093924 1318082.9303685892, 658124.4219012434 1318083.177996717, 658124.5990795575 1318063.899053055, 658153.7355377581 1318064.1622154126, 658153.835865875 1318053.322651312, 658211.6622834062 1318053.8356579554, 658209.3639908491 1318311.6629692644, 658151.2766535343 1318311.1485395732, 658151.4407729206 1318292.289852881, 658122.2282893367 1318292.0262674822, 658122.0532959652 1318310.8848951433, 657919.1126484855 1318309.0818473324) | 40.955 | Solar | 61.6244 | NODEVN1869
15912517 | generator | [8 empty] | solar | solar_photovoltaic_panel | [6 empty] | LINESTRING (657422.9427004071 1318307.7411791116, 657423.231675426 1318026.6091011576, 657452.7941042774 1318026.641516015, 657452.8231570884 1318000.1720152777, 657771.2243355657 1318000.5171314122, 657771.1887334724 1318026.101728081, 657803.2673949143 1318026.1365675482, 657803.252656779 1318037.2973419803, 657831.2356724225 1318037.332937947, 657831.1941144061 1318068.2158735902, 657860.3753194464 1318068.2466999236, 657860.3707667064 1318075.3701550043, 657919.3649288082 1318075.4351969494, 657919.384740594 1318057.0624725616, 657889.7242547265 1318057.029085205, 657889.7457238226 1318038.3355940965, 657860.0089766901 1318038.3018395165, 657860.0423602137 1318004.8194521752, 658153.4346046612 1318005.1374598758, 658153.4107699717 1318022.1717607963, 658124.7414269665 1318022.1433367121, 658124.7240987686 1318040.018329798, 658095.4012345993 1318039.986510203, 658095.3809118366 1318058.4366739818, 658065.5570209587 1318058.402258654, 658065.5605819272 1318063.966117115, 658006.5227931578 1318063.900564419, 658006.522661593 1318070.172326024, 657978.3326442176 1318070.1465426679, 657978.3043538459 1318098.463343209, 657947.7506726622 1318098.436283377, 657947.7062926138 1318146.4974298188, 657917.784417845 1318146.4736984388, 657917.7068718988 1318225.8824089193, 657889.2447029182 1318225.8552676493, 657889.1876848093 1318272.1797157212, 657857.741082563 1318272.1369955048, 657857.7050262075 1318308.2077196322, 657653.4491795097 1318307.9924109352, 657653.451250437 1318297.1634139752, 657627.1568511642 1318297.1257056724, 657627.1438396891 1318307.9657056623, 657507.9475387046 1318307.8304651792, 657507.9704643638 1318288.8162300175, 657477.5913097048 1318288.7905319761, 657477.5684031696 1318307.8047649108, 657422.9427004071 1318307.7411791116) | 40.955 | Solar | 61.6244 | NODEVN1869
15912517 | generator | [8 empty] | solar | solar_photovoltaic_panel | [6 empty] | LINESTRING (657432.7256823143 1318545.6208881177, 657434.8022108938 1318343.7300593501, 657813.558635849 1318347.5985677908, 657813.32953498 1318370.5938185663, 657785.2065604427 1318370.3030599179, 657784.482299281 1318440.1182113318, 657757.4921234442 1318439.8444512554, 657756.6938517373 1318517.579103396, 657786.3197478692 1318517.8887677013, 657786.0034992945 1318549.2237853797, 657432.7256823143 1318545.6208881177) | 40.955 | Solar | 61.6244 | NODEVN1869
15912517 | generator | [8 empty] | solar | solar_photovoltaic_panel | [6 empty] | LINESTRING (658267.6547050198 1318310.784850036, 658531.0073083311 1318312.3100118926, 658532.6401144464 1318030.2988194476, 658504.8101446764 1318030.1417035412, 658504.8690594152 1318018.9147613598, 658475.0676192269 1318018.7362673942, 658475.1330220122 1318006.2704916948, 658444.166029652 1318006.09697596, 658444.2727721119 1317987.8242213156, 658416.7913292823 1317987.669019507, 658416.8372017138 1317980.9992798485, 658386.7415817727 1317980.8303961197, 658386.8391239045 1317964.3052870606, 658357.6149405004 1317964.1299424365, 658357.6817996745 1317951.3765861148, 658328.1634543225 1317951.2107907166, 658328.2716298585 1317932.6504580923, 658301.0951366049 1317932.496966075, 658301.1623130778 1317921.7567749906, 658269.9011601089 1317921.5819070202, 658267.6547050198 1318310.784850036) | 40.955 | Solar | 61.6244 | NODEVN1868
15912517 | generator | [8 empty] | solar | solar_photovoltaic_panel | [6 empty] | LINESTRING (657942.5192664389 1318742.4757571258, 658004.3078834035 1318743.2304861199, 658004.5531089222 1318723.4320176626, 658033.4270432433 1318723.7822589788, 658033.27766038 1318735.6723908372, 658063.1644938559 1318736.0390258343, 658063.0744737615 1318742.8302029104, 658121.170867781 1318743.5326553164, 658121.7626845336 1318695.0097481238, 658149.1880641105 1318695.3414484933, 658149.4140292284 1318677.1578219167, 658177.8850144282 1318677.506085136, 658178.0540367875 1318663.9568521022, 658206.1764890812 1318664.3033143675, 658210.0505091908 1318349.0317058517, 657947.4589719983 1318345.8209030556, 657947.3035076759 1318358.883495329, 657914.2903575168 1318358.4785494874, 657914.456641922 1318345.4270766957, 657888.3271442326 1318345.102404393, 657887.942565886 1318376.9901387033, 657860.3753242774 1318376.6579698138, 657859.5748896109 1318442.2583855388, 657830.1997208064 1318441.894662517, 657829.405464038 1318506.322607619, 657858.7805700076 1318506.6863372694, 657858.4944149321 1318530.1679933744, 657945.1166767743 1318531.2293763666, 657942.5192664389 1318742.4757571258) | 40.955 | Solar | 61.6244 | NODEVN1868
15912517 | generator | [8 empty] | solar | solar_photovoltaic_panel | [6 empty] | LINESTRING (658267.4729184806 1318665.4873749262, 658269.6897105894 1318346.4793433244, 658297.4647279949 1318346.6691746, 658297.3713344776 1318360.3294206513, 658326.8782100863 1318360.5283592246, 658326.9715589741 1318346.8791727065, 658531.3848705948 1318348.2834547844, 658530.459684164 1318480.9371930494, 658501.5628670827 1318480.7412434577, 658501.4768059999 1318492.9856890987, 658472.8632592086 1318492.7801912157, 658472.8276941791 1318497.4810712354, 658443.0486886534 1318497.2694841889, 658443.0055825792 1318503.4082972815, 658415.5574598894 1318503.220029431, 658415.2694303278 1318545.6608452147, 658383.5625618245 1318545.439195921, 658383.0634397347 1318617.7444914796, 658353.6439464528 1318617.5459252694, 658353.4768036033 1318641.1056792645, 658324.8743057325 1318640.9003622038, 658324.7424382 1318659.8145412144, 658296.1290110929 1318659.6202532027, 658296.0862788579 1318665.6926974473, 658267.4729184806 1318665.4873749262) | 40.955 | Solar | 61.6244 | NODEVN1868
15912517 | generator | [8 empty] | solar | solar_photovoltaic_panel | [6 empty] | LINESTRING (658267.9105598466 1318719.1370980998, 658267.9489096764 1318707.6667044032, 658325.961004778 1318707.8492183557, 658325.9853515053 1318696.9760603793, 658354.3487496555 1318697.06951759, 658354.429530936 1318671.2859824975, 658385.4506970458 1318671.3823454815, 658385.5105192717 1318653.7508982816, 658414.1790029765 1318653.8349458748, 658414.232591625 1318635.318557612, 658442.9010961226 1318635.402630407, 658443.0706302838 1318582.3423064284, 658472.1095224258 1318582.4283444672, 658472.2922608535 1318522.7091626287, 658530.5443870567 1318522.893285338, 658529.934478263 1318719.947799518, 658267.9105598466 1318719.1370980998) | 40.955 | Solar | 61.6244 | NODEVN1868
15912517 | generator | [8 empty] | solar | solar_photovoltaic_panel | [6 empty] | LINESTRING (658240.6674858781 1318756.7576476082, 658240.6242819928 1318767.0776371958, 658269.8370726338 1318767.1975982953, 658269.7409588405 1318789.684770662, 658297.7664925756 1318789.7985367451, 658297.6337426275 1318821.3447472656, 658328.2842425761 1318821.4723107964, 658328.2035855807 1318838.92666535, 658443.8780688905 1318839.4229988665, 658443.9290090333 1318827.6429449634, 658473.1417064907 1318827.7741707861, 658473.0908130085 1318839.5431649578, 658531.8865839079 1318839.7965879585, 658532.1753151484 1318770.2997156335, 658501.8079914805 1318770.162377114, 658501.8616804457 1318757.8624526542, 658240.6674858781 1318756.7576476082) | 40.955 | Solar | 61.6244 | NODEVN1868
15912517 | generator | [8 empty] | solar | solar_photovoltaic_panel | [6 empty] | LINESTRING (658091.9551238706 1319270.086510884, 658179.4517900272 1319270.180013127, 658179.4941338089 1319228.8551225434, 658238.7802011032 1319228.922595968, 658238.733715937 1319271.0217677553, 658529.8594219206 1319271.3441239474, 658530.1016850023 1319048.9792619217, 658502.6968041201 1319048.9459393825, 658502.7119926709 1319031.5354720121, 658530.1169474579 1319031.55773166, 658530.2997669436 1318864.0236471028, 658297.389508579 1318863.7636592868, 658297.393840163 1318856.7065546708, 658269.3679046275 1318856.681269772, 658269.3768220756 1318846.6708157954, 658240.3488097572 1318846.6403049, 658240.2317019331 1318964.5534245984, 658268.1486137188 1318964.5781231474, 658267.9882163348 1319121.8693679038, 658238.69911941 1319121.8263954169, 658238.6785667196 1319140.287643142, 658209.4112170775 1319140.2558722044, 658209.3897914656 1319150.5759772433, 658179.5016135479 1319150.5409794021, 658179.4741222151 1319174.4886039111, 658150.0325415512 1319174.4559731758, 658149.9758409346 1319228.921635134, 658120.9591021182 1319228.891252705, 658120.933909698 1319252.4074932241, 658091.9716564717 1319252.377421361, 658091.9551238706 1319270.086510884) | 40.955 | Solar | 61.6244 | NODEVN1866
15912517 | generator | [8 empty] | solar | solar_photovoltaic_panel | [6 empty] | LINESTRING (658199.3758954221 1319606.2833573613, 658199.7752164246 1319432.5009189867, 658106.2236057403 1319432.2870796411, 658106.1958269195 1319443.8238946924, 658074.0099454139 1319443.7437410743, 658073.9825810657 1319457.2826562463, 657935.5778025107 1319456.9671099319, 657935.6973776997 1319402.9110848524, 657971.6628761757 1319402.9887513788, 657971.7392802296 1319371.7519914664, 658004.9491193022 1319371.8263273092, 658004.9945165326 1319352.7568518135, 658038.9450288464 1319352.8351010175, 658038.9873176797 1319334.3629181578, 658071.7506393995 1319334.4349837417, 658071.7838496956 1319317.6993785552, 658102.7826486358 1319317.7732933701, 658102.8596477349 1319282.2889741175, 658040.110381224 1319282.1483096823, 658040.085821141 1319293.0767648274, 658007.6165400192 1319293.0062788276, 658007.5835928294 1319305.5385798581, 657935.913821684 1319305.3735386378, 657936.0223971137 1319261.737219703, 657906.733590919 1319261.6724312932, 657906.7868363871 1319239.0080789218, 657876.7355774989 1319238.9393325797, 657876.3085997484 1319424.6344137264, 657776.4724340461 1319424.3997768564, 657776.109059427 1319585.527969206, 657808.0115648786 1319585.6063415539, 657807.962628381 1319605.3726490336, 658199.3758954221 1319606.2833573613) | 40.955 | Solar | 61.6244 | NODEVN1870
15912517 | generator | [8 empty] | solar | solar_photovoltaic_panel | [6 empty] | LINESTRING (658233.8309854489 1319607.713989203, 658233.9586192032 1319379.8512631464, 658266.0360187739 1319379.8646418564, 658266.0412169729 1319366.4140913005, 658297.6720676444 1319366.4251596094, 658297.6730430988 1319353.7820625019, 658331.0357220909 1319353.8022496917, 658331.0492662555 1319342.9179688897, 658364.3901199421 1319342.9491382518, 658364.3987630723 1319330.9255128729, 658396.0078217558 1319330.9476265355, 658396.0178020352 1319314.521595033, 658482.5016735861 1319314.5774906217, 658482.4922553032 1319332.9613880299, 658510.0712628437 1319332.973516135, 658509.9121980198 1319607.8912793908, 658233.8309854489 1319607.713989203) | 40.955 | Solar | 61.6244 | NODEVN1855
15912517 | generator | [8 empty] | solar | solar_photovoltaic_panel | [6 empty] | LINESTRING (657875.8905414531 1319710.5782609927, 657875.9328044292 1319675.4477451902, 657841.7863941491 1319675.4128548289, 657841.8255448791 1319640.8685779935, 658167.8341136596 1319641.2708692765, 658167.4530285673 1319959.049795474, 658138.0667310624 1319959.0063106392, 658138.0922506812 1319933.3662841455, 658104.8828379968 1319933.3249119117, 658104.9013016095 1319911.1028023814, 658072.2909692931 1319911.0535481377, 658072.3273195032 1319885.4135860463, 658038.5623287861 1319885.3804428687, 658038.6014955388 1319855.0394368763, 658006.6336636046 1319855.0046888422, 658006.686822607 1319813.6688065995, 657972.3554494979 1319813.6217190803, 657972.3922777382 1319777.4735172954, 657938.6490212615 1319777.429553242, 657938.6826762221 1319741.878651824, 657908.4247976134 1319741.8419144067, 657908.4683893801 1319710.627106355, 657875.8905414531 1319710.5782609927) | 40.955 | Solar | 61.6244 | NODEVN1870
15912517 | generator | [8 empty] | solar | solar_photovoltaic_panel | [6 empty] | LINESTRING (658226.0436410573 1320066.4861361654, 658262.4640395229 1320066.9095347645, 658262.0444518055 1320103.2770038557, 658295.1320907918 1320103.660834298, 658294.65284238 1320145.1604559796, 658326.9127353027 1320145.5289205317, 658326.4925359873 1320181.9959489102, 658355.1800662897 1320182.32356925, 658355.5525528877 1320150.8007054867, 658388.9124413375 1320151.186074996, 658389.2745906755 1320119.5636015343, 658423.6364888574 1320119.96532949, 658423.8354739842 1320102.8212932218, 658455.8013537785 1320103.188345526, 658456.0033783133 1320085.4691334597, 658488.1108715975 1320085.836961851, 658488.7310259329 1320032.0820817286, 658456.4274836354 1320031.7021683203, 658457.0384460385 1319979.683878947, 658422.1426917089 1319979.2793283856, 658423.0743207477 1319899.3770897186, 658456.6304884738 1319899.7745921044, 658457.8169125431 1319798.3372521875, 658444.6819416303 1319798.179761984, 658445.2377926565 1319750.419809256, 658474.9168382271 1319750.7637622964, 658476.1802438706 1319642.9665575847, 658231.025124956 1319640.120032521, 658226.0436410573 1320066.4861361654) | 40.955 | Solar | 61.6244 | NODEVN1870
15912517 | generator | [8 empty] | solar | solar_photovoltaic_panel | [6 empty] | LINESTRING (658506.9396665003 1319997.367723296, 658510.0540303254 1319775.7479171022, 658538.5672920742 1319776.1521778149, 658539.6076241703 1319702.5554527205, 658568.1863670624 1319702.949015685, 658569.0212222396 1319643.5871583018, 658802.4436979342 1319646.8392472328, 658798.6124931048 1319919.404114073, 658742.0326913064 1319918.6085066802, 658741.9433607286 1319925.2337887655, 658713.3648106273 1319924.840035994, 658713.289404661 1319930.890200238, 658684.449520309 1319930.4840376375, 658684.2580133395 1319944.1106175748, 658652.8804963762 1319943.6690094394, 658652.6395703648 1319960.4809974015, 658624.1591463642 1319960.0767799125, 658623.9153265167 1319977.441818625, 658596.2844143503 1319977.0531549207, 658595.985947325 1319998.5990949601, 658506.9396665003 1319997.367723296) | 40.955 | Solar | 61.6244 | NODEVN1855
15912517 | generator | [8 empty] | solar | solar_photovoltaic_panel | [6 empty] | LINESTRING (658537.4968441271 1320110.3319643931, 658566.6217007245 1320110.3634202282, 658566.6028476607 1320128.448627554, 658622.7503942044 1320128.5116313917, 658622.812472956 1320075.2957937776, 658653.5711204206 1320075.3359230056, 658653.5518687634 1320093.487502324, 658683.7115194616 1320093.5134518726, 658683.7400390621 1320057.0443161544, 658712.440189854 1320057.0736715817, 658712.4540204195 1320046.1672477196, 658742.0037344409 1320046.2011010572, 658742.0292072012 1320026.8770447064, 658771.012576889 1320026.9079430508, 658771.0449283689 1319998.0047849184, 658799.7996039263 1319998.0345035049, 658799.8102012647 1319985.679021132, 658829.6867938694 1319985.7036127718, 658829.7125534113 1319962.1983576294, 658799.835995767 1319962.162707669, 658799.8509573687 1319944.8406984513, 658742.1563493253 1319944.7803260474, 658742.1409408032 1319955.9853988113, 658713.1466146887 1319955.9544789582, 658713.1241282684 1319972.6459453488, 658683.2148618734 1319972.6212987544, 658683.1900968868 1319998.0290981694, 658652.7689506137 1319998.0017853172, 658652.7536309555 1320009.1957935279, 658624.3475166439 1320009.1680470265, 658624.3266004828 1320027.6403938364, 658595.0056072929 1320027.6078607454, 658594.9731019725 1320052.4293596987, 658567.144292545 1320052.4046979987, 658567.1279444838 1320070.0142798293, 658537.5347082077 1320069.9803660037, 658537.4968441271 1320110.3319643931) | 40.955 | Solar | 61.6244 | NODEVN1854
15912517 | generator | [8 empty] | solar | solar_photovoltaic_panel | [6 empty] | LINESTRING (658881.3142733376 1319932.0514063532, 658910.6776782239 1319932.3277795156, 658910.8552092125 1319913.1040648224, 658940.0988269645 1319913.379833209, 658940.3152372529 1319890.915341591, 658967.6855611725 1319891.1702010552, 658967.8664483398 1319871.316002526, 658998.1775029637 1319871.5974481856, 658998.3292082042 1319855.21636305, 659026.2985580524 1319855.4854908155, 659026.5257578298 1319830.9857577984, 659055.333798033 1319831.2593315523, 659055.5595025481 1319807.0471839227, 659086.4370035194 1319807.3316972477, 659086.6673393501 1319782.2457232645, 659120.4092887286 1319782.5674984956, 659120.5842579731 1319763.8525798777, 659154.4352084496 1319764.1639042455, 659154.6394727473 1319741.9648053534, 659186.050691349 1319742.2632897615, 659186.2749746371 1319718.3387196911, 659220.7141418698 1319718.6532162088, 659221.0140952036 1319686.5878699473, 659252.4580548706 1319686.8865891632, 659252.8104190619 1319649.025354675, 658884.0214281331 1319645.5653436985, 658881.3142733376 1319932.0514063532) | 40.955 | Solar | 61.6244 | NODEVN3630
15912517 | generator | [8 empty] | solar | solar_photovoltaic_panel | [6 empty] | LINESTRING (658598.4509546307 1319606.4319419693, 658598.8389981978 1319534.6900856544, 658628.0726963814 1319534.8437790966, 658628.4790668613 1319461.697222968, 658655.92657283 1319461.8415435988, 658656.1450513159 1319422.3647392858, 658686.5116208199 1319422.5244329316, 658686.6202445007 1319403.9419365951, 658746.5037473076 1319404.2790637042, 658746.5329030708 1319398.7374795433, 658774.579475116 1319398.8961141808, 658774.6085195038 1319393.37665155, 658804.6918847277 1319393.5460315642, 658804.736425458 1319387.152802818, 658833.3603437253 1319387.3034680435, 658833.4001121977 1319379.7487710917, 658903.5111989818 1319380.1400440882, 658903.5388102464 1319374.8971051644, 658936.8462148432 1319375.0835937401, 658936.9043617959 1319364.0446619354, 658969.6236775096 1319364.217026125, 658969.6848662497 1319352.6029181674, 658997.154233848 1319352.7587133294, 658997.0898945493 1319362.901644595, 659037.411720995 1319363.1252051918, 659037.446992436 1319356.4332650872, 659064.9054719233 1319356.58906495, 659064.8396981268 1319369.0659397107, 659098.4412120944 1319369.2541562535, 659098.2114900103 1319410.7551988016, 659131.2356908856 1319410.9404134697, 659131.125334338 1319429.7994673084, 659168.5171710807 1319430.007761138, 659168.7562123609 1319386.7590590897, 659134.8606268894 1319386.569210897, 659135.0613443606 1319350.576572141, 659102.0479105085 1319350.402479627, 659102.110665958 1319338.5007784148, 659069.9685776015 1319338.3313170571, 659070.034456459 1319327.9007956553, 658966.3215967121 1319327.3321098106, 658966.284715266 1319332.2652828975, 658932.3999291689 1319332.086787902, 658932.3632251887 1319339.0552516025, 658900.2320508135 1319338.8860283897, 658900.2044408995 1319344.1289671313, 658831.8359782319 1319343.7468850587, 658831.7977250956 1319351.013994513, 658803.1738307831 1319350.852273805, 658803.1462956929 1319356.084149627, 658775.6878439182 1319355.9285880849, 658775.6432519527 1319362.3328770697, 658745.8539405332 1319362.1650769012, 658745.8187918098 1319368.8459486575, 658715.4304355734 1319368.6750260827, 658715.4028571346 1319373.9179612854, 658656.0965138782 1319373.594999476, 658656.0659794366 1319379.402046687, 658628.3243753829 1319379.245127709, 658628.188283733 1319403.0594922637, 658599.5752953693 1319402.9090772, 658600.1074454908 1319307.8838557745, 659296.7219106199 1319311.7524331063, 659295.0585204544 1319610.301299088, 659234.1841404482 1319609.9578027276, 659234.2988372885 1319590.291281571, 659196.9071895798 1319590.0828825817, 659196.7925171381 1319609.7494009833, 658902.8986289382 1319608.1225127825, 658902.972909397 1319596.0881432968, 658869.9489408132 1319595.9031544847, 658870.1126187246 1319566.8900709064, 658860.7674790632 1319566.8297990945, 658860.5404384335 1319607.8773065975, 658598.4509546307 1319606.4319419693) | 40.955 | Solar | 61.6244 | NODEVN1855
15912517 | generator | [8 empty] | solar | solar_photovoltaic_panel | [6 empty] | LINESTRING (659000.2220111811 1320560.0457653077, 658804.8774002895 1320558.0647886817, 658805.11939586 1320534.870384327, 658735.7533310582 1320534.162151114, 658736.1167645452 1320498.2367671642, 658704.1837122509 1320497.9137840054, 658704.5620121831 1320461.2252496728, 658672.23688838 1320460.8891799047, 658673.324588009 1320353.555501541, 658704.1359601906 1320353.872528794, 658704.0846580564 1320359.480366997, 658736.5405931155 1320359.8171461646, 658736.4731520996 1320366.420422421, 658769.8657565899 1320366.7621698768, 658769.6831558999 1320384.890778327, 658837.4486331623 1320385.5684919117, 658837.5173205409 1320378.732930997, 658935.6803227947 1320379.7258813623, 658935.6115548073 1320386.5725057547, 658970.2675814922 1320386.9211382363, 658969.8633796173 1320426.3970362104, 659001.5896005662 1320426.7192006353, 659000.2220111811 1320560.0457653077) | 40.955 | Solar | 61.6244 | NODEVN1854
15912517 | generator | [8 empty] | solar | solar_photovoltaic_panel | [6 empty] | LINESTRING (658799.148899997 1320605.5099836972, 658831.0382838008 1320605.832851493, 658830.4894421324 1320660.3846130415, 658864.0560539475 1320660.7163606924, 658863.6899380562 1320697.1173902336, 658896.5812443598 1320697.4456200064, 658896.1701516954 1320738.2377812245, 658927.917818188 1320738.5600218337, 658927.5531303398 1320774.6734737938, 658993.1831134276 1320775.329324526, 658995.0991211848 1320585.5373312368, 658863.5987876604 1320584.2135388518, 658863.5524055283 1320588.8811910416, 658799.3270475451 1320588.2330722786, 658799.148899997 1320605.5099836972) | 40.955 | Solar | 61.6244 | NODEVN1854
15912517 | generator | [8 empty] | solar | solar_photovoltaic_panel | [6 empty] | LINESTRING (659029.7397344323 1320590.8304133217, 659029.0986161614 1320780.474299452, 658960.9177131538 1320780.2473702547, 658960.7361054723 1320835.3320472036, 658995.8067171541 1320835.4506707778, 658995.5485044423 1320913.2992624003, 659028.6367444677 1320913.4185383667, 659028.5344247066 1320943.128855464, 659061.2088234104 1320943.2349260317, 659061.0921119619 1320979.7921647348, 659093.1565602329 1320979.8950554207, 659093.0876861832 1320999.1304312667, 659127.5264285194 1320999.2458958, 659127.4103601613 1321033.6019339825, 659159.4311944109 1321033.7046719245, 659159.3041597365 1321070.129136028, 659192.294285844 1321070.2370333083, 659192.1903243794 1321100.223898811, 659225.7358782089 1321100.3347711063, 659225.6738653014 1321118.2538898664, 659258.9361714197 1321118.3743662366, 659258.9068997155 1321125.9733852888, 659292.7900054876 1321126.0971812084, 659292.7074410088 1321149.9561628676, 659324.7935205621 1321150.0594366672, 659324.7200524645 1321172.19289275, 659356.816945242 1321172.3073221361, 659356.7679428596 1321185.6913487108, 659392.9708951734 1321185.8164735276, 659392.9263230492 1321198.359859572, 659424.7400236018 1321198.472866617, 659424.7046847445 1321209.2686025668, 659456.768877056 1321209.3829702379, 659458.913517197 1320585.841318587, 659295.3543878384 1320585.2752327828, 659295.3310858002 1320591.7460204824, 659029.7397344323 1320590.8304133217) | 40.955 | Solar | 61.6244 | NODEVN1871
15912517 | generator | [8 empty] | solar | solar_photovoltaic_panel | [6 empty] | LINESTRING (659066.3722119479 1320169.0322697184, 659067.518794713 1319877.3057050765, 659100.1397782066 1319877.4335157096, 659100.2184666083 1319858.3862484014, 659134.1247007464 1319858.5208727838, 659134.1016280153 1319864.9584703592, 659166.8097674664 1319865.0868112366, 659166.8889639527 1319845.9510507188, 659135.3788962206 1319845.829033306, 659135.4243407449 1319833.0865710566, 659167.2720662255 1319833.2103686777, 659167.2936043794 1319829.128835083, 659200.8949112218 1319829.2619213106, 659201.0654499969 1319786.63227821, 659235.2985316805 1319786.768731325, 659235.3897044738 1319763.3080312724, 659267.8474562969 1319763.4351461874, 659267.90226733 1319750.9913845563, 659300.9264097537 1319751.1215239365, 659301.0024695193 1319732.5941139604, 659432.097116554 1319733.1097277247, 659430.3733146094 1320170.4678794374, 659066.3722119479 1320169.0322697184) | 40.955 | Solar | 61.6244 | NODEVN1854
15912517 | generator | [8 empty] | solar | solar_photovoltaic_panel | [6 empty] | LINESTRING (659430.3822313142 1320537.4848623897, 659431.7285218128 1320190.1975016214, 659066.3987022961 1320188.7880209696, 659065.053075107 1320540.8755162486, 659130.2392106774 1320541.1199893637, 659130.3252373938 1320518.6326617782, 659165.9733744583 1320518.776608837, 659165.9017755392 1320536.4633769656, 659430.3822313142 1320537.4848623897) | 40.955 | Solar | 61.6244 | NODEVN1854
15912517 | generator | [8 empty] | solar | solar_photovoltaic_panel | [6 empty] | LINESTRING (659507.7641049627 1319817.6537408438, 659508.0596561689 1319741.1657933453, 659639.0890234332 1319741.6819655993, 659638.7931398015 1319818.169951383, 659507.7641049627 1319817.6537408438) | 40.955 | Solar | 61.6244 | NODEVN3630
15912517 | generator | [8 empty] | solar | solar_photovoltaic_panel | [6 empty] | LINESTRING (659507.1663964206 1320171.6151026976, 659507.9956776844 1319843.8925829297, 659871.2742352344 1319844.8314389877, 659870.4410643177 1320172.5433579367, 659507.1663964206 1320171.6151026976) | 40.955 | Solar | 61.6244 | NODEVN1863
15912517 | generator | [8 empty] | solar | solar_photovoltaic_panel | [6 empty] | LINESTRING (659538.677665295 1320531.6753628738, 659538.795686564 1320515.5484711414, 659505.7403191664 1320515.2961268672, 659507.0933209676 1320333.6751882476, 659507.0935550339 1320333.6309439105, 659537.1213181493 1320333.8561833727, 659537.290951829 1320310.0308358981, 659506.2502463212 1320309.8002405507, 659507.1336256928 1320190.1648849056, 659870.028429494 1320192.8499176889, 659869.0195000288 1320329.729514826, 659902.3801412024 1320329.9727895982, 659902.1637955048 1320358.443716508, 659935.8184236924 1320358.699652811, 659934.5149415522 1320534.6024075397, 659538.677665295 1320531.6753628738) | 40.955 | Solar | 61.6244 | NODEVN1863
15912517 | generator | [8 empty] | solar | solar_photovoltaic_panel | [6 empty] | LINESTRING (659501.6380482067 1321216.3347323334, 659534.9326051775 1321216.5220657669, 659535.1834398597 1321173.2622529694, 659566.5502321613 1321173.4504699355, 659567.7642287575 1320962.7040072451, 659602.1372613914 1320962.9081519353, 659602.3804737115 1320921.0973380886, 659635.6644788021 1320921.284686349, 659635.8568814583 1320887.0174763121, 659666.8101697387 1320887.192508882, 659667.0995757517 1320836.67660555, 659700.383682587 1320836.8640142018, 659700.5822422573 1320801.4464436763, 659736.208049913 1320801.6462949908, 659736.4237517606 1320765.0563019253, 659767.3662861492 1320765.231365152, 659767.5095083014 1320740.2665247456, 659800.8046262593 1320740.4540893675, 659800.9017809366 1320724.1832701373, 659834.7741685627 1320724.3739305518, 659834.8497558183 1320712.1735943928, 659866.9795265554 1320712.3550487114, 659867.0380749085 1320701.3160690924, 659900.3332489757 1320701.5037385533, 659900.4119715171 1320688.717161105, 659933.1190239919 1320688.9017451622, 659933.7645739104 1320577.4945936594, 659767.7999979662 1320576.5481634133, 659767.751587435 1320583.6272076468, 659505.266958284 1320582.1155113815, 659503.9800309045 1320806.7877839964, 659535.7829162742 1320806.9671680161, 659535.6845538022 1320825.5497971107, 659503.8708551846 1320825.3592921346, 659501.6380482067 1321216.3347323334) | 40.955 | Solar | 61.6244 | NODEVN1871
15912517 | generator | [8 empty] | solar | solar_photovoltaic_panel | [6 empty] | LINESTRING (660014.0285850941 1320911.510841621, 660014.643368638 1320574.1297349334, 660546.181805872 1320575.1307593465, 660545.9862821281 1320679.328515464, 660512.7883742247 1320679.2623299616, 660512.7431534498 1320704.1171502578, 660479.3492303864 1320704.0499543245, 660479.3132283944 1320723.086502677, 660444.1984167035 1320723.0212422386, 660444.156662836 1320747.2345112388, 660378.6322879635 1320747.1180804924, 660378.6239957856 1320752.7704305202, 660346.4608814884 1320752.7099240408, 660346.376286374 1320801.368728392, 660311.7299763386 1320801.295041792, 660311.694189962 1320820.3094566194, 660279.498482165 1320820.2488391735, 660279.477696067 1320832.349936021, 660248.4582810266 1320832.2956056255, 660248.4302476154 1320851.907374456, 660215.0473568938 1320851.8515707527, 660214.999246826 1320877.2926040972, 660180.4619568086 1320877.2196369357, 660180.4123293224 1320900.9018918849, 660147.0295609101 1320900.8350959104, 660147.0042216515 1320911.7525899424, 660014.0285850941 1320911.510841621) | 40.955 | Solar | 61.6244 | NODEVN1862
15912517 | generator | [8 empty] | solar | solar_photovoltaic_panel | [6 empty] | LINESTRING (659784.5078231862 1319764.6521419445, 659917.8256280447 1319764.9714925229, 659918.215702804 1319598.9307681445, 659885.7465046695 1319598.8582222473, 659885.7702933811 1319586.1487932245, 659817.9564278551 1319585.9885765593, 659817.8651122352 1319625.8423265726, 659784.8295797049 1319625.766885339, 659784.5078231862 1319764.6521419445) | 40.955 | Solar | 61.6244 | NODEVN3630
15912517 | generator | [8 empty] | solar | solar_photovoltaic_panel | [6 empty] | LINESTRING (660016.53589482 1320324.2734114954, 660547.6344168532 1320326.8976087496, 660547.148823598 1320426.2710151097, 660514.1363241236 1320426.1062973323, 660514.0343253787 1320445.2641693898, 660547.0576954521 1320445.4289475686, 660546.6102333618 1320535.5883824518, 660114.4978372764 1320533.4672010036, 660114.5984141319 1320514.5305791087, 660082.4573920565 1320514.3709503417, 660082.2788827338 1320552.0894498753, 660015.4156376155 1320551.7565842215, 660016.53589482 1320324.2734114954) | 40.955 | Solar | 61.6244 | NODEVN1862
15912517 | generator | [8 empty] | solar | solar_photovoltaic_panel | [6 empty] | LINESTRING (660436.1080810716 1320288.7061409072, 660569.6182638779 1320289.3504651473, 660571.93963929 1319810.4024572938, 660438.4273345622 1319809.7583767571, 660436.1080810716 1320288.7061409072) | 40.955 | Solar | 61.6244 | NODEVN1862
15912517 | generator | [8 empty] | solar | solar_photovoltaic_panel | [6 empty] | LINESTRING (659969.0606113297 1319808.3937260192, 659968.1368591154 1319982.5618146483, 660001.7378677365 1319982.7400578896, 660001.6516633788 1319998.9888175311, 659968.0506728765 1319998.8105722244, 659967.4409442975 1320113.7575397985, 660066.4790898126 1320114.283066289, 660066.5099134183 1320108.4759855955, 660131.9472254327 1320108.8233928455, 660131.9842287174 1320101.8548943135, 660199.1751362656 1320102.2117573516, 660198.4102764707 1320246.1831917898, 660232.8823541399 1320246.366357016, 660232.6602253579 1320288.166307237, 660363.5341717576 1320288.862078376, 660365.4111496682 1319935.9017849218, 660332.6922736992 1319935.727832627, 660332.8002907397 1319915.4085626127, 660365.5191887704 1319915.5825123868, 660366.077884142 1319810.5019016997, 659969.0606113297 1319808.3937260192) | 40.955 | Solar | 61.6244 | NODEVN1863
15912517 | generator | [8 empty] | solar | solar_photovoltaic_panel | [6 empty] | LINESTRING (659963.7268397214 1319764.6286214176, 660468.6915231083 1319767.7089362808, 660469.0202987879 1319714.0959174745, 660573.4182776283 1319714.7399482438, 660574.2908213567 1319571.2777479845, 660539.7309076543 1319571.0716989068, 660539.6981784938 1319575.1753172914, 660470.197216102 1319574.7502481265, 660470.0075738078 1319606.3075059648, 660332.1168213896 1319605.4637363348, 660332.2237099581 1319587.400995582, 660298.611501262 1319587.1891955517, 660298.6515443794 1319581.7029417779, 660232.0370146104 1319581.2937562254, 660231.967198173 1319592.3879911222, 660199.8471968449 1319592.1842259557, 660199.7652918737 1319605.5570478737, 660166.1748459599 1319605.356569812, 660166.0821496756 1319620.7646338122, 660032.3631559635 1319619.9554360092, 660032.488935707 1319598.2978576028, 659996.4696740683 1319598.0736240295, 659996.5142967707 1319591.7135495145, 659964.7755401381 1319591.5120565656, 659963.7268397214 1319764.6286214176) | 40.955 | Solar | 61.6244 | NODEVN3630
15912517 | generator | [8 empty] | solar | solar_photovoltaic_panel | [6 empty] | LINESTRING (662757.3358468688 1317703.3343430385, 662789.774369815 1317703.4869836501, 662789.913617939 1317673.5994919376, 662822.6353275233 1317673.7647510786, 662822.7573621275 1317649.0982038244, 662854.0194802585 1317649.2556279579, 662854.1399282358 1317624.8877306695, 662887.1666950746 1317625.0546971776, 662887.313821621 1317595.7424371806, 662922.6717277926 1317595.910943799, 662922.7890646701 1317572.1292849423, 662956.4041061057 1317572.299491694, 662957.647817764 1317315.402129008, 662925.3505224679 1317315.2390610734, 662925.3035738519 1317325.9684912376, 662889.9454110243 1317325.7889588093, 662890.1285709919 1317289.7846743057, 662858.2996489862 1317289.6242058452, 662858.6613162501 1317214.4188426395, 662792.3780870836 1317214.094946504, 662792.5251397928 1317182.7473850192, 662759.868259622 1317182.5825751552, 662759.468129865 1317264.977688284, 662792.974562442 1317265.1470849945, 662792.8776262397 1317283.1436601891, 662759.3820468948 1317282.9853810186, 662759.2303772139 1317313.1714557107, 662792.1268178447 1317313.3265116948, 662792.0360643296 1317332.1969810051, 662759.1396442526 1317332.0419226193, 662757.8349817875 1317600.5644144963, 662789.6963010591 1317600.7139318527, 662789.6039766656 1317619.8719956486, 662757.742677609 1317619.722475931, 662757.3358468688 1317703.3343430385) | 40.955 | Solar | 61.6244 | NODEVN1878
15912517 | generator | [8 empty] | solar | solar_photovoltaic_panel | [6 empty] | LINESTRING (662314.4783761137 1317689.7244913385, 662379.900864237 1317689.8658620743, 662379.8817356811 1317695.4518200627, 662476.8826742338 1317695.652521286, 662476.8909280535 1317690.0665026049, 662508.4475382945 1317690.136666311, 662508.4319607267 1317697.0832123703, 662544.6398581448 1317697.1563101576, 662544.6281375496 1317701.3596225036, 662578.5049436914 1317701.4312819352, 662578.4854212683 1317709.1078688714, 662642.7424226906 1317709.2435420167, 662642.7318750323 1317715.2498899808, 662744.6673564223 1317715.455899556, 662744.8044868188 1317649.5520818552, 662709.1194114375 1317649.4705056006, 662709.1603210828 1317629.736971691, 662744.8454793481 1317629.8074839578, 662745.2015125375 1317458.532788862, 662712.4899963608 1317458.456190207, 662712.5355311154 1317439.8841430026, 662745.2362341926 1317439.9496193975, 662745.7624533698 1317188.4909024274, 662712.124691903 1317188.42041551, 662712.0983600076 1317199.3822383827, 662678.776508239 1317199.3134876718, 662678.7615611005 1317206.1383630917, 662644.2415073696 1317206.063200409, 662644.2168660907 1317218.7395643122, 662610.2959383429 1317218.6676625723, 662610.2839221135 1317224.9505377426, 662579.848775951 1317224.8863618767, 662579.8226179683 1317239.8745705104, 662545.8581516078 1317239.8025038156, 662545.8274353516 1317257.6666788382, 662511.8847794101 1317257.5947650517, 662511.8445060686 1317277.2397894254, 662480.8429981922 1317277.1726611224, 662480.8340995059 1317282.8803515045, 662445.7368422543 1317282.8023011412, 662445.7075703708 1317294.3282336998, 662415.3051931814 1317294.2643906588, 662415.2838829143 1317302.283867462, 662380.7639765217 1317302.208992319, 662380.7414611075 1317314.5092635122, 662347.4306746675 1317314.4409211522, 662347.4276232881 1317319.0646127062, 662315.4021967764 1317319.0032097353, 662315.3823209995 1317330.8167858808, 662281.2328163967 1317330.7440095579, 662281.0108725443 1317436.988522173, 662315.0077584875 1317437.0604937023, 662314.9670631757 1317456.8050556728, 662281.1662689169 1317456.7341344284, 662281.0959443261 1317492.1416193692, 662314.8858062417 1317492.2124868291, 662314.4783761137 1317689.7244913385) | 40.955 | Solar | 61.6244 | NODEVN1878
15912517 | generator | [8 empty] | solar | solar_photovoltaic_panel | [6 empty] | LINESTRING (662221.2179288092 1317682.664144263, 662221.4475264973 1317335.5334520224, 662190.4240925092 1317335.5107420853, 662190.4202930079 1317340.2782261, 662157.0875381476 1317340.2542178382, 662157.0806932049 1317351.6807040572, 662122.2338592323 1317351.6486086042, 662122.2327742733 1317357.9425917922, 662090.3161685055 1317357.915190164, 662090.3107124397 1317369.0872664999, 662059.0041178067 1317369.0631682368, 662059.0017999021 1317375.589434499, 662025.1244045994 1317375.5737075594, 662025.1160658745 1317387.2877784383, 661989.0274580666 1317387.2602350418, 661989.0079608005 1317411.2193097833, 661957.8648142521 1317411.1961868107, 661957.8383855168 1317454.7451118946, 661990.8768826015 1317454.7673391819, 661990.8503679539 1317508.4817776994, 661923.8694004539 1317508.4325003738, 661923.8477034592 1317530.7765820583, 661891.5936326537 1317530.7475586552, 661891.5758570513 1317554.396913667, 661856.9471490991 1317554.366262933, 661856.88831849 1317638.5548842633, 661891.527822651 1317638.585604964, 661891.5194254703 1317656.4166714952, 661989.6974132982 1317656.4893630508, 661989.6941533248 1317663.1926074263, 662055.433032548 1317663.2354117853, 662055.440377103 1317657.804258973, 662120.8198279855 1317657.8452761485, 662120.8135494366 1317675.2560345272, 662189.4172687192 1317675.3034442915, 662189.4105793745 1317682.6371812874, 662221.2179288092 1317682.664144263) | 40.955 | Solar | 61.6244 | NODEVN1877
15912517 | generator | [8 empty] | solar | solar_photovoltaic_panel | [6 empty] | LINESTRING (662297.3256700299 1317952.6195958706, 662329.6653562285 1317952.85973767, 662328.5705074393 1318097.8038363364, 662363.0340241549 1318098.0665096021, 662363.2199530418 1318073.6105134976, 662395.864508916 1318073.8523814161, 662396.1345123425 1318037.815433735, 662429.95544656 1318038.0747198616, 662430.1805697121 1318008.3647111827, 662461.0823956256 1318008.597269229, 662461.3292657309 1317976.8741791628, 662495.9781122375 1317977.137983364, 662496.2605413921 1317940.8356141564, 662528.0774215809 1317941.0731543824, 662528.3929726373 1317898.6207573044, 662561.6258799725 1317898.8770073373, 662561.8056996907 1317875.5824214898, 662594.4613879251 1317875.8245367487, 662594.6864744377 1317846.1476961817, 662626.7648897395 1317846.386735311, 662627.0071491658 1317815.5485244703, 662661.982982544 1317815.8142557822, 662662.2112845081 1317785.551165163, 662694.8888683825 1317785.793494491, 662695.1077880821 1317757.2780704016, 662728.6567599822 1317757.5361864667, 662728.7411026682 1317745.9220414492, 662695.1921178545 1317745.6639268596, 662695.2326147031 1317740.166568739, 662663.6333550388 1317739.9300510436, 662663.5535042728 1317750.7146031982, 662628.2072449136 1317750.4468856656, 662628.3322117649 1317733.302204809, 662530.7568786636 1317732.5669597287, 662530.6210746057 1317749.7115756564, 662397.6887103382 1317748.7091338385, 662397.7571693024 1317740.0262182567, 662332.8813192316 1317739.5337641158, 662332.9288819076 1317732.7090712977, 662298.9877399977 1317732.460352889, 662297.3256700299 1317952.6195958706) | 40.955 | Solar | 61.6244 | NODEVN1878
15912517 | generator | [8 empty] | solar | solar_photovoltaic_panel | [6 empty] | LINESTRING (661810.364620213 1317945.6157574968, 661810.0394015233 1318179.1551028106, 661906.8645762719 1318179.2979225519, 661906.8789032864 1318172.5615530678, 661941.964275397 1318172.6169220908, 661941.9368483159 1318191.9522592449, 661973.4929834671 1318191.999805402, 661973.5204307484 1318172.6644658323, 662005.4143163215 1318172.7027926403, 662005.424942014 1318160.5683922006, 662040.2707670443 1318160.6115271293, 662040.3011947758 1318142.758438815, 662073.0991975672 1318142.8016837467, 662073.1199103842 1318130.8221952, 662107.0289653442 1318130.8714373994, 662107.0490067643 1318121.0489355817, 662139.7925203054 1318121.1030189304, 662139.8153106313 1318106.712131748, 662173.2015615779 1318106.7586382045, 662173.2086877269 1318095.2879010334, 662272.6485998555 1318095.423774816, 662272.7689645475 1318008.1380919337, 662239.7311523672 1318008.0933608331, 662239.8104077274 1317946.6913882785, 662075.2202285425 1317946.460468208, 662075.2217165625 1317950.2435072355, 662039.8637528913 1317950.1865539427, 662039.8789678578 1317945.3195787987, 662006.862904007 1317945.2752275101, 662006.85858692 1317950.1422604457, 661940.8046981477 1317950.0535480473, 661940.8056838558 1317945.8059419182, 661874.2398536219 1317945.7146316268, 661874.2311122797 1317951.4112495498, 661843.840241726 1317951.3700819986, 661843.8490366024 1317945.662403594, 661810.364620213 1317945.6157574968) | 40.955 | Solar | 61.6244 | NODEVN1877
15912517 | generator | [8 empty] | solar | solar_photovoltaic_panel | [6 empty] | LINESTRING (661781.0189869471 1317907.0199317846, 661781.6531082597 1317843.5304317037, 661812.7833535222 1317843.8409589343, 661812.976249942 1317824.0972480124, 661781.8568768896 1317823.7867813779, 661783.1854628643 1317691.6313407081, 661814.7406187986 1317691.9551869298, 661814.6632730332 1317700.2951288903, 661913.5877593682 1317701.2896927502, 661913.543448552 1317705.4928195868, 661980.422562463 1317706.1720880028, 661980.3761666723 1317710.7623568357, 662045.2838358118 1317711.4090778562, 662045.2153840237 1317718.0787898975, 662079.1342480811 1317718.4155936493, 662079.0836833074 1317723.7801463928, 662111.7826285593 1317724.0993817137, 662111.8506204059 1317717.5181574263, 662144.3207716083 1317717.8472609643, 662144.2543754791 1317724.1298342512, 662176.3433403507 1317724.4458658653, 662176.2915706701 1317730.031644129, 662211.9640951692 1317730.3890737288, 662211.911962431 1317736.0412198307, 662245.3297664287 1317736.3755225167, 662243.5604857544 1317911.6686916559, 662143.7978345109 1317910.6684609887, 662143.862276003 1317904.750905902, 662110.5536566573 1317904.4062163113, 662110.4892217028 1317910.3237706777, 661912.7067996332 1317908.3449226092, 661912.7593546035 1317902.6042928323, 661878.0019913927 1317902.2631564268, 661877.9386097464 1317907.9926659262, 661781.0189869471 1317907.0199317846) | 40.955 | Solar | 61.6244 | NODEVN1877
15912517 | generator | [8 empty] | solar | solar_photovoltaic_panel | [6 empty] | LINESTRING (661549.3005686268 1317905.9678864777, 661551.5962289135 1317680.3704429416, 661648.3531043013 1317681.3414783392, 661648.2871673927 1317687.5576731681, 661749.3356379909 1317688.5741192498, 661747.1043961346 1317907.9665904283, 661549.3005686268 1317905.9678864777) | 40.955 | Solar | 61.6244 | NODEVN1877
15912517 | generator | [8 empty] | solar | solar_photovoltaic_panel | [6 empty] | LINESTRING (661547.3445515963 1318267.601155513, 661579.6302304139 1318267.6743259968, 661579.653180405 1318255.2413523854, 661679.2552936921 1318255.4536389343, 661679.3140610899 1318230.2337834102, 661712.6346387783 1318230.301569836, 661712.6728685377 1318212.9905590964, 661746.6252320426 1318213.0617635387, 661746.6603403157 1318196.33699235, 661778.8480895704 1318196.4098415521, 661779.3760316784 1317943.281727222, 661548.0252817362 1317942.7846991864, 661547.3445515963 1318267.601155513) | 40.955 | Solar | 61.6244 | NODEVN1877
15912517 | generator | [8 empty] | solar | solar_photovoltaic_panel | [6 empty] | LINESTRING (660971.6537350693 1317903.7138349973, 661402.0062302941 1317906.1650039076, 661402.0679301651 1317894.6171663757, 661436.2487015631 1317894.81087359, 661436.1869886138 1317906.3587126294, 661533.5771124158 1317906.9125200775, 661534.9069625787 1317674.4960624557, 661468.9848487905 1317674.1215632255, 661469.0161789083 1317668.2591546155, 661436.2947597746 1317668.073240146, 661436.328742947 1317661.7130806798, 661337.5763461064 1317661.1413504207, 661337.6071778876 1317655.3674339373, 661238.8547400552 1317654.8070900727, 661238.8793548563 1317650.1945953236, 661206.7461482517 1317650.0120708481, 661206.7925940261 1317641.30695596, 661071.865796187 1317640.543117607, 661071.4831430019 1317706.1907593652, 661039.3282321484 1317706.0082896736, 661038.8916674876 1317783.8232280603, 661006.1922147017 1317783.6378805686, 661005.6086949875 1317886.9929044286, 660971.7439157978 1317886.7903077875, 660971.6537350693 1317903.7138349973) | 40.955 | Solar | 61.6244 | NODEVN1877
15912517 | generator | [8 empty] | solar | solar_photovoltaic_panel | [6 empty] | LINESTRING (660859.279567766 1318198.931291794, 661091.0300149982 1318199.558165007, 661091.0240700885 1318204.7570151337, 661356.2258387586 1318205.4758823244, 661355.3368345508 1318267.8909691274, 661323.2699202307 1318267.6532848966, 661322.8285812638 1318325.8010334796, 661356.4965566267 1318326.0583413085, 661356.5775027456 1318314.9862485472, 661455.9151306746 1318315.7162997345, 661455.9581351648 1318309.7101523506, 661486.9139961028 1318309.942041705, 661486.9655241019 1318302.343087554, 661518.5204789119 1318302.5782119916, 661520.9832316444 1318110.9403452321, 661487.0971450829 1318110.6817181136, 661489.2363642064 1317944.859630879, 661192.9082898952 1317942.6685196203, 661192.8669404811 1317948.376008988, 661158.0983616965 1317948.1241261463, 661158.1397045308 1317942.4166375229, 660959.8545088132 1317940.9390852526, 660959.7120833255 1317951.3139596833, 660927.6240992063 1317950.8885809586, 660926.5543782101 1318031.045149357, 660893.5842508206 1318030.6040348585, 660892.5499913739 1318108.2055930558, 660860.4948595089 1318107.7804397272, 660859.279567766 1318198.931291794) | 40.955 | Solar | 61.6244 | NODEVN1877
15912517 | generator | [8 empty] | solar | solar_photovoltaic_panel | [6 empty] | LINESTRING (662261.6639234839 1317280.9285641923, 662262.2619117037 1317133.017429986, 662296.1062804112 1317133.154887197, 662296.1272806057 1317127.2149752507, 662363.0426510058 1317127.485847531, 662363.1013928135 1317114.5220832417, 662393.7977547485 1317114.6427378396, 662393.814673282 1317109.4660453708, 662426.8312275733 1317109.5991981176, 662426.8715859038 1317102.0886534967, 662460.7704762893 1317102.226583553, 662460.7890111618 1317096.7512377368, 662493.2282653048 1317096.8813584268, 662493.2498384685 1317090.8418913607, 662525.9832112892 1317090.9736274693, 662526.0095579952 1317086.0735206974, 662559.026155582 1317086.2068147415, 662559.0806367939 1317074.0505078589, 662593.8619017318 1317074.1933283347, 662593.9100846993 1317061.1852495426, 662626.338501672 1317061.3154498588, 662626.2411523781 1317085.4843329436, 662659.7261587151 1317085.6202569043, 662659.6322921002 1317109.136532992, 662693.574837767 1317109.263898384, 662693.4790944622 1317135.1473326029, 662727.0403051272 1317135.283748248, 662726.9009988898 1317169.2529221256, 662693.339825963 1317169.1165020454, 662693.3168414147 1317175.410381649, 662625.584522407 1317175.1343696327, 662625.5141800842 1317192.2572151327, 662591.7460822581 1317192.1197911908, 662591.6980119697 1317205.1057485505, 662559.8579678086 1317204.978730269, 662559.8319106218 1317209.8235320805, 662494.0713107539 1317209.5584095453, 662493.9981859662 1317227.2121837237, 662458.6288384801 1317227.0773562337, 662458.586887936 1317238.9350660397, 662425.8645771627 1317238.8034419927, 662425.8276030789 1317245.6834996203, 662362.6813957755 1317245.4327030273, 662362.5818021086 1317270.0550726464, 662326.7224062973 1317269.9066989704, 662326.6991389348 1317276.2669370673, 662293.5738520015 1317276.133286672, 662293.558313092 1317281.0555705016, 662261.6639234839 1317280.9285641923) | 40.955 | Solar | 61.6244 | NODEVN1878
15912517 | generator | [8 empty] | solar | solar_photovoltaic_panel | [6 empty] | LINESTRING (662116.9515507156 1317304.7859163382, 662095.322010659 1317143.5482382444, 662127.4683646178 1317143.4330494562, 662118.4632603894 1317077.7790510661, 662152.6482579325 1317077.376153705, 662150.4168644568 1317058.780878367, 662181.389970248 1317058.0842442776, 662215.4286779547 1317304.152864953, 662181.5281483867 1317304.3691402185, 662181.4545146354 1317316.0607447897, 662148.6132156244 1317315.7960337123, 662148.5162061247 1317327.7861717348, 662115.9690293741 1317327.5230725633, 662115.9133044521 1317333.8499468598, 662083.2245322026 1317333.5861225724, 662083.1127396722 1317346.3062367276, 662050.8596962349 1317346.0447826395, 662050.8078397342 1317351.652679378, 662018.7835543588 1317351.3924854326, 662019.027128123 1317322.213588028, 662051.9773313288 1317322.4787431352, 662052.1185866102 1317304.2612289018, 662116.9515507156 1317304.7859163382) | 40.955 | Solar | 61.6244 | NODEVN1878
18122779 | generator | [8 empty] | solar | solar_photovoltaic_panel | [6 empty] | LINESTRING (662761.7111818537 1314168.4528430298, 662704.1673067327 1314056.9425432363, 662732.5056681563 1314056.519533076, 662719.4938392907 1314030.8975966277, 663266.7856925926 1314034.1292637985, 663339.9831323028 1314169.8283397455, 663248.8208472518 1314169.6135262882, 663243.6153195524 1314159.143401841, 663207.0878139688 1314158.946608726, 663211.9986203758 1314169.525752776, 663055.373519718 1314169.1469805366, 663049.2995072419 1314158.0970252662, 663015.4068219747 1314158.2022425549, 663019.1504897872 1314169.062666155, 662860.4773285905 1314168.6960038994, 662854.1138695315 1314156.759620663, 662819.3372549742 1314157.1479048287, 662823.6552191593 1314168.5976412636, 662761.7111818537 1314168.4528430298) | 40.955 | Solar | 61.6244 | NODEVN3629
18122779 | generator | [8 empty] | solar | solar_photovoltaic_panel | [6 empty] | LINESTRING (662778.6304138656 1314440.0482656586, 662717.6123098636 1314326.450678114, 662746.258600244 1314325.4431073843, 662734.6910837102 1314302.7380770368, 662835.2153980345 1314302.1167974926, 662771.5793738229 1314180.9942915996, 663345.4686297403 1314182.9215763707, 663415.514296797 1314306.978276186, 663479.2142312303 1314306.746768354, 663553.8698052292 1314442.4433989576, 663457.7300523012 1314442.1456690482, 663452.5415142631 1314430.5694300742, 663418.9323156136 1314430.6756874288, 663422.9672479013 1314442.0355259094, 663264.5900415562 1314441.5464862066, 663259.9796441937 1314429.818544463, 663224.0391228246 1314429.9235140511, 663229.2389948076 1314441.4333946984, 663070.5677771422 1314440.9437847547, 663064.2057766463 1314428.7639919843, 663031.1848419385 1314428.884907519, 663035.8034192391 1314441.1327382985, 662876.8397383856 1314440.354969317, 662871.0667664246 1314428.0235332486, 662835.709980971 1314426.959582522, 662840.0289694213 1314440.2344826942, 662778.6304138656 1314440.0482656586) | 40.955 | Solar | 61.6244 | NODEVN3629
18122779 | generator | [8 empty] | solar | solar_photovoltaic_panel | [6 empty] | LINESTRING (663095.4176172494 1314709.971992496, 663094.4110483038 1314571.1887744914, 662947.1483881472 1314570.3961306803, 662930.3693952844 1314538.3712860972, 662864.6189076286 1314539.1791176328, 662863.7786276618 1314533.3673086755, 662830.1711745615 1314533.1866140598, 662787.0778811319 1314451.37639501, 663560.5255144645 1314454.6691522112, 663623.2739217245 1314576.0766163312, 663867.8313959471 1314579.146532424, 663867.6845249098 1314715.0147997884, 663775.349184119 1314714.415752885, 663775.420734563 1314703.1997284708, 663739.1881785435 1314702.9595589135, 663739.1166415329 1314714.175581766, 663581.3318442513 1314713.1458925107, 663581.4005743492 1314702.4386924743, 663544.5906146894 1314702.206698445, 663544.5219573586 1314712.9028357533, 663386.7372765921 1314711.8741615585, 663386.8078474673 1314700.813010808, 663350.2812127444 1314700.571720188, 663350.2106552259 1314711.6328693898, 663192.4260906648 1314710.6052087739, 663192.4938486179 1314700.052881512, 663155.6839435124 1314699.8213607087, 663155.6162579901 1314710.3626252844, 663095.4176172494 1314709.971992496) | 40.955 | Solar | 61.6244 | NODEVN3629
18122779 | generator | [8 empty] | solar | solar_photovoltaic_panel | [6 empty] | LINESTRING (662848.7047796038 1314939.8851190812, 662849.1340636918 1314845.886734548, 663095.758094696 1314847.0039167688, 663096.314247588 1314723.5161194385, 663866.3558431221 1314727.0204578699, 663865.3640457697 1314944.5184432676, 663742.2644686175 1314943.9520358774, 663742.3256553282 1314930.6231992722, 663705.5046967893 1314930.457283986, 663705.4435262971 1314943.786118677, 663485.7163517507 1314942.7869653706, 663485.7755142932 1314929.8121009804, 663451.2967409138 1314929.6591412215, 663451.2376528702 1314942.6229426558, 663230.3341782701 1314941.6192927212, 663230.3943642777 1314928.4342783436, 663195.9156252053 1314928.2816096144, 663195.8554542217 1314941.4666222245, 662974.9631538682 1314940.4538341959, 662975.0181084163 1314928.220095538, 662939.3737802998 1314928.0614450322, 662939.3188401628 1314940.2951819962, 662848.7047796038 1314939.8851190812) | 40.955 | Solar | 61.6244 | NODEVN3629
18122779 | generator | [8 empty] | solar | solar_photovoltaic_panel | [6 empty] | LINESTRING (662846.9917109465 1315045.712418371, 662848.6741615023 1314951.6543991072, 663865.2148775911 1314955.97740761, 663866.4581064864 1315050.339209365, 662846.9917109465 1315045.712418371) | 40.955 | Solar | 61.6244 | NODEVN3629
18122779 | generator | [8 empty] | solar | solar_photovoltaic_panel | [6 empty] | LINESTRING (662383.4518706622 1313987.4925877883, 662382.7649365903 1314123.7995249343, 662290.3295848719 1314123.3374352474, 662290.3907893135 1314111.911258173, 662254.7457178587 1314111.731408226, 662254.6845268711 1314123.1575837373, 662095.4366138418 1314122.3494187878, 662095.5057337142 1314109.4299949375, 662060.1439298352 1314109.2518896963, 662060.0857189933 1314122.1713700655, 661901.4153038015 1314121.3673141, 661901.4737607474 1314110.4278443272, 661866.112044703 1314110.2389043074, 661866.0644353741 1314121.1894919404, 661805.4504907482 1314120.8878438254, 661806.1348255954 1313984.5812092698, 662383.4518706622 1313987.4925877883) | 40.955 | Solar | 61.6244 | NODEVN3629
18122779 | generator | [8 empty] | solar | solar_photovoltaic_panel | [6 empty] | LINESTRING (661857.2300174546 1314351.4528917994, 661805.4403556734 1314255.3729508147, 661805.5095382615 1314132.2703951632, 662383.193213024 1314135.3610675416, 662381.6805905247 1314252.9365034315, 662312.1417134997 1314253.1390453936, 662363.9158326292 1314351.8415425292, 662240.605125318 1314351.7449932848, 662234.5285124686 1314341.1376780872, 662200.3311223951 1314341.2421479695, 662205.2536483444 1314351.7215987917, 661985.2141106112 1314351.5507491394, 661978.5577818095 1314339.3254229662, 661944.0771869761 1314339.4286676247, 661950.4509981751 1314351.5197365067, 661857.2300174546 1314351.4528917994) | 40.955 | Solar | 61.6244 | NODEVN3629
18122779 | generator | [8 empty] | solar | solar_photovoltaic_panel | [6 empty] | LINESTRING (661994.6932546006 1314601.8670883565, 661866.7965999561 1314365.4414469975, 662372.8908495574 1314366.4023133463, 662424.1027088364 1314462.203847192, 662301.0849527677 1314462.407225804, 662377.1813568398 1314602.4662957564, 662285.1379252198 1314602.326920484, 662277.9000919673 1314588.8705641811, 662243.7107282863 1314589.561251007, 662250.0810437207 1314602.2718307367, 662090.8217991309 1314602.0163831664, 662084.754966802 1314589.5840062848, 662050.8613657592 1314589.9778330945, 662057.2247101911 1314601.9693292766, 661994.6932546006 1314601.8670883565) | 40.955 | Solar | 61.6244 | NODEVN3629
18122779 | generator | [8 empty] | solar | solar_photovoltaic_panel | [6 empty] | LINESTRING (662070.3823112485 1314873.1563795742, 662070.8138655487 1314737.567177143, 662001.3587948267 1314612.3558273672, 662384.4163762067 1314614.4072434686, 662453.0062440836 1314738.1659760787, 662451.9816333565 1314874.3274058807, 662360.2338997042 1314874.0454847727, 662360.2693653461 1314861.336028757, 662323.7533153752 1314861.217684396, 662323.717865062 1314873.9271385903, 662166.5201485236 1314873.4498725338, 662166.5516823354 1314861.459401487, 662131.4845203921 1314861.349048425, 662131.4421067965 1314873.3394594928, 662070.3823112485 1314873.1563795742) | 40.955 | Solar | 61.6244 | NODEVN3629
18122779 | generator | [8 empty] | solar | solar_photovoltaic_panel | [6 empty] | LINESTRING (661977.7925987688 1315193.178051431, 661986.9803270937 1315169.9981267396, 662174.8414133557 1315172.7405890343, 662143.6954834942 1315260.258084244, 662113.5966520347 1315260.096876047, 662116.5231405448 1315248.6307363252, 662086.4935117812 1315247.7509312711, 662090.1620539948 1315236.0454111074, 662060.1751011555 1315235.3317844362, 662064.7326482049 1315218.321514298, 662030.2718084482 1315216.9534642142, 662034.4173965277 1315205.6708291534, 662004.3208917793 1315205.0672900612, 662007.5973544905 1315193.3375424196, 661977.7925987688 1315193.178051431) | 40.955 | Solar | 61.6244 | NODEVN3629
18122779 | generator | [8 empty] | solar | solar_photovoltaic_panel | [6 empty] | LINESTRING (662069.1222343529 1315004.7700900196, 662069.4028292119 1314885.1860180264, 662452.6157466803 1314886.089171046, 662452.3445317778 1315005.6734818607, 662237.9761602955 1315005.1655956118, 662180.1713892787 1315160.0041963328, 662090.4752198234 1315159.2472681508, 662093.453862069 1315148.2128035938, 662056.9292582823 1315147.7296625203, 662053.3614890375 1315158.9268974434, 661991.7158121082 1315158.408922718, 662049.5127678118 1315004.8421118755, 662069.1222343529 1315004.7700900196) | 40.955 | Solar | 61.6244 | NODEVN3629
18122779 | generator | [8 empty] | solar | solar_photovoltaic_panel | [6 empty] | LINESTRING (662457.0267983654 1315105.5506826749, 662470.7651284948 1315070.8360165306, 662500.0137173906 1315071.1367915766, 662498.6498764873 1315075.5872529044, 662559.5118009819 1315076.0467226314, 662549.0319282863 1315106.464873255, 662457.0267983654 1315105.5506826749) | 40.955 | Solar | 61.6244 | NODEVN3629
18122779 | generator | [8 empty] | solar | solar_photovoltaic_panel | [6 empty] | LINESTRING (662278.7097281008 1315063.8991357007, 662239.8413445095 1315169.394336487, 662302.5432610521 1315170.0069739963, 662306.0229093033 1315159.008391079, 662341.820688997 1315158.9238011271, 662337.6088444247 1315170.3498531426, 662425.8992026772 1315171.2105898345, 662468.0290163253 1315065.0693578827, 662278.7097281008 1315063.8991357007) | 40.955 | Solar | 61.6244 | NODEVN3629
18122779 | generator | [8 empty] | solar | solar_photovoltaic_panel | [6 empty] | LINESTRING (662422.3498161931 1315183.0162790348, 662236.7827179049 1315181.1141765104, 662192.8627494656 1315300.298569402, 662378.9197685628 1315302.1146316822, 662422.3498161931 1315183.0162790348) | 40.955 | Solar | 61.6244 | NODEVN3629
18122779 | generator | [8 empty] | solar | solar_photovoltaic_panel | [6 empty] | LINESTRING (662078.593393976 1315431.2406296602, 662134.3472583288 1315284.9082913836, 662102.3647615607 1315284.5710797715, 662107.4805532371 1315271.1366597172, 662078.1886871074 1315270.8249462522, 662082.4204897773 1315259.7197612454, 662045.8083410569 1315259.3357010263, 662052.5924227163 1315241.5409232462, 662021.6556694926 1315241.209401013, 662026.2300076042 1315229.1990031227, 661994.5524842715 1315228.8635452697, 661999.4582949389 1315215.9810621995, 661970.6783248156 1315215.683260453, 661889.2919029046 1315429.2651598172, 662078.593393976 1315431.2406296602) | 40.955 | Solar | 61.6244 | NODEVN3629
18122779 | generator | [8 empty] | solar | solar_photovoltaic_panel | [6 empty] | LINESTRING (662028.3860643499 1315561.076868756, 662073.2118714678 1315443.4458041799, 661883.9104015537 1315441.4814199044, 661839.085363447 1315559.1126757658, 662028.3860643499 1315561.076868756) | 40.955 | Solar | 61.6244 | NODEVN3629
18122779 | generator | [8 empty] | solar | solar_photovoltaic_panel | [6 empty] | LINESTRING (661783.6860907406 1315661.8761275916, 661783.7454669779 1315567.2235000846, 662034.888359461 1315567.4167228874, 662034.8173637976 1315662.058325591, 661911.2942327695 1315661.972363872, 661911.3020253873 1315650.3357392228, 661875.6579912142 1315650.3109717842, 661875.6502714694 1315661.9365336301, 661783.6860907406 1315661.8761275916) | 40.955 | Solar | 61.6244 | NODEVN3629
18122779 | generator | [8 empty] | solar | solar_photovoltaic_panel | [6 empty] | LINESTRING (661782.9143327462 1315908.0891491668, 661784.6696431806 1315673.5180461998, 662034.1904319748 1315675.384046862, 662033.4609902571 1315772.9534213103, 662165.3451999567 1315773.947542776, 662164.3168554605 1315910.9384982665, 662074.1758193548 1315910.2674434895, 662074.2725518768 1315898.3105025906, 662038.3250764143 1315898.0405287696, 662038.2392514144 1315909.9975264005, 661879.0029481809 1315908.8022184963, 661879.0880591676 1315896.966900737, 661842.8573841602 1315896.6956440979, 661842.7722281952 1315908.5420213928, 661782.9143327462 1315908.0891491668) | 40.955 | Solar | 61.6244 | NODEVN3629
18122779 | generator | [8 empty] | solar | solar_photovoltaic_panel | [6 empty] | LINESTRING (661780.7927833527 1316037.961540835, 661782.5209347627 1315920.5422561115, 662165.2815386849 1315922.005152422, 662164.6482043441 1316040.1605299877, 661780.7927833527 1316037.961540835) | 40.955 | Solar | 61.6244 | NODEVN3629
18122779 | generator | [8 empty] | solar | solar_photovoltaic_panel | [6 empty] | LINESTRING (662238.1561880748 1315741.8613260132, 662238.2986503228 1315648.2376780203, 662489.287769258 1315648.633035712, 662489.1445305368 1315742.256776884, 662366.9728642262 1315742.065557804, 662366.9924416549 1315730.2962357968, 662329.3005986111 1315730.2378115715, 662329.2810358413 1315742.0071318212, 662238.1561880748 1315741.8613260132) | 40.955 | Solar | 61.6244 | NODEVN3629
18122779 | generator | [8 empty] | solar | solar_photovoltaic_panel | [6 empty] | LINESTRING (662237.1792523812 1315946.4050940021, 662237.8930920392 1315754.3593942379, 662488.0069504618 1315755.292173542, 662487.2915225469 1315947.3380603513, 662365.2964024319 1315946.8822152782, 662365.335401786 1315935.555455723, 662328.5157532839 1315935.4131888489, 662328.4767677204 1315946.7399467763, 662237.1792523812 1315946.4050940021) | 40.955 | Solar | 61.6244 | NODEVN3629
18122779 | generator | [8 empty] | solar | solar_photovoltaic_panel | [6 empty] | LINESTRING (662236.1201464734 1316052.4901408318, 662236.7085817633 1315959.0126654112, 662487.1006461567 1315960.566587731, 662486.5223296111 1316054.0442108454, 662236.1201464734 1316052.4901408318) | 40.955 | Solar | 61.6244 | NODEVN3629
18122779 | generator | [8 empty] | solar | solar_photovoltaic_panel | [6 empty] | LINESTRING (662612.1646456183 1317008.995674862, 662612.1122371311 1317024.8133556012, 662642.0462168898 1317024.9301494735, 662641.937019115 1317055.34872519, 662672.557285131 1317055.458184124, 662672.4725781844 1317079.295294227, 662704.8465811203 1317079.4142268335, 662704.8290146033 1317084.7015374692, 662736.6583709102 1317084.817573217, 662736.5123707702 1317128.1226332374, 662745.9347774911 1317128.1623023844, 662745.9143439985 1317133.980551572, 662765.0424294518 1317134.0503629828, 662764.999886899 1317145.9965758806, 662794.944717758 1317146.1025332313, 662794.9891189416 1317133.8134217088, 662807.5596302472 1317133.859004133, 662807.5885257818 1317128.4943214708, 662797.2293283257 1317128.4495876285, 662797.2467332693 1317123.1954585381, 662828.2482012318 1317123.3071369259, 662828.3195582774 1317103.9941019763, 662864.2882722581 1317104.121511366, 662864.34916166 1317086.7552457415, 662894.7515059252 1317086.8748210256, 662894.7982096694 1317074.1653793866, 662924.5602731704 1317073.8390715304, 662924.9363467449 1317010.1267025697, 662612.1646456183 1317008.995674862) | 40.955 | Solar | 61.6244 | NODEVN1878
18122779 | generator | [8 empty] | solar | solar_photovoltaic_panel | [6 empty] | LINESTRING (662706.2712665033 1316996.8697949653, 662707.6340480954 1316873.198317464, 662768.2516277957 1316873.8675208152, 662767.8642706671 1316909.395033299, 662799.627211076 1316909.7430461845, 662799.5797524948 1316914.5103058638, 662829.1097521735 1316914.8242028994, 662828.9748686035 1316927.7322722643, 662926.5076160731 1316928.7887044195, 662925.7355495611 1316999.2796521531, 662832.3313342221 1316998.2675546766, 662832.4582986657 1316986.8306243995, 662797.7544009535 1316986.4556670417, 662797.6276283748 1316997.8594122645, 662706.2712665033 1316996.8697949653) | 40.955 | Solar | 61.6244 | NODEVN1878
18122779 | generator | [8 empty] | solar | solar_photovoltaic_panel | [6 empty] | LINESTRING (662446.0554448417 1316899.2020753564, 662446.2495647949 1316871.1843295936, 662695.7618340809 1316872.9242563813, 662694.8971995736 1316997.1514850352, 662572.3201345277 1316996.2929212346, 662572.5194985333 1316967.3238980435, 662536.8345352028 1316967.0767052977, 662537.0105492306 1316942.4436724365, 662506.2926843311 1316942.2342870417, 662506.4467781817 1316919.6475184606, 662476.0339559019 1316919.4287449694, 662476.1742334564 1316899.4081743744, 662446.0554448417 1316899.2020753564) | 40.955 | Solar | 61.6244 | NODEVN1878
18122779 | generator | [8 empty] | solar | solar_photovoltaic_panel | [6 empty] | LINESTRING (662445.4697050061 1316860.2181892775, 662445.7980581296 1316669.3426615703, 662695.6131286119 1316669.7787436424, 662695.2831389413 1316860.6655215574, 662573.3883871979 1316860.4412016014, 662573.4073286057 1316848.815657116, 662536.5992374746 1316848.7504886484, 662536.5694172445 1316860.3759728738, 662445.4697050061 1316860.2181892775) | 40.955 | Solar | 61.6244 | NODEVN3629
18122779 | generator | [8 empty] | solar | solar_photovoltaic_panel | [6 empty] | LINESTRING (662446.629296978 1316226.6105697881, 662447.6704565404 1316083.4471875452, 662477.3215889104 1316083.6617347435, 662477.4047445082 1316072.235652675, 662605.6716145022 1316073.1571232367, 662605.3729954809 1316114.5255478495, 662636.1570136257 1316114.7463441922, 662635.6283115443 1316186.7428514215, 662604.8443667648 1316186.5220466955, 662604.5506053298 1316226.9834567388, 662544.0504021788 1316226.5366074133, 662544.1296073098 1316215.8516207917, 662507.6268892488 1316215.578057813, 662507.5434777446 1316227.048386914, 662446.629296978 1316226.6105697881) | 40.955 | Solar | 61.6244 | NODEVN3629
18122779 | generator | [8 empty] | solar | solar_photovoltaic_panel | [6 empty] | LINESTRING (662243.4274303606 1316284.455569978, 662243.5064756802 1316149.8929755318, 662433.4236519106 1316150.0272699406, 662433.3328688141 1316284.589907983, 662339.8126425405 1316284.5192170702, 662339.827636753 1316271.5773492148, 662302.4195166504 1316271.553580189, 662302.4154316128 1316284.4955045725, 662243.4274303606 1316284.455569978) | 40.955 | Solar | 61.6244 | NODEVN3629
18122779 | generator | [8 empty] | solar | solar_photovoltaic_panel | [6 empty] | LINESTRING (662445.47296208 1316454.0730386532, 662446.2089913164 1316237.9352874057, 662604.8591928416 1316238.4780206392, 662604.8245603403 1316250.9994596548, 662634.0622000583 1316251.1013433887, 662633.6992169591 1316359.1260801684, 662698.4923910721 1316359.3528825562, 662698.1633940963 1316454.933636903, 662574.4052926274 1316454.5114506094, 662574.4470110903 1316442.697986001, 662536.7564391233 1316442.561767177, 662536.7146759415 1316454.3862912322, 662445.47296208 1316454.0730386532) | 40.955 | Solar | 61.6244 | NODEVN3629
18122779 | generator | [8 empty] | solar | solar_photovoltaic_panel | [6 empty] | LINESTRING (662445.7448492546 1316656.9424319332, 662537.6601903929 1316657.4695526166, 662537.7326812572 1316646.0102218355, 662573.08057706 1316646.211309237, 662573.0189658349 1316657.6707001294, 662695.1189435502 1316658.3716640873, 662696.2027112929 1316467.057567767, 662446.8378715032 1316465.6396383303, 662445.7448492546 1316656.9424319332) | 40.955 | Solar | 61.6244 | NODEVN3629
18122779 | generator | [8 empty] | solar | solar_photovoltaic_panel | [6 empty] | LINESTRING (662241.554897754 1316668.01379447, 662272.0120512003 1316668.1329845139, 662271.9217038441 1316693.0872303504, 662304.306960496 1316693.2057422274, 662304.2630193467 1316705.4505821436, 662367.9441571652 1316705.6929247803, 662367.9701500466 1316698.8238736591, 662430.5292770352 1316699.0713826872, 662431.002184128 1316574.5324816, 662241.9078588688 1316573.80495862, 662241.554897754 1316668.01379447) | 40.955 | Solar | 61.6244 | NODEVN3629
18122779 | generator | [8 empty] | solar | solar_photovoltaic_panel | [6 empty] | LINESTRING (662050.035611282 1316560.9292844469, 662051.0733416334 1316442.4884901762, 662242.2548342601 1316444.1550786935, 662242.3687238307 1316431.0478228952, 662178.0351141806 1316430.492597314, 662178.1350361482 1316419.9847196531, 662143.0707458267 1316419.6750329013, 662142.9817291773 1316430.1829676002, 662051.1544096105 1316429.3921297775, 662052.3371605471 1316294.0391170308, 662434.2120244878 1316297.3595989305, 662431.8853134271 1316564.250029654, 662050.035611282 1316560.9292844469) | 40.955 | Solar | 61.6244 | NODEVN3629
1185270551 | generator | [7 empty] | yes | solar | solar_photovoltaic_panel | [6 empty] | LINESTRING (535916.1663085532 2342723.6884558094, 535908.7379234844 2342731.4528515064, 535901.0413108363 2342724.186703286, 535908.4697195784 2342716.4112365143, 535916.1663085532 2342723.6884558094) | 40.955 | Solar | 61.6244 | NODEVN3640
1192103479 | generator | [8 empty] | solar | solar_photovoltaic_panel | [6 empty] | LINESTRING (637594.2091113325 1269041.0530842845, 637594.143145574 1269006.313028935, 637722.8608813128 1269006.0588241618, 637722.8912518478 1269021.5209806468, 637755.6516027187 1269021.4545318412, 637755.6212483011 1269005.9923736001, 637949.0307112038 1269005.6137178144, 637949.0611162212 1269021.0427067399, 637978.919675735 1269020.9748036184, 637978.8892367808 1269005.5568729916, 638107.8144240892 1269005.3051556298, 638107.8907795874 1269040.034260941, 638076.4722505182 1269040.095180329, 638076.5069677373 1269054.5287851656, 638043.0483950679 1269054.6028864784, 638043.1092340886 1269082.9502298357, 638010.7307730166 1269083.006990218, 638010.7572137257 1269094.3658438353, 637979.6660165607 1269094.4282925741, 637979.7026447604 1269110.9190823042, 637947.9896128651 1269110.9898882227, 637948.0430226383 1269133.5969919804, 637914.5409628545 1269133.6599695229, 637914.5819736818 1269151.64389001, 637881.701742261 1269151.7096316305, 637881.7417507579 1269169.9258080907, 637849.4178938939 1269169.994024537, 637849.4577578864 1269190.7319032308, 637818.3012211568 1269190.79421409, 637818.3272899059 1269202.2525999064, 637752.3378742505 1269202.3833026416, 637752.2797854854 1269175.8387960838, 637721.4614191686 1269175.9026881896, 637721.3887775895 1269140.2335359468, 637690.6140152193 1269140.2976534362, 637690.5409943718 1269104.7059250297, 637658.5553161837 1269104.764768018, 637658.4835632718 1269071.3629499713, 637624.7414283312 1269071.4362514466, 637624.6785112781 1269040.9875233043, 637594.2091113325 1269041.0530842845) | 40.955 | Solar | 61.6244 | NODEVN1625
1192103480 | generator | [8 empty] | solar | solar_photovoltaic_panel | [6 empty] | LINESTRING (638149.1724196912 1269002.4897774833, 638180.044915789 1269002.5703054878, 638180.0907342571 1268984.7194729082, 638212.5014104375 1268984.8067990253, 638212.5535796575 1268967.9956439922, 638243.0115281316 1268968.0854657488, 638243.0502720813 1268951.8493763884, 638274.0973224619 1268951.9418197493, 638274.1693406703 1268928.1518108894, 638308.4455170282 1268928.2474430886, 638308.487505707 1268913.758864439, 638340.0473219375 1268913.8536269432, 638340.1039921613 1268893.5585453913, 638371.0857055329 1268893.639730214, 638371.1205156309 1268878.3105474468, 638403.1494602752 1268878.407436232, 638403.4484367096 1268773.4260194136, 638371.4302939851 1268773.3291898964, 638371.4694826202 1268757.0046161965, 638340.4985921595 1268756.9124336238, 638340.5825339253 1268725.4688683478, 638309.0225283424 1268725.374125656, 638309.1071173316 1268696.2531931822, 638274.8306877244 1268696.1575874705, 638274.900591042 1268672.8431582677, 638243.8532160114 1268672.7618036633, 638243.9105851676 1268652.2897730889, 638150.1794278703 1268652.0211891988, 638149.8847365965 1268753.750850147, 638181.2919701155 1268753.8447641141, 638181.2402784342 1268773.0338427324, 638149.8330641071 1268772.9399267568, 638149.4470211859 1268907.827428356, 638180.0359288304 1268907.917758611, 638179.9861164436 1268924.1980357426, 638149.3971760098 1268924.118763738, 638149.1724196912 1269002.4897774833) | 40.955 | Solar | 61.6244 | NODEVN1625
1192103481 | generator | [8 empty] | solar | solar_photovoltaic_panel | [6 empty] | LINESTRING (638002.4773087642 1268997.5313388968, 638138.8285495425 1268997.9870468692, 638139.7622030997 1268718.7453001437, 638003.4097495251 1268718.2897182086, 638002.4773087642 1268997.5313388968) | 40.955 | Solar | 61.6244 | NODEVN1625
1192103482 | generator | [8 empty] | solar | solar_photovoltaic_panel | [6 empty] | LINESTRING (637716.2045249689 1268996.5179448123, 637717.0650390472 1268715.683629735, 637988.1664278797 1268716.5194929773, 637987.3034888632 1268997.3540603153, 637716.2045249689 1268996.5179448123) | 40.955 | Solar | 61.6244 | NODEVN1625
1192103483 | generator | [8 empty] | solar | solar_photovoltaic_panel | [6 empty] | LINESTRING (637564.6053082331 1268997.9217304192, 637700.086102322 1268997.8076562162, 637699.8323975672 1268714.7896323234, 637564.3612922875 1268714.9038858907, 637564.6053082331 1268997.9217304192) | 40.955 | Solar | 61.6244 | NODEVN1625
1192103484 | generator | [8 empty] | solar | solar_photovoltaic_panel | [6 empty] | LINESTRING (637413.0473011523 1268705.6810570199, 637413.6115377704 1268614.105997541, 637516.2320277839 1268614.7320278322, 637516.8254064774 1268519.0537756728, 637619.3589700103 1268519.6797277313, 637619.9364415172 1268425.2069287384, 637743.2520026573 1268425.9685291897, 637743.840046279 1268329.162061958, 637825.1888943492 1268329.662572152, 637824.5896907188 1268426.4690168686, 637970.9779649273 1268427.3659156824, 637970.4135227688 1268518.6314516787, 638088.732548214 1268519.3614456498, 638088.1531977955 1268613.9339314124, 638141.5853666872 1268614.2573374535, 638141.0020317147 1268709.6925170894, 637931.0268107576 1268708.4047917153, 637931.5904220624 1268617.3162152674, 637917.5505742319 1268617.2324509458, 637916.9870522413 1268708.3099633837, 637664.0417364088 1268706.7579620983, 637664.6046696622 1268615.64734406, 637652.3757340822 1268615.5716344705, 637651.8108006968 1268707.1467641075, 637413.0473011523 1268705.6810570199) | 40.955 | Solar | 61.6244 | NODEVN1625
16135954 | generator | [8 empty] | solar | [7 empty] | LINESTRING (719826.73434835 1312336.7950961897, 719849.9948503961 1312193.3450605592, 719961.3617088753 1312193.5766558489, 719954.1537806878 1312260.3214613765, 719967.0098098532 1312260.846163, 719959.9502219937 1312307.1225158547, 719972.8072741361 1312307.50339085, 719970.0746133834 1312322.1552565757, 719942.0133755954 1312321.9518601964, 719939.7451002474 1312332.6791555972, 719882.8998965599 1312331.2492609192, 719882.1360889416 1312335.890860732, 719826.73434835 1312336.7950961897) | 40.955 | Solar | 61.6244 | NODEVN3413
16135954 | generator | [8 empty] | solar | [7 empty] | LINESTRING (719791.3708623138 1312457.0324362286, 719774.6246547692 1312549.7431315037, 719575.2772385202 1312548.299789215, 719572.8547818236 1312560.7741774553, 719518.4852822539 1312560.668431125, 719536.1767701828 1312457.6966344418, 719605.4668889317 1312456.1621603891, 719608.6260519797 1312441.2810233964, 719766.0432147492 1312443.5603987277, 719763.9011268492 1312456.4351420125, 719791.3708623138 1312457.0324362286) | 40.955 | Solar | 61.6244 | NODEVN3413
16135954 | generator | [8 empty] | solar | [7 empty] | LINESTRING (719795.3786136806 1312434.8437486151, 719823.2166876137 1312280.7937943889, 719795.8717095624 1312279.500332638, 719798.3366529666 1312262.677864937, 719826.3617846966 1312263.35663544, 719835.8304211053 1312210.956882777, 719836.9087585787 1312183.956001343, 719822.5784011484 1312183.852201395, 719822.630971583 1312176.594204161, 719808.6057449124 1312176.492621494, 719808.3704065412 1312168.358436271, 719794.9206673773 1312168.5487081606, 719794.6705816411 1312162.450303094, 719765.1531887283 1312161.650126376, 719765.487321926 1312156.1423766278, 719751.4610487237 1312156.1846541457, 719750.9547269421 1312165.9067679297, 719736.9217273098 1312165.3736437229, 719736.1138046812 1312176.1115160754, 719722.9656796048 1312175.286060199, 719721.6860520783 1312190.9663907138, 719707.8035498149 1312190.7220470365, 719707.2810567163 1312201.1743053717, 719693.5469617045 1312201.5064006199, 719692.4918973359 1312225.3097665529, 719704.4792436361 1312225.396546242, 719698.9759793608 1312258.4730338375, 719683.7696971013 1312258.9383109051, 719680.4119491251 1312278.664301786, 719666.6810147887 1312278.5649069098, 719663.1123059222 1312300.3363200387, 719648.9740888618 1312300.7982774738, 719648.035015323 1312310.0857365164, 719661.5503054347 1312309.8626913154, 719658.1185372856 1312330.7831219526, 719672.7300663312 1312331.1765710618, 719659.9502885542 1312399.9168862167, 719631.6036722763 1312400.0104423573, 719630.1013616233 1312405.8084784376, 719616.061194106 1312406.2822169473, 719610.385799849 1312433.0395761253, 719795.3786136806 1312434.8437486151) | 40.955 | Solar | 61.6244 | NODEVN3413
16135954 | generator | [8 empty] | solar | [7 empty] | LINESTRING (720304.2556056688 1311667.4622158254, 720409.8961689832 1311611.5890735746, 720436.4080884543 1311583.6109802898, 720452.4912445863 1311584.0154274523, 720480.2157371526 1311549.6508052493, 720496.0000410052 1311549.1900605983, 720524.3004852107 1311516.5667960874, 720540.0999676333 1311515.5197555106, 720563.3887745459 1311488.6801182874, 720580.6334378511 1311488.230019297, 720581.0058013333 1311477.4778911239, 720607.3154441763 1311477.3813368618, 720607.243664848 1311487.2615431272, 720631.215412914 1311526.9364948084, 720504.460746361 1311673.2639770724, 720304.2556056688 1311667.4622158254) | 40.955 | Solar | 61.6244 | NODEVN3413
16135954 | generator | [8 empty] | solar | [7 empty] | LINESTRING (720190.7893787663 1311855.7113488438, 720189.9190704627 1311841.9738412572, 720189.9207414984 1311828.2205293423, 720190.7832545463 1311814.4845259776, 720192.506129291 1311800.8322152763, 720195.2693487483 1311786.4903791507, 720198.9792320037 1311772.3545724505, 720203.6074683131 1311760.8256128007, 720213.0760442966 1311746.0898281848, 720204.3033233844 1311746.0261965983, 720248.499101689 1311697.5517981166, 720263.1130651014 1311697.6578168941, 720274.626000696 1311682.051705106, 720461.1119955163 1311684.5670493485, 720449.6095570317 1311698.712651189, 720475.8936794233 1311702.10119216, 720317.810743918 1311854.0216965782, 720286.2424102504 1311854.954390027, 720278.2635820543 1311865.640245232, 720222.4175556633 1311867.5586310683, 720222.4596941563 1311861.75000949, 720200.5484950113 1311861.0157031855, 720200.5854125103 1311855.926244877, 720190.7893787663 1311855.7113488438) | 40.955 | Solar | 61.6244 | NODEVN3413
16135954 | generator | [8 empty] | solar | [7 empty] | LINESTRING (720206.3694976732 1311895.3914512473, 720206.0529685449 1311875.926484131, 720288.2137427994 1311874.6526674444, 720288.5194021488 1311894.106500979, 720281.8597581695 1311894.2130786781, 720281.9622270898 1311901.1181497292, 720268.3922950698 1311901.329490188, 720268.4806784537 1311907.172254342, 720240.6868790054 1311907.6012724526, 720240.5984100341 1311901.7695733046, 720225.5352512863 1311902.0032929082, 720225.4218718773 1311895.098145104, 720206.3694976732 1311895.3914512473) | 40.955 | Solar | 61.6244 | NODEVN3413
16135954 | generator | [8 empty] | solar | [7 empty] | LINESTRING (719614.2142527285 1311049.5406052454, 719613.5218137407 1311060.898921738, 719613.7229302352 1311072.2747631657, 719614.509619777 1311081.043597693, 719615.8416079008 1311089.761052039, 719617.6974981686 1311098.371648754, 719645.2530768935 1311200.298658926, 719475.7053100445 1311200.2347927112, 719454.9232806286 1311123.1084132676, 719482.6975433532 1311122.4460586556, 719473.8738588446 1311088.6906829744, 719486.1558853979 1311088.7794284509, 719486.200015847 1311082.672103965, 719500.2235647354 1311083.0721821098, 719500.7948383938 1311044.737568089, 719513.0768845233 1311044.826321523, 719515.2197902298 1311030.3140232079, 719528.9600971084 1311030.700999073, 719569.8760644206 1310789.05872079, 719574.9585753484 1310732.7435743494, 719631.0859609706 1310732.8615653436, 719631.0523705283 1310737.5084451945, 719660.8528254116 1310740.0474375307, 719655.7155983394 1310803.9082449526, 719625.2648985167 1310972.7327387938, 719596.6202903342 1310971.6515571075, 719594.1621443033 1310989.0604969708, 719622.499511173 1310990.427136941, 719614.2142527285 1311049.5406052454) | 40.955 | Solar | 61.6244 | NODEVN3413
16135954 | generator | [8 empty] | solar | [7 empty] | LINESTRING (719500.1167938816 1311381.350177139, 719483.2289841744 1311332.4333498226, 719455.46218791 1311332.0888489864, 719433.7943306899 1311255.3986524001, 719418.2974888086 1311255.2866907127, 719414.0612788354 1311235.2181536627, 719428.0957300719 1311235.6072247592, 719425.239724735 1311225.1305736273, 719452.7200705479 1311225.9155430426, 719450.4567972084 1311214.856748863, 719649.5164336838 1311216.5944268045, 719667.4214099399 1311278.5528145544, 719639.1259960992 1311278.9567224465, 719643.3830160741 1311296.1265478772, 719672.6949764666 1311296.8143287897, 719697.7129932058 1311383.3654604228, 719500.1167938816 1311381.350177139) | 40.955 | Solar | 61.6244 | NODEVN3413
16135954 | generator | [8 empty] | solar | [7 empty] | LINESTRING (719651.7623743217 1311532.9028636152, 719623.2603806492 1311533.2720573924, 719621.8701255854 1311502.480331819, 719593.6707515849 1311501.6899658795, 719532.4631634195 1311394.950000965, 719675.6919191263 1311396.2734330313, 719680.8421040738 1311412.0002717897, 719711.2384511951 1311411.9214326958, 719764.9437906268 1311504.0908297396, 719765.1601999183 1311514.8471793826, 719737.0961651173 1311514.9317600315, 719736.7389121335 1311523.6370073133, 719709.5617779824 1311523.1526714535, 719709.1006469489 1311526.6346802758, 719651.6413383255 1311528.5425415658, 719651.7623743217 1311532.9028636152) | 40.955 | Solar | 61.6244 | NODEVN3413
16135954 | generator | [8 empty] | solar | [7 empty] | LINESTRING (719880.6771127104 1311282.4195819374, 719853.5837779114 1311172.4626539603, 719706.8467646238 1311170.8255086064, 719739.6019406212 1311283.1024837377, 719880.6771127104 1311282.4195819374) | 40.955 | Solar | 61.6244 | NODEVN3413
16135954 | generator | [8 empty] | solar | [7 empty] | LINESTRING (719742.5584766844 1311293.2258449206, 719883.5146919998 1311293.9141137814, 719889.6445940076 1311318.820647683, 719862.4651724269 1311318.6238694324, 719870.7040104022 1311351.799855543, 719844.9698782857 1311352.1889107348, 719849.5045975616 1311373.1338253124, 719822.6022490847 1311373.813183144, 719824.8523893764 1311385.1596159562, 719769.6025514177 1311385.921513285, 719742.5584766844 1311293.2258449206) | 40.955 | Solar | 61.6244 | NODEVN3413
16135954 | generator | [8 empty] | solar | [7 empty] | LINESTRING (720156.9123369872 1310897.280999136, 720159.32654976 1310905.5305660507, 720161.8160117284 1310912.419731437, 720165.337502794 1310919.7700256978, 720169.6139263989 1310926.7164013062, 720249.1276034964 1311074.4300707204, 720163.572285894 1311074.6064940812, 720075.5853217111 1310912.4920048197, 720064.7652882417 1310832.4275870395, 720063.0913921035 1310824.2829772541, 720061.0244412975 1310816.2351022311, 720058.905882797 1310809.2933143002, 720056.5032507281 1310802.4490506223, 720038.0593703149 1310765.2822391528, 720048.8806546733 1310765.4380627505, 720021.2558239549 1310709.2843084023, 720031.9356116172 1310709.416968692, 720015.2016827154 1310675.4049176776, 720071.4508754043 1310675.2922278033, 720147.0049757713 1310817.6325210666, 720118.7133027602 1310815.9448741167, 720119.7051466769 1310833.987372999, 720149.7276786859 1310835.9531166195, 720156.9123369872 1310897.280999136) | 40.955 | Solar | 61.6244 | NODEVN3413
16135954 | generator | [8 empty] | solar | [7 empty] | LINESTRING (720058.4711442429 1311085.9606431965, 720258.1820685889 1311088.2711762853, 720279.1728809358 1311130.3361782162, 720254.1300459385 1311130.043927615, 720259.2043471597 1311148.6914147632, 720289.9030736032 1311149.0468209705, 720339.1676127351 1311243.287507141, 720284.8537821895 1311242.6611637727, 720284.678936339 1311257.7520409508, 720255.4950580823 1311257.4186714531, 720255.6633099767 1311243.2350476994, 720238.9354031138 1311243.0473532698, 720239.0596264937 1311231.928311261, 720162.7269365651 1311230.323748293, 720138.290815341 1311182.4249466064, 720107.8318228916 1311182.082489718, 720058.4711442429 1311085.9606431965) | 40.955 | Solar | 61.6244 | NODEVN3413
16135954 | generator | [8 empty] | solar | [7 empty] | LINESTRING (720028.39339906 1311011.9086457838, 720028.3168666352 1311020.9700027807, 720005.8234745683 1311020.784955754, 720016.7325624549 1311046.4232030408, 720029.450483435 1311046.5263868868, 720044.3094303815 1311073.0341711405, 720128.1800633675 1311073.7193074804, 720110.6298006406 1311038.1079228437, 720103.1587169508 1311037.3677817846, 720085.967367079 1311012.3810455133, 720028.39339906 1311011.9086457838) | 40.955 | Solar | 61.6244 | NODEVN3413
1308761081 | generator | [8 empty] | solar | solar_photovoltaic_panel | [6 empty] | LINESTRING (789826.9639266224 1472802.531913419, 789972.3583645973 1472804.8489440414, 789974.8224073143 1472651.430873366, 789885.8637756568 1472650.0088460683, 789885.9605990375 1472644.0315314545, 789829.5131071004 1472643.1365604554, 789828.7836308968 1472688.7856232834, 789857.4355564385 1472689.2377084026, 789857.112706308 1472709.1731570645, 789828.4608020659 1472708.7210681923, 789826.9639266224 1472802.531913419) | 40.955 | Solar | 61.6244 | NODEVN3120
1308761082 | generator | [8 empty] | solar | solar_photovoltaic_panel | [6 empty] | LINESTRING (789795.3737573987 1472708.3209543799, 789635.9274276048 1472706.98319687, 789635.2068169257 1472794.2039377706, 789677.9657463366 1472794.5528538565, 789677.8071667724 1472813.3386595177, 789635.0483862087 1472812.9786681994, 789634.2095748538 1472913.2065826755, 789792.1901781784 1472915.6248459336, 789795.3737573987 1472708.3209543799) | 40.955 | Solar | 61.6244 | NODEVN3120
1308761083 | generator | [8 empty] | solar | solar_photovoltaic_panel | [6 empty] | LINESTRING (788933.1006127706 1472473.0265227042, 788932.2182642631 1472574.548737723, 788973.9363271606 1472574.907450983, 788973.7829776288 1472592.242919195, 788932.0649416172 1472591.8842010046, 788931.2980214665 1472680.6096429075, 789089.3337420053 1472681.9834299039, 789091.1262733932 1472475.4517062241, 788933.1006127706 1472473.0265227042) | 40.955 | Solar | 61.6244 | NODEVN3120
1308761084 | generator | [8 empty] | solar | solar_photovoltaic_panel | [6 empty] | LINESTRING (789109.0134635409 1472475.7321357576, 789107.2074939276 1472683.5036900684, 789266.2733147854 1472684.8895673037, 789267.0300534657 1472597.2155441225, 789224.7049450763 1472596.8387853177, 789224.8708114121 1472578.3520387062, 789267.196067709 1472578.7177224725, 789268.0693454327 1472478.1583392755, 789109.0134635409 1472475.7321357576) | 40.955 | Solar | 61.6244 | NODEVN3120
1308761085 | generator | [8 empty] | solar | solar_photovoltaic_panel | [6 empty] | LINESTRING (789439.4253315334 1472910.2167396836, 789443.1157440238 1472703.9262638506, 789299.3502134513 1472701.3750530847, 789299.2450534005 1472707.1308344218, 789284.7190086567 1472706.8641864678, 789283.2319609771 1472789.8362918247, 789311.65529183 1472790.3517905986, 789311.5660771321 1472795.6316916794, 789325.5392949844 1472795.8813571702, 789325.2936299558 1472809.6731659188, 789282.897108668 1472808.907996874, 789281.119852018 1472907.7970623777, 789439.4253315334 1472910.2167396836) | 40.955 | Solar | 61.6244 | NODEVN3120
1308761086 | generator | [8 empty] | solar | solar_photovoltaic_panel | [6 empty] | LINESTRING (789085.5663302694 1472904.8015252454, 789089.2516450695 1472698.7329171698, 788931.361546261 1472695.921448422, 788929.7818271341 1472784.6049686712, 788972.6120489524 1472785.363154258, 788972.2805040265 1472804.1470090668, 788929.439471076 1472803.388702012, 788927.673291059 1472902.3772841739, 789085.5663302694 1472904.8015252454) | 40.955 | Solar | 61.6244 | NODEVN3120
1308761087 | generator | [8 empty] | solar | solar_photovoltaic_panel | [6 empty] | LINESTRING (789104.3856897105 1472905.0809399274, 789263.4279493107 1472907.5296277557, 789265.0014161651 1472808.4280380472, 789222.376176555 1472807.7601481644, 789222.6877296119 1472787.8246649168, 789265.3130009037 1472788.4925492115, 789266.6930118579 1472701.345546302, 789107.6501234099 1472698.841725367, 789104.3856897105 1472905.0809399274) | 40.955 | Solar | 61.6244 | NODEVN3120
1308761088 | generator | [8 empty] | solar | solar_photovoltaic_panel | [6 empty] | LINESTRING (789456.2824857346 1472910.4753227066, 789614.1760602263 1472912.902675508, 789615.4103150049 1472812.1919013872, 789573.9651213462 1472811.6800603787, 789574.1901190835 1472793.7695920053, 789615.6353403861 1472794.2814280426, 789616.7097076854 1472706.4223829147, 789458.8205279803 1472704.482432832, 789456.2824857346 1472910.4753227066) | 40.955 | Solar | 61.6244 | NODEVN3120
1308761089 | generator | [8 empty] | solar | solar_photovoltaic_panel | [6 empty] | LINESTRING (789795.6173742845 1472692.7245031332, 789798.6226559547 1472497.940045596, 789742.3914806492 1472497.069787372, 789742.4765910679 1472491.1698505357, 789728.2751495718 1472490.9507607878, 789728.369313048 1472485.2169871063, 789639.1928631541 1472483.8488992995, 789637.80685537 1472583.5616457239, 789680.5742245403 1472584.1652218187, 789680.3073794933 1472602.938790243, 789637.5507625574 1472602.3463950602, 789636.3212871504 1472690.51376802, 789795.6173742845 1472692.7245031332) | 40.955 | Solar | 61.6244 | NODEVN3120
1308761090 | generator | [8 empty] | solar | solar_photovoltaic_panel | [6 empty] | LINESTRING (789620.1237878946 1472483.566487921, 789462.6721812596 1472481.1443596177, 789458.9834999484 1472687.290928822, 789616.4298512755 1472690.089638869, 789618.0102270234 1472601.5496349388, 789575.3096171978 1472600.7918756993, 789575.6352515634 1472582.5946449987, 789618.3358903807 1472583.3523991858, 789620.1237878946 1472483.566487921) | 40.955 | Solar | 61.6244 | NODEVN3120
1308761091 | generator | [8 empty] | solar | solar_photovoltaic_panel | [6 empty] | LINESTRING (789445.5003589613 1472480.8824480844, 789286.4553749207 1472478.433169692, 789285.3737866567 1472579.2006788887, 789328.6955065329 1472579.665723123, 789328.506314496 1472597.2886965235, 789285.1846230265 1472596.8236471312, 789284.2355631287 1472685.2373729434, 789443.2871692451 1472686.9562724466, 789445.5003589613 1472480.8824480844) | 40.955 | Solar | 61.6244 | NODEVN3120
1308761092 | generator | [8 empty] | solar | solar_photovoltaic_panel | [6 empty] | LINESTRING (788910.0789984785 1472902.1111288553, 788737.9306849311 1472899.4798010346, 788740.0871141598 1472758.9463097432, 788768.8255954661 1472759.3871095146, 788768.9132322825 1472753.2326074063, 788782.3990422552 1472753.4324799234, 788783.2986720903 1472694.7772183542, 788914.0531073085 1472697.2968832015, 788912.38030224 1472783.5437860142, 788856.3799905692 1472782.4673816257, 788856.0098333186 1472801.8264966083, 788911.9992633625 1472802.9027917432, 788910.0789984785 1472902.1111288553) | 40.955 | Solar | 61.6244 | NODEVN3120
1308761093 | generator | [8 empty] | solar | solar_photovoltaic_panel | [6 empty] | LINESTRING (788783.5491739891 1472678.4834819143, 788913.7314369734 1472679.7681223855, 788914.6027949859 1472591.4091526691, 788858.3254750236 1472590.8501902246, 788858.4973478031 1472573.8027795164, 788914.7747034532 1472574.3617354655, 788915.776952179 1472472.774392807, 788744.2004719398 1472470.1497122932, 788742.020551902 1472611.8896603892, 788770.8676028503 1472612.3315936713, 788770.7588115179 1472619.4490400685, 788784.4613943931 1472619.6622936889, 788783.5491739891 1472678.4834819143) | 40.955 | Solar | 61.6244 | NODEVN3120