## flood_curves
Infrastructure type | plant | plant | plant | plant | plant | plant | plant | substation | substation | substation | building | building
Code | F1_1_1 | F1_1_2 | F1_1_3 |  |  |  |  | F2_1_1 | F2_1_2 | F2_1_3
Unit | euro/facility | euro/facility | euro/facility |  |  |  |  | euro/facility | euro/facility | euro/facility
Specific occupancy | Small power plants | Medium power plants | Large power plants | thermal plant | wind turbine | wind turbine | wind turbine | low votage | medium votage | high votage | Generalized function for industry | Generalized curve for buildings
Cost type
Reference | FEMA, 2021 | FEMA, 2021 | FEMA, 2021 |  |  |  |  | FEMA, 2012 | FEMA, 2012 | FEMA, 2012
MaxDam | 154165240.3294 | 775256237.2888 | 775256237.2888 |  |  |  |  | 10077017.8331 | 20154035.6662 | 50385089.1654
LowerDam | 115623930.2471 | 581442177.9666 | 581442177.9666 |  |  |  |  | 7557763.3748 | 15115526.7496 | 37788816.8741
UpperDam | 192706550.4118 | 969070296.611 | 969070296.611 |  |  |  |  | 12596272.2914 | 25192544.5827 | 62981361.4568
Depth (cm) | Exceedance probability | Exceedance probability | Exceedance probability | Exceedance probability | Exceedance probability | Exceedance probability | Exceedance probability | Exceedance probability | Exceedance probability | Exceedance probability | Exceedance probability | Exceedance probability
0 | 0 | 0 | 0 | 0 | 0 | 0 | 0 | 0 | 0 | 0 | 0 | 0
5 | 0.004 | 0.004 | 0.004 | 0.004101 | 0 | 0.04 | 0 | 0.003 | 0.003 | 0.003 | 0.02 | 0.0025
10 | 0.008 | 0.008 | 0.008 | 0.0082021 | 0 | 0.08 | 0.01 | 0.007 | 0.007 | 0.007 | 0.04 | 0.005
15 | 0.012 | 0.012 | 0.012 | 0.012303 | 0 | 0.12 | 0.01 | 0.01 | 0.01 | 0.01 | 0.06 | 0.0075
20 | 0.016 | 0.016 | 0.016 | 0.016404 | 0 | 0.16 | 0.01 | 0.013 | 0.013 | 0.013 | 0.08 | 0.01
25 | 0.021 | 0.021 | 0.021 | 0.020505 | 0 | 0.2 | 0.01 | 0.016 | 0.016 | 0.016 | 0.1 | 0.0125
30 | 0.025 | 0.025 | 0.025 | 0.024606 | 0 | 0.24 | 0.016 | 0.02 | 0.02 | 0.02 | 0.12 | 0.015
35 | 0.029 | 0.029 | 0.029 | 0.028707 | 0 | 0.269 | 0.016 | 0.023 | 0.023 | 0.023 | 0.14 | 0.0175
40 | 0.033 | 0.033 | 0.033 | 0.032808 | 0 | 0.286 | 0.016 | 0.026 | 0.026 | 0.026 | 0.16 | 0.02
45 | 0.037 | 0.037 | 0.037 | 0.036909 | 0 | 0.303 | 0.016 | 0.03 | 0.03 | 0.03 | 0.18 | 0.0225
50 | 0.041 | 0.041 | 0.041 | 0.04101 | 0 | 0.32 | 0.016 | 0.033 | 0.033 | 0.033 | 0.2 | 0.025
55 | 0.045 | 0.045 | 0.045 | 0.045112 | 0 | 0.337 | 0.016 | 0.036 | 0.036 | 0.036 | 0.22 | 0.0275
60 | 0.049 | 0.049 | 0.049 | 0.049213 | 0 | 0.354 | 0.016 | 0.039 | 0.039 | 0.039 | 0.24 | 0.03
65 | 0.053 | 0.053 | 0.053 | 0.053314 | 0 | 0.371 | 0.016 | 0.043 | 0.043 | 0.043 | 0.26 | 0.0325
70 | 0.057 | 0.057 | 0.057 | 0.057415 | 0 | 0.388 | 0.016 | 0.046 | 0.046 | 0.046 | 0.28 | 0.035
75 | 0.062 | 0.062 | 0.062 | 0.061516 | 0 | 0.405 | 0.016 | 0.049 | 0.049 | 0.049 | 0.3 | 0.0375
80 | 0.066 | 0.066 | 0.066 | 0.065617 | 0 | 0.422 | 0.016 | 0.052 | 0.052 | 0.052 | 0.32 | 0.04
85 | 0.07 | 0.07 | 0.07 | 0.069718 | 0 | 0.439 | 0.016 | 0.056 | 0.056 | 0.056 | 0.34 | 0.0425
90 | 0.074 | 0.074 | 0.074 | 0.073819 | 0 | 0.456 | 0.016 | 0.059 | 0.059 | 0.059 | 0.36 | 0.045
95 | 0.078 | 0.078 | 0.078 | 0.07792 | 0 | 0.473 | 0.016 | 0.061 | 0.061 | 0.061 | 0.38 | 0.0475
100 | 0.082 | 0.082 | 0.082 | 0.082021 | 0 | 0.49 | 0.025 | 0.063 | 0.063 | 0.063 | 0.4 | 0.05
105 | 0.086 | 0.086 | 0.086 | 0.086122 | 0 | 0.507 | 0.025 | 0.064 | 0.064 | 0.064 | 0.42 | 0.053
110 | 0.09 | 0.09 | 0.09 | 0.090223 | 0 | 0.524 | 0.025 | 0.066 | 0.066 | 0.066 | 0.44 | 0.056
115 | 0.094 | 0.094 | 0.094 | 0.094324 | 0 | 0.541 | 0.025 | 0.068 | 0.068 | 0.068 | 0.46 | 0.059
120 | 0.098 | 0.098 | 0.098 | 0.098425 | 0 | 0.558 | 0.025 | 0.069 | 0.069 | 0.069 | 0.48 | 0.062
125 | 0.103 | 0.103 | 0.103 | 0.10253 | 0 | 0.575 | 0.025 | 0.071 | 0.071 | 0.071 | 0.5 | 0.065
130 | 0.107 | 0.107 | 0.107 | 0.10663 | 0 | 0.592 | 0.025 | 0.073 | 0.073 | 0.073 | 0.52 | 0.068
135 | 0.111 | 0.111 | 0.111 | 0.11073 | 0 | 0.609 | 0.025 | 0.074 | 0.074 | 0.074 | 0.54 | 0.071
140 | 0.115 | 0.115 | 0.115 | 0.11483 | 0 | 0.626 | 0.025 | 0.076 | 0.076 | 0.076 | 0.56 | 0.074
145 | 0.119 | 0.119 | 0.119 | 0.11893 | 0 | 0.643 | 0.025 | 0.078 | 0.078 | 0.078 | 0.58 | 0.077
150 | 0.123 | 0.123 | 0.123 | 0.12303 | 0 | 0.66 | 0.025 | 0.079 | 0.079 | 0.079 | 0.6 | 0.08
155 | 0.127 | 0.127 | 0.127 | 0.12713 | 0 | 0.677 | 0.025 | 0.081 | 0.081 | 0.081 | 0.62 | 0.083
160 | 0.131 | 0.131 | 0.131 | 0.13123 | 0 | 0.694 | 0.025 | 0.082 | 0.082 | 0.082 | 0.64 | 0.086
165 | 0.135 | 0.135 | 0.135 | 0.13533 | 0 | 0.711 | 0.025 | 0.084 | 0.084 | 0.084 | 0.66 | 0.089
170 | 0.139 | 0.139 | 0.139 | 0.13944 | 0 | 0.728 | 0.035 | 0.086 | 0.086 | 0.086 | 0.68 | 0.092
175 | 0.144 | 0.144 | 0.144 | 0.14354 | 0 | 0.745 | 0.035 | 0.087 | 0.087 | 0.087 | 0.7 | 0.095
180 | 0.148 | 0.148 | 0.148 | 0.14764 | 0 | 0.762 | 0.035 | 0.089 | 0.089 | 0.089 | 0.72 | 0.098
185 | 0.152 | 0.152 | 0.152 | 0.15174 | 0 | 0.779 | 0.035 | 0.091 | 0.091 | 0.091 | 0.74 | 0.101
190 | 0.156 | 0.156 | 0.156 | 0.15584 | 0 | 0.796 | 0.035 | 0.092 | 0.092 | 0.092 | 0.76 | 0.104
195 | 0.16 | 0.16 | 0.16 | 0.15994 | 0 | 0.813 | 0.035 | 0.094 | 0.094 | 0.094 | 0.78 | 0.107
200 | 0.164 | 0.164 | 0.164 | 0.16404 | 0 | 0.83 | 0.035 | 0.096 | 0.096 | 0.096 | 0.8 | 0.11
205 | 0.168 | 0.168 | 0.168 | 0.16814 | 0 | 0.847 | 0.035 | 0.097 | 0.097 | 0.097 | 0.805 | 0.122
210 | 0.172 | 0.172 | 0.172 | 0.17224 | 0 | 0.864 | 0.035 | 0.099 | 0.099 | 0.099 | 0.81 | 0.134
215 | 0.176 | 0.176 | 0.176 | 0.17635 | 0 | 0.881 | 0.035 | 0.101 | 0.101 | 0.101 | 0.815 | 0.146
220 | 0.18 | 0.18 | 0.18 | 0.18045 | 0 | 0.898 | 0.035 | 0.104 | 0.104 | 0.104 | 0.82 | 0.158
225 | 0.185 | 0.185 | 0.185 | 0.18455 | 0 | 0.915 | 0.035 | 0.108 | 0.108 | 0.108 | 0.825 | 0.17
230 | 0.189 | 0.189 | 0.189 | 0.18865 | 0 | 0.932 | 0.035 | 0.111 | 0.111 | 0.111 | 0.83 | 0.182
235 | 0.193 | 0.193 | 0.193 | 0.19275 | 0 | 0.949 | 0.035 | 0.114 | 0.114 | 0.114 | 0.835 | 0.194
240 | 0.197 | 0.197 | 0.197 | 0.19685 | 0 | 0.966 | 0.035 | 0.117 | 0.117 | 0.117 | 0.84 | 0.206
245 | 0.201 | 0.201 | 0.201 | 0.20095 | 0 | 0.983 | 0.035 | 0.121 | 0.121 | 0.121 | 0.845 | 0.218
250 | 0.205 | 0.205 | 0.205 | 0.20505 | 0 | 1 | 0.035 | 0.124 | 0.124 | 0.124 | 0.85 | 0.23
255 | 0.209 | 0.209 | 0.209 | 0.20915 | 0 | 1 | 0.035 | 0.127 | 0.127 | 0.127 | 0.855 | 0.242
260 | 0.213 | 0.213 | 0.213 | 0.21325 | 0 | 1 | 0.035 | 0.131 | 0.131 | 0.131 | 0.86 | 0.254
265 | 0.217 | 0.217 | 0.217 | 0.21736 | 0 | 1 | 0.035 | 0.134 | 0.134 | 0.134 | 0.865 | 0.266
270 | 0.243 | 0.243 | 0.243 | 0.24291 | 0 | 1 | 0.035 | 0.137 | 0.137 | 0.137 | 0.87 | 0.278
275 | 0.251 | 0.251 | 0.251 | 0.25112 | 0 | 1 | 0.035 | 0.14 | 0.14 | 0.14 | 0.875 | 0.29
280 | 0.259 | 0.259 | 0.259 | 0.25932 | 0 | 1 | 0.035 | 0.144 | 0.144 | 0.144 | 0.88 | 0.302
285 | 0.268 | 0.268 | 0.268 | 0.26752 | 0 | 1 | 0.035 | 0.147 | 0.147 | 0.147 | 0.885 | 0.314
290 | 0.276 | 0.276 | 0.276 | 0.27572 | 0 | 1 | 0.035 | 0.15 | 0.15 | 0.15 | 0.89 | 0.326
295 | 0.284 | 0.284 | 0.284 | 0.28392 | 0 | 1 | 0.035 | 0.154 | 0.154 | 0.154 | 0.895 | 0.338
300 | 0.292 | 0.292 | 0.292 | 0.29213 | 0 | 1 | 0.035 | 0.157 | 0.157 | 0.157 | 0.9 | 0.35
305 | 0.3 | 0.3 | 0.3 | 0.30033 | 0 | 1 | 0.035 | 0.16 | 0.16 | 0.16 | 0.905 | 0.3665
310 | [10 empty] | 0.91 | 0.383
315 | [10 empty] | 0.915 | 0.3995
320 | [10 empty] | 0.92 | 0.416
325 | [10 empty] | 0.925 | 0.4325
330 | [10 empty] | 0.93 | 0.449
335 | [10 empty] | 0.935 | 0.4655
340 | [10 empty] | 0.94 | 0.482
345 | [10 empty] | 0.945 | 0.4985
350 | [10 empty] | 0.95 | 0.515
355 | [10 empty] | 0.955 | 0.5315
360 | [10 empty] | 0.96 | 0.548
365 | [10 empty] | 0.965 | 0.5645
370 | [10 empty] | 0.97 | 0.581
375 | [10 empty] | 0.975 | 0.5975
380 | [10 empty] | 0.98 | 0.614
385 | [10 empty] | 0.985 | 0.6305
390 | [10 empty] | 0.99 | 0.647
395 | [10 empty] | 0.995 | 0.6635
400 | [10 empty] | 1 | 0.68
405 | [10 empty] | 1 | 0.696
410 | [10 empty] | 1 | 0.712
415 | [10 empty] | 1 | 0.728
420 | [10 empty] | 1 | 0.744
425 | [10 empty] | 1 | 0.76
430 | [10 empty] | 1 | 0.776
435 | [10 empty] | 1 | 0.792
440 | [10 empty] | 1 | 0.808
445 | [10 empty] | 1 | 0.824
450 | [10 empty] | 1 | 0.84
455 | [10 empty] | 1 | 0.856
460 | [10 empty] | 1 | 0.872
465 | [10 empty] | 1 | 0.888
470 | [10 empty] | 1 | 0.904
475 | [10 empty] | 1 | 0.92
480 | [10 empty] | 1 | 0.936
485 | [10 empty] | 1 | 0.952
490 | [10 empty] | 1 | 0.968
495 | [10 empty] | 1 | 0.984
500 | [10 empty] | 1 | 1

## wind_curves
Infrastructure type | power_tower | power_tower | power_tower | power_tower | power_tower | power_tower | power_tower | power_tower | power_tower | power_tower | line | line | line | line | line
Code | W3_17 | W3_18 | W3_19 | W3_20 | W3_21 | W3_22 | W3_23 | W3_24 | W3_25 | W3_26 | W5_2_1 | W5_3_1 | W5_4_1 | W5_5_1 | W5_6_1
Specific occupancy | 110 km/h | 120 km/h | 130 km/h | 140 km/h | 150 km/h | 160 km/h | 170 km/h | 180 km/h | 190 km/h | 200 km/h | Transmission line | Transmission line | Transmission line | Transmission line | Transmission line
Reference | Reinoso rt al., 2020 | Reinoso rt al., 2020 | Reinoso rt al., 2020 | Reinoso rt al., 2020 | Reinoso rt al., 2020 | Reinoso rt al., 2020 | Reinoso rt al., 2020 | Reinoso rt al., 2020 | Reinoso rt al., 2020 | Reinoso rt al., 2020 | Panteli et al., 2017 | Xue et al., 2020 | Xue et al., 2020 | Xue et al., 2020 | Xue et al., 2020
Wind speed (m/s) | Failure probability | Failure probability | Failure probability | Failure probability | Failure probability | Failure probability | Failure probability | Failure probability | Failure probability | Failure probability | Failure probability | Failure probability | Failure probability | Failure probability | Failure probability
0 | 0 | 0 | 0 | 0 | 0 | 0 | 0 | 0 | 0 | 0 | 0 | 0 | 0 | 0 | 0
0.44667
0.77153
0.89333
0.9838 | 0 | 0 | 0 | 0 | 0 | 0 | 0 | 0 | 0 | 0
1
1
1.0185
1.0287
1.0787 | [11 empty] | 0 | 0 | 0 | 0
1.2861
1.34
1.5155
1.5431
1.5654
1.7487
1.7867
1.9289
1.9676 | 0 | 0 | 0 | 0 | 0 | 0 | 0 | 0 | 0 | 0
2
2
2.037
2.0574
2.1574 | [11 empty] | 0 | 0 | 0 | 0
2.2333
2.2352
2.2352
2.3146
2.5722
2.68
2.9514 | 0 | 0 | 0 | 0 | 0 | 0 | 0 | 0 | 0 | 0
3
3
3.031
3.0556
3.0861
3.0861
3.1267
3.1308
3.2362 | [11 empty] | 0 | 0 | 0 | 0
3.3333
3.3333
3.4973
3.5733
3.8576
3.8579
3.8583
3.9352 | 0 | 0 | 0 | 0 | 0 | 0 | 0 | 0 | 0 | 0
4
4
4.02
4.0741
4.1148
4.3149 | [11 empty] | 0 | 0 | 0 | 0
4.3754
4.4667
4.4704
4.4704
4.5464
4.6292
4.6962
4.9133
4.919 | 0 | 0 | 0 | 0 | 0 | 0 | 0 | 0 | 0 | 0
5
5 | [10 empty] | 0
5
5
5.0926
5.1435
5.1444
5.246
5.36
5.3936 | [11 empty] | 0 | 0 | 0 | 0
5.4007
5.7868
5.8067
5.9028 | 0 | 0 | 0 | 0 | 0 | 0 | 0 | 0 | 0 | 0
6
6
6.0619
6.1111
6.1722
6.1722
6.2533
6.2615
6.4306
6.4723 | [11 empty] | 0 | 0 | 0 | 0
6.6667
6.6667
6.7
6.7056
6.7056
6.8866 | 0 | 0 | 0 | 0 | 0 | 0 | 0 | 0 | 0 | 0
6.9437
6.9947
7
7
7.1296
7.1467
7.2009
7.551 | [11 empty] | 0 | 0 | 0 | 0
7.5774
7.5933
7.7153
7.7157
7.7167
7.8269
7.8704 | 0 | 0 | 0 | 0 | 0 | 0 | 0 | 0 | 0 | 0
8
8
8.04
8.1481
8.2296
8.4867
8.4868
8.6297 | [11 empty] | 0 | 0 | 0 | 0
8.7434
8.7507
8.8542 | 0 | 0 | 0 | 0 | 0 | 0 | 0 | 0 | 0 | 0
8.9333
8.9408
8.9408
9
9
9.0028
9.0929
9.1667
9.2583
9.2583
9.38
9.3923
9.6117
9.6447
9.7085 | [11 empty] | 0 | 0 | 0 | 0
9.8267
9.838 | 0.0006375 | 0.00092083 | 0.0057375 | 0.0012042 | 0.0006375 | 0 | 0 | 0 | 0 | 0
10
10
10
10 | [10 empty] | 0
10
10
10.0299
10.1852
10.2733
10.287
10.2889
10.492
10.5728
10.6084
10.72
10.7872 | [11 empty] | 0 | 0 | 0 | 0
10.8014
10.8218 | 0.0006375 | 0.0012042 | 0.0073667 | 0.001275 | 0.0020542 | 0 | 0 | 0 | 0 | 0
10.9577
11
11
11.1667
11.176
11.176
11.2037
11.3157
11.534
11.5729
11.5736
11.575
11.6133
11.8056 | 0.0006375 | 0.0013458 | 0.00765 | 0.001275 | 0.0028333 | 0 | 0 | 0 | 0 | 0
11.8659 | [11 empty] | 0 | 0 | 0 | 0
12
12
12.06
12.1238
12.2222
12.2407
12.3444
12.3444
12.4952
12.5067
12.5231
12.7894 | 0.00056667 | 0.0014875 | 0.0070125 | 0.0012042 | 0.0031167 | 0 | 0 | 0 | 0 | 0
12.8611
12.9446 | [11 empty] | 0 | 0 | 0 | 0
12.9533
13
13
13.116
13.1261
13.2407
13.3333
13.3333
13.3731
13.4
13.4112
13.4112
13.4563
13.5025
13.6393
13.7731 | 0.00056667 | 0.0014167 | 0.0057375 | 0.0010625 | 0.002975 | 0 | 0 | 0 | 0 | 0
13.8467
13.8875
13.9894
14
14
14.0233 | [11 empty] | 0 | 0 | 0 | 0
14.0885
14.1472
14.2593
14.2933
14.4019
14.4175
14.659
14.74
14.7569 | 0.00056667 | 0.001275 | 0.0041083 | 0.00092083 | 0.00255 | 0 | 0 | 0 | 0 | 0
15
15 | [10 empty] | 0
15
15
15.1021 | [11 empty] | 0 | 0 | 0 | 0
15.1548
15.1867
15.2778
15.3787
15.4306
15.4306
15.4315
15.4333
15.6333
15.6464
15.6464
15.6539
15.738
15.7407 | 0.00070833 | 0.00092083 | 0.00255 | 0.00077917 | 0.0019833 | 0 | 0 | 0 | 0 | 0
16
16
16.08
16.1808 | [11 empty] | 0 | 0 | 0 | 0
16.2021
16.2963
16.3398
16.4593
16.5267
16.6667
16.6667
16.6703
16.7194
16.7245 | 0.002125 | 0.00049583 | 0.0012042 | 0.00077917 | 0.0013458 | 0 | 0 | 0 | 0 | 0
16.9733
16.9736
17
17
17.2192
17.2595 | [11 empty] | 0 | 0 | 0 | 0
17.301
17.3148
17.3604
17.42
17.4867
17.488
17.5014
17.7083 | 0.0068 | 0.0006375 | 0.00056667 | 0.00085 | 0.00077917 | 0 | 0 | 0 | 0 | 0
17.7451
17.8667
17.8816
17.8816
18
18
18.0056
18.1858
18.2622
18.3133
18.3333
18.3382 | [11 empty] | 0 | 0 | 0 | 0
18.5167
18.5167
18.6921 | 0.0136 | 0.0024792 | 0.00085 | 0.0010625 | 0.000425 | 0.00035417 | 0 | 0 | 0 | 0
18.76
18.7846
19
19
19.2067
19.2233
19.2354
19.2882
19.2894
19.2917
19.3519
19.4169 | [11 empty] | 0 | 0 | 0 | 0
19.5454
19.6533
19.6759 | 0.019125 | 0.0066583 | 0.0024083 | 0.0014875 | 0.00035417 | 0.00085 | 0 | 0 | 0 | 0
19.7012
20
20
20
20 | [10 empty] | 0
20
20
20.0597
20.1
20.1168
20.1168
20.1845
20.35
20.3704
20.4956 | [11 empty] | 0 | 0 | 0 | 0
20.5467
20.5741
20.5778
20.6597 | 0.028617 | 0.012821 | 0.0054542 | 0.002125 | 0.0006375 | 0.0013458 | 0 | 0 | 0 | 0
20.8313
20.9841
20.9933
21
21
21.1457
21.2167
21.2183
21.3889
21.44
21.5744 | [11 empty] | 0 | 0 | 0 | 0
21.6028
21.6028
21.6435 | 0.047883 | 0.020896 | 0.0092792 | 0.0033292 | 0.0014875 | 0.0017 | 0 | 0 | 0 | 0
21.8639
21.8768
21.8867
21.9154
22
22
22.1068
22.3333
22.352
22.352
22.3743
22.4074
22.6273 | 0.076004 | 0.032938 | 0.013388 | 0.0058792 | 0.0028333 | 0.0019833 | 7.0833e-05 | 0 | 0 | 0
22.6315
22.6531 | [11 empty] | 0 | 0 | 0 | 0.0052167
22.7322
22.7327
22.78
23
23
23.068
23.1458
23.1472
23.15
23.2267
23.3333
23.3333
23.4259
23.4808
23.6111 | 0.11185 | 0.049229 | 0.020471 | 0.010271 | 0.0046042 | 0.0022667 | 0.0011333 | 7.0833e-05 | 0 | 0
23.6602
23.6733
23.7318 | [11 empty] | 0 | 0 | 0.006414 | 0.022064
23.9174
24
24
24.0292
24.12
24.2477
24.4361
24.4444
24.4814
24.5667
24.5872
24.5872
24.5949 | 0.16759 | 0.0697 | 0.032938 | 0.016433 | 0.0069417 | 0.0031167 | 0.0026208 | 0.0006375 | 0 | 0
24.6889
24.6889
24.8105 | [11 empty] | 0 | 0 | 0.014624 | 0.047464
24.9903
25
25 | [10 empty] | 0
25
25
25.0133
25.0462
25.0762
25.46
25.4604
25.463
25.5787 | 0.23141 | 0.10448 | 0.049158 | 0.024225 | 0.010129 | 0.0051 | 0.0044625 | 0.0014167 | 0 | 0
25.7176
25.7222
25.7632
25.8892 | [11 empty] | 0 | 0 | 0.027281 | 0.084579
25.9067
25.9515
26
26
26.2301
26.2319
26.2521
26.3533
26.4815
26.5625 | 0.3082 | 0.15088 | 0.070337 | 0.034496 | 0.014875 | 0.0082167 | 0.0065875 | 0.00255 | 0 | 0
26.6115
26.6667
26.6667
26.7463
26.8
26.8224
26.8224
26.9127
26.968 | [11 empty] | 0 | 0 | 0.040536 | 0.12657
27
27
27.0035
27.0051
27.0083
27.2467
27.2786
27.5
27.5463 | 0.40637 | 0.20464 | 0.10044 | 0.049654 | 0.023092 | 0.012113 | 0.0086417 | 0.0039667 | 0 | 0
27.6933
27.775
27.775
27.8738
27.9787
28
28.0467 | [11 empty] | 0 | 0 | 0.072606 | 0.19952
28.14
28.1769
28.2944
28.5185
28.5301 | 0.50207 | 0.26995 | 0.13642 | 0.07055 | 0.036196 | 0.017567 | 0.010767 | 0.0058083 | 0 | 0
28.5465
28.5867
28.7941
28.8037
28.835
28.934
29
29.0333
29.0576
29.0576
29.1254 | [11 empty] | 0 | 0 | 0.12871 | 0.37902
29.3181
29.48
29.5139 | 0.57333 | 0.35367 | 0.18055 | 0.0969 | 0.050504 | 0.025712 | 0.014096 | 0.008075 | 0.0026208 | 0.0002125
29.537
29.5806
29.7274
29.7423
29.7962
29.8324
29.9267
30
30
30
30 | [10 empty] | 0
30
30.0896
30.2041 | [11 empty] | 0 | 0 | 0.21354 | 0.57247
30.3096
30.3733
30.4977 | 0.6341 | 0.44313 | 0.25032 | 0.1304 | 0.066938 | 0.037258 | 0.019692 | 0.010908 | 0.006375 | 0.0024083
30.5556
30.6275
30.7573
30.82
30.8611
30.8611
30.863
30.8667
31
31.2667
31.2828 | [11 empty] | 0 | 0 | 0.3024 | 0.73051
31.2928
31.2928
31.3077
31.4761
31.4815 | 0.67731 | 0.51482 | 0.31953 | 0.17283 | 0.092367 | 0.050717 | 0.027554 | 0.014521 | 0.009775 | 0.0043917
31.5741
31.6326
31.7133
31.7185
31.8251
31.8898
32
32.1528
32.3615 | [11 empty] | 0 | 0.00025656 | 0.37612 | 0.81013
32.4042
32.4653 | 0.69509 | 0.58522 | 0.38746 | 0.22249 | 0.12537 | 0.066583 | 0.037542 | 0.019267 | 0.012963 | 0.0053833
32.5926
32.6797
32.7919
32.8731
32.9185
33
33.1757
33.2248
33.3333
33.3333
33.3406
33.4389
33.4403 | [11 empty] | 0 | 0.008381 | 0.44889 | 0.82604
33.4491 | 0.70493 | 0.64168 | 0.45737 | 0.28234 | 0.15895 | 0.088329 | 0.049867 | 0.025783 | 0.016858 | 0.0074375
33.528
33.528
33.6111
33.6408
33.9472
33.9472
34
34.4329 | 0.70833 | 0.67844 | 0.52927 | 0.34822 | 0.20365 | 0.11525 | 0.065662 | 0.034638 | 0.022171 | 0.012042
34.4385
34.519 | [11 empty] | 0 | 0.045069 | 0.52715 | 0.83869
34.602
34.6296
34.7188
34.7208
34.725
34.8561
34.9734
34.9759
35
35 | [10 empty] | 0.0187
35
35.0028
35.4167 |  | 0.69792 | 0.59769 | 0.41636 | 0.26095 | 0.1491 | 0.087621 | 0.046962 | 0.029467 | 0.017921
35.4903
35.5632
35.5977 | [11 empty] | 0 | 0.093901 | 0.60317 | 0.84861
35.6481
35.7632
35.7632
36
36.0039
36.0046
36.0111
36.2618
36.3715
36.4005 |  | 0.70571 | 0.64876 | 0.48691 | 0.31372 | 0.19054 | 0.1168 | 0.063537 | 0.039029 | 0.023942
36.5243
36.6498
36.6667
36.6667
36.6667
36.6764 | [11 empty] | 0 | 0.15026 | 0.67749 | 0.8552
36.7221
37
37.0333
37.0333
37.2972
37.3843 |  | 0.70833 | 0.67993 | 0.55378 | 0.37846 | 0.23757 | 0.14868 | 0.083158 | 0.050433 | 0.030671
37.4855
37.5692
37.6852
37.7551 | [11 empty] | 0 | 0.20371 | 0.72239
37.8049
37.887
37.9984
37.9984
38
38.062
38.3681 |  |  | 0.6953 | 0.6142 | 0.44795 | 0.2907 | 0.18098 | 0.10519 | 0.063963 | 0.0391
38.4467
38.4708
38.5764
38.5787
38.5833
38.7037
38.8339 | [11 empty] | 0 | 0.25981 | 0.76215
39.0907
39.1346
39.3479
39.3519 |  |  | 0.70196 | 0.65507 | 0.51368 | 0.35339 | 0.21895 | 0.13217 | 0.081458 | 0.049867
39.3782
39.4025
39.4078
39.7222
39.8694
39.9126 | [11 empty] | 0 | 0.32309 | 0.79867
40
40
40
40 | [10 empty] | 0.1504
40.1194
40.1194
40.2194
40.2336
40.2336
40.3356 |  |  | 0.70585 | 0.68241 | 0.57425 | 0.41728 | 0.26704 | 0.1661 | 0.10434 | 0.063537
40.369
40.5076
40.7
40.7407
40.891
40.918
40.9913 | [11 empty] | 0 | 0.38809 | 0.82835
41.1481
41.1556
41.3194 |  |  | 0.70812 | 0.69551 | 0.62234 | 0.47302 | 0.32236 | 0.20407 | 0.13104 | 0.080042
41.3302
41.6625
41.7593
41.9681
42.07 | [11 empty] | 0 | 0.4483 | 0.8475
42.1769
42.2654
42.2913
42.3032 |  |  | 0.70833 | 0.70337 | 0.66038 | 0.52983 | 0.3803 | 0.2436 | 0.16044 | 0.099238
42.4335
42.434
42.4366
42.4417
42.4688
42.4688
42.7778
43.1487 | [11 empty] | 0 | 0.50748 | 0.8552
43.2056
43.2525
43.287 |  |  |  | 0.70833 | 0.68751 | 0.5853 | 0.43881 | 0.2895 | 0.19437 | 0.12212
43.3333
43.3333
43.7168
43.7278
43.7536
43.7963
43.8308
43.9489
44.2137
44.2274 | [11 empty] | 0.006243 | 0.56896
44.2343
44.2708 |  |  |  |  | 0.69806 | 0.62907 | 0.49661 | 0.34652 | 0.23474 | 0.14967
44.3655
44.704
44.704
44.8148
45
45 | [10 empty] | 0.4938
45.0139
45.1748
45.2546 |  |  |  |  | 0.7033 | 0.66435 | 0.55264 | 0.40765 | 0.27993 | 0.18077
45.263
45.3062 | [11 empty] | 0.028649 | 0.62985
45.3962
45.4644
45.4655
45.8333
46.136
46.2384 |  |  |  |  | 0.7077 | 0.68545 | 0.60485 | 0.4641 | 0.32803 | 0.21455
46.2917
46.2944
46.3
46.3849 | [11 empty] | 0.06739 | 0.68519
46.6667
46.6667
46.8519
46.9392
46.9392
46.9616
46.9799
47.0972
47.2141
47.2222 |  |  |  |  | 0.70833 | 0.69657 | 0.64614 | 0.51545 | 0.37761 | 0.25443
47.3204
47.4636 | [11 empty] | 0.11451 | 0.73137
47.5861
47.8704
48.0583
48.1289
48.206 | [5 empty] | 0.70394 | 0.67185 | 0.56291 | 0.42812 | 0.30324
48.2234
48.3491
48.4954
48.5269
48.5423 | [11 empty] | 0.16377 | 0.76771
48.8722
48.8889
48.9628
49.0195
49.1744
49.1744
49.1898 | [5 empty] | 0.70833 | 0.68722 | 0.60598 | 0.48032 | 0.3553
49.3778
49.621 | [11 empty] | 0.22688 | 0.79559
49.9074
49.9807
50
50
50
50 | [10 empty] | 0.8164
50.0109
50.0923
50.1523
50.1583
50.1736 | [6 empty] | 0.69771 | 0.64352 | 0.53422 | 0.40453
50.4065
50.6998 | [11 empty] | 0.31967 | 0.81826
50.7115
50.9259
50.9418
51.1574 | [6 empty] | 0.70444 | 0.672 | 0.58381 | 0.45291
51.4096
51.4096
51.4352
51.4444
51.5263
51.6577
51.7785 | [11 empty] | 0.41272 | 0.83562
51.903
51.9444
52.0812
52.1412 | [6 empty] | 0.70777 | 0.68907 | 0.62312 | 0.50242
52.4601
52.4639
52.5043
52.7306
52.8572 | [11 empty] | 0.50628 | 0.84981
52.8642
52.963
53.0418
53.125 | [6 empty] | 0.70833 | 0.69771 | 0.65237 | 0.54952
53.2231
53.3333
53.3333
53.4926
53.6448
53.6448
53.8253
53.9359 | [11 empty] | 0.59034 | 0.8552
53.9815
54.0102
54.0167
54.1088 | [7 empty] | 0.70175 | 0.67306 | 0.59054
54.2088
54.5213
54.5573
54.7865
54.7885
55
55 | [10 empty] | 0.959
55
55.0146 | [11 empty] | 0.66338
55.0926 | [7 empty] | 0.70401 | 0.6873 | 0.62546
55.3028
55.55
55.7477
55.88
55.88
55.9391
55.9575
56.0185
56.0728
56.0764 | [7 empty] | 0.7067 | 0.697 | 0.65471
56.0933 | [11 empty] | 0.73034
56.3539
56.5787
56.5889
56.6667
56.6667
56.7088
56.8796
57.037
57.0602 | [7 empty] | 0.70833 | 0.70337 | 0.6766
57.1721 | [11 empty] | 0.78849
57.5883
57.6074
57.67
57.7062
57.8681
57.875
57.9192
58.044 | [8 empty] | 0.70741 | 0.6902
58.0556
58.1152
58.1152
58.2508 | [11 empty] | 0.83912
58.6312
58.6361
59.0278 | [8 empty] | 0.70833 | 0.69828
59.0741
59.1037
59.1611
59.3295 | [11 empty] | 0.8552
59.4548
59.4846
59.5923
59.6648
59.797
60
60
60 | [10 empty] | 0.9943
60.0116 | [9 empty] | 0.70345
60.0926
60.3504
60.3504
60.4082
60.4472
60.5535
60.6192
60.6935
60.9954 | [9 empty] | 0.70656
61.05
61.1111
61.2035
61.255
61.4869
61.5147
61.7222
61.7259
61.7333
61.9792 | [9 empty] | 0.70812
62.1296
62.1347
62.4758
62.5657
62.5856
62.5856
62.6154
62.7509
62.9522
62.963 | [9 empty] | 0.70833
63.0194
63.1481
63.3333
63.437
63.6444
63.6502
63.6549
63.7796
64.1667
64.3056
64.3982
64.7008
64.7231
64.8083
64.8208
64.8208
65
65
65.1657
65.1852
65.3593
65.5838
65.5917
65.6303
65.8018
65.837
66.2037
66.3205
66.4495
66.6667
66.6811
66.8657
66.8778
67.056
67.056
67.2222
67.2817
67.5127
67.8944
68.1639
68.1966
68.1982
68.2407
68.2428
68.9231
69.204
69.2593
69.2912
69.2912
69.4417
69.45
69.7121
69.9469
69.9519
70
70
70.0057
70.1652
70.2778
70.7361
70.9806
71.1263
71.2276
71.2963
71.3706
71.5264
71.5264
71.6955
72.0093
72.0222
72.0875
72.3148
72.7431
73.038
73.0487
73.2995
73.3083
73.3333
73.4442
73.7616
73.7616
74.0098
74.0667
74.2585
74.3519
74.381
74.5944
74.971
75
75
75.0954
75.1929
75.2285
75.3704
75.774
75.8806
75.9322
75.9968
75.9968
76.1241
76.3889
76.8933
77.1528
77.1574
77.1667
77.2895
77.4074
77.8545
78.1815
78.232
78.232
78.4259
78.7564
78.805
78.8157
79.0863
79.2102
79.4444
79.7768
80
80
80.2389
80.3205
80.463
80.4672
80.4672
80.738
81.0153
81.2676
81.4815
81.6992
81.8359
82.2963
82.6603
82.7024
82.7024
82.9442
83.1317
83.3514
83.6215
84.5827
84.8669
84.8731
84.9376
84.9376
85
85
85.5438
86.3824
86.505
86.8021
87.1728
87.1728
87.4662
87.5071
87.8979
88.4273
88.731
89.3885
89.408
89.408
89.4133
90
90
90.3497
90.66
90.9288
91.3108
91.6432
91.6432
91.8825
92.272
92.4443
92.5889
93.2332
93.8784
93.8784
93.9598
94.1943
94.5178
95
95
95.1555
95.4753
96.1136
96.1136
96.2578
96.4468
96.9908
98.3488
98.3488
98.3757
98.5062
100
100
100.0217
100.3046
100.584
100.584
100.6332
101.5372
102.2336
102.8192
102.8192
103.0527
104.1625
104.5682
105
105
105.0085
105.0544
105.0544
106.0836
106.0914
107.2896
107.2896
107.5991
108.0204
109.1146
109.3839
109.5248
109.9493
110
110
110.6301
111.8782
112.1456
113.661
113.7592
113.8072
115
115
115.1765
115.7361
116.692
117.665
118.1346
118.2075
119.594
119.723
120
120
121.2384
121.5229
122.5099
123.4519
125
125
125.3808
126.8853
127.3097
129.2387
130
130
131.1676
131.2607
133.0965
135
135
135.0255
135.636
136.9544
138.8833
140
140
140.0114
140.8123
142.7412
144.3867
144.6701
145
145
146.5991
148.528
148.7621
150
150
150.4569
152.3859
153.1374
154.3148
155
155
157.5128
160
160
161.8881
165
165
166.2635
170
170
170.6388
175
175
175.0142
179.3896
180
180
185
190
195
200
205
210
215
220
225
230
235
240
245
250
255
260
265
270
275
280
285
290
295
300
305

## Sheet2
Infrastructure description | Windturbine |  |  | Windturbine |  |  | Windturbine |  |  | Wind turbine |  | Wind turbine | Wind turbine |  | Wind turbine | Wind turbine |  | Wind turbine | Wind turbine |  | Wind turbine | Wind turbine |  | Wind turbine | Wind turbine |  | Wind turbine | Power plant | Power plant | Power plant | Power plant | Power plant | Substation | Substation | Substation |  | Substation | Substation |  | Substation | Substation |  | Substation | Substation |  | Substation | Substation |  | Substation | Transmission tower | Transmission tower | Transmission tower | Transmission tower | Power tower | Power tower | Transmission tower | Transmission tower | Transmission tower | Transmission tower | Transmission tower | Transmission tower | Transmission tower | Transmission tower | Transmission tower | Transmission tower | Tower | Tower | Tower | Tower | Tower | Tower | Tower | Tower | Tower | Tower | Tower | Tower | Tower | Tower | Tower | Tower | Tower | Tower | Power tower | Power tower |  | Power tower | Transmission tower | Transmission tower | Transmission tower | Transmission tower | Transmission tower | Power tower | Power tower | Power tower | Power (minor) line | Overhead line | Overhead lines
ID number | W1.1 |  |  | W1.2 |  |  | W1.3 |  |  | W1.4 |  | W1.4 | W1.5 |  | W1.5 | W1.6 |  | W1.6 | W1.7 |  | W1.7 | W1.8 |  | W1.8 | W1.9 |  | W1.9 | W1.10 | W1.11 | W1.12 | W1.13 | W1.14 | W2.1 | W2.2 | W2.3 |  | W2.3 | W2.4 |  | W2.4 | W2.5 |  | W2.5 | W2.6 |  | W2.6 | W2.7 |  | W2.7 | W3.1 | W3.2 | W3.3 | W3.4 | W3.15 | W3.15 | W3.16 | W3.17 | W3.18 | W3.19 | W3.20 | W3.21 | W3.22 | W3.23 | W3.24 | W3.25 | W3.26 | W3.27 | W3.28 | W3.29 | W3.30 | W3.31 | W3.32 | W3.33 | W3.34 | W3.35 | W3.36 | W3.37 | W3.38 | W3.39 | W3.40 | W3.41 | W3.42 | W3.43 | W3.44 | W3.45 |  | W3.45 | W3.46 | W3.47 | W3.48 | W3.49 | W3.50 | W3.51 | W3.52 | W3.53 | W6.1 | W6.2 | W6.3
Additional characteristics | 1-MW capacity, 40-m hub height |  |  | 2.5-MW capacity, 80-m hub height |  |  | 3.3-MW capacity, 100-m hub height |  |  | 1-MW capacity, 40-m hub height |  | 1-MW capacity, 40-m hub height | 2.5-MW capacity, 80-m hub height; |  | 2.5-MW capacity, 80-m hub height; | 3.3-MW capacity, 100-m hub height; |  | 3.3-MW capacity, 100-m hub height; | 1-MW capacity, 40-m hub height; passive damping system |  | 1-MW capacity, 40-m hub height; passive damping system | 2.5-MW capacity | 80-m hub height;passive damping system | 2.5-MW capacity | 3.3-MW capacity, 100-m hub height;passive damping system |  | 3.3-MW capacity, 100-m hub height;passive damping system | Coal | Gas | Nuclear | Solar panel | Wind turbine | Double-switch; 400 kV; substation with designstandards for wind speeds of 200 km/h | Double-switch; 400 kV; substation with designstandards for wind speeds of 300 km/h |  |  |  | Light suburban |  | Light suburban | Suburban |  | Suburban | Light urban |  | Light urban | Urban |  | Urban | Low, design of 120 km/h | Tall, design of 120 km/h | Low, design of 160 km/h | Tall, design of 160 km/h | High voltage power transmission towers (132kV-220kV), heights between 21-50 m | High voltage power transmission towers (132kV-220kV), heights between 21-50 m | transmission tower-line system: 0 degree | transmission tower-line system: 30 degree | transmission tower-line system: 45 degree | transmission tower-line system: 60 degree | transmission tower-line system: 90 degree | Stand-alone tower: 0 degree | Stand-alone tower: 30 degree | Stand-alone tower: 45 degree | Stand-alone tower: 60 degree | Stand-alone tower: 90 degree | Horizontal span 150 m; 0 degree wind attack angle; 220 kV double-circuit | Horizontal span 150 m; 15 degree wind attack angle; 220 kV double-circuit | Horizontal span 150 m; 30 degree wind attack angle; 220 kV double-circuit | Horizontal span 150 m; 45 degree wind attack angle; 220 kV double-circuit | Horizontal span 150 m; 60 degree wind attack angle; 220 kV double-circuit | Horizontal span 150 m; 75 degree wind attack angle; 220 kV double-circuit | Horizontal span 275 m; 0 degree wind attack angle; 220 kV double-circuit | Horizontal span 275 m; 15 degree wind attack angle; 220 kV double-circuit | Horizontal span 275 m; 30 degree wind attack angle; 220 kV double-circuit | Horizontal span 275 m; 45 degree wind attack angle; 220 kV double-circuit | Horizontal span 275 m; 60 degree wind attack angle; 220 kV double-circuit | Horizontal span 275 m; 75 degree wind attack angle; 220 kV double-circuit | Horizontal span 400 m; 0 degree wind attack angle; 220 kV double-circuit | Horizontal span 400 m; 15 degree wind attack angle; 220 kV double-circuit | Horizontal span 400 m; 30 degree wind attack angle; 220 kV double-circuit | Horizontal span 400 m; 45 degree wind attack angle; 220 kV double-circuit | Horizontal span 400 m; 60 degree wind attack angle; 220 kV double-circuit | Horizontal span 400 m; 75 degree wind attack angle; 220 kV double-circuit | Double-circuit; 27 m tall, 3x7.5 (transverse x longitudinal); 3 cross arm levels, each carrying two overhead lines | 500 kV |  | 500 kV | 500 kV, wind attack angle of 0 degrees | 500 kV, wind attack angle of 22.5 degrees | 500 kV, wind attack angle of 45 degrees | 500 kV, wind attack angle of 67.5 degrees | 500 kV, wind attack angle of 90 degrees | Transmission structure (wind loading standard of 105 mph) | Hardened transmission structure (wind loading standard of 130 mph) | Design without adaptation | 11-132 kV | Design without adaptation | Overhead lines constructed by Florida Power & Light Company (FPL) and third party lines with FPL equipment.
Open area
Wind speed at 10 m height (m/s) | Slight | Moderate | Severe | Slight | Moderate | Severe | Slight | Moderate | Severe | Residual displacement | Yielding of tower | Collapse | Residual displacement | Yielding of tower | Collapse | Residual displacement | Yielding of tower | Collapse | Residual displacement | Yielding of tower | Collapse | Residual displacement | Yielding of tower | Collapse | Residual displacement | Yielding of tower | Collapse | Probability of damage | Probability of damage | Probability of damage | Probability of damage | Probability of damage | Probability failure | Probability failure | Moderate | Severe | Complete | Moderate | Severe | Complete | Moderate | Severe | Complete | Moderate | Severe | Complete | Moderate | Severe | Complete | Probability failure | Probability failure | Probability failure | Probability failure | Partial | Collapse | Collapse | Collapse | Collapse | Collapse | Collapse | Collapse | Collapse | Collapse | Collapse | Collapse | Collapse | Collapse | Collapse | Collapse | Collapse | Collapse | Collapse | Collapse | Collapse | Collapse | Collapse | Collapse | Collapse | Collapse | Collapse | Collapse | Collapse | Collapse | Failure probability | Slight damage | Moderate damage | Collapse | Collapse | Collapse | Collapse | Collapse | Collapse | Collapse | Collapse | Collapse | Sufficient damage | Collapse | Collapse
0 | 0 | 0 | 0 | 0 | 0 | 0 | 0 | 0 | 0 | 0 | 0 | 0 | 0 | 0 | 0 | 0 | 0 | 0 | 0 | 0 | 0 | 0 | 0 | 0 | 0 | 0 | 0 | 0 | 0 | 0 | 0 | 0 | 0 | 0 | 0 | 0 | 0 | 0 | 0 | 0 | 0 | 0 | 0 | 0 | 0 | 0 | 0 | 0 | 0 | 0 | 0 | 0 | 0 | 0 | 0 | 0 | 0 | 0 | 0 | 0 | 0 | 0 | 0 | 0 | 0 | 0 | 0 | 0 | 0 | 0 | 0 | 0 | 0 | 0 | 0 | 0 | 0 | 0 | 0 | 0 | 0 | 0 | 0 | 0 | 0 | 0 | 0 | 0 | 0 | 0 | 0 | 0 | 0 | 0 | 0 | 0 | 0 | 0
1 | 0 | 0 | 0 | 0 | 0 | 0 | 0 | 0 | 0 | 0 | 0 | 0 | 0 | 0 | 0 | 0 | 0 | 0 | 0 | 0 | 0 | 0 | 0 | 0 | 0 | 0 | 0 | 0 | 0 | 0 | 0 | 0 | 0 | 0 | 1.6379e-170 | 2.6607e-177 | 3.036e-177 | 6.111e-253 | 1.9242e-262 | 3.4761e-279 | 1.2078e-235 | 6.148e-237 | 7.8036e-211 | 1.7076e-207 | 3.1665e-218 | 0 | 5.7267e-216 | 4.7325e-197 | 4.4655e-280 | 0 | 0 | 0 | 0 | 0 | 0 | 0 | 0 | 0 | 0 | 0 | 0 | 0 | 0 | 0 | 0 | 0 | 0 | 0 | 0 | 0 | 0 | 0 | 0 | 0 | 0 | 0 | 0 | 0 | 0 | 0 | 0 | 0 | 0 | 0 | 0 | 0 | 0 | 0 | 0 | 0 | 0 | 0 | 2.4102e-07 | 2.4102e-08 | 0 | 1.25e-16 | 0 | 5.1509e-10
2 | 0 | 0 | 0 | 0 | 0 | 0 | 0 | 0 | 0 | 0 | 0 | 0 | 0 | 0 | 0 | 0 | 0 | 0 | 0 | 0 | 0 | 0 | 0 | 0 | 0 | 0 | 0 | 0 | 0 | 0 | 0 | 0 | 0.02 | 0 | 1.2487e-118 | 6.1919e-125 | 1.0089e-128 | 4.2276e-176 | 3.4917e-185 | 5.3385e-201 | 6.7657e-165 | 6.1188e-168 | 6.6784e-153 | 6.8539e-146 | 2.6072e-155 | 1.6137e-245 | 3.7539e-152 | 1.5896e-140 | 1.7415e-204 | 0 | 0 | 0 | 0 | 0 | 3.5497e-278 | 0 | 0 | 0 | 0 | 0 | 0 | 0 | 0 | 0 | 0 | 0 | 0 | 0 | 0 | 0 | 0 | 0 | 0 | 0 | 0 | 0 | 0 | 0 | 0 | 0 | 0 | 0 | 0 | 0 | 0 | 0 | 0 | 0 | 0 | 0 | 0 | 0 | 2.9045e-07 | 2.9045e-08 | 0 | 1.3261e-13 | 0 | 1.8584e-08
3 | 0 | 0 | 0 | 0 | 0 | 0 | 0 | 0 | 0 | 0 | 0 | 0 | 0 | 0 | 0 | 0 | 0 | 0 | 0 | 0 | 0 | 0 | 0 | 0 | 0 | 0 | 0 | 0 | 0 | 0 | 0 | 0 | 0.026 | 0 | 1.0899e-92 | 1.3573e-98 | 5.6556e-104 | 1.2121e-137 | 2.8367e-146 | 2.969e-161 | 2.0851e-129 | 4.0122e-133 | 2.3016e-123 | 6.3071e-115 | 1.659e-123 | 1.6647e-198 | 4.8122e-120 | 6.2721e-112 | 8.1871e-166 | 0 | 0 | 0 | 0 | 4.3171e-300 | 4.0693e-221 | 0 | 0 | 0 | 0 | 0 | 0 | 0 | 0 | 0 | 0 | 0 | 0 | 0 | 0 | 0 | 0 | 0 | 0 | 0 | 0 | 0 | 0 | 0 | 0 | 0 | 0 | 0 | 0 | 0 | 0 | 0 | 0 | 0 | 0 | 0 | 0 | 0 | 3.5002e-07 | 3.5002e-08 | 0 | 7.8065e-12 | 0 | 1.5138e-07
4 | 0 | 0 | 0 | 0 | 0 | 0 | 0 | 0 | 0 | 0 | 0 | 0 | 0 | 0 | 0 | 0 | 0 | 0 | 0 | 0 | 0 | 0 | 0 | 0 | 0 | 0 | 0 | 0 | 0 | 0 | 0 | 0 | 0.031 | 0 | 2.955e-76 | 7.9716e-82 | 4.8479e-88 | 2.9167e-113 | 1.7692e-121 | 9.7997e-136 | 7.2507e-107 | 6.6858e-111 | 2.3558e-104 | 3.1595e-95 | 3.5295e-103 | 3.3384e-168 | 1.3377e-99 | 1.221e-93 | 7.4067e-141 | 0 | 0 | 0 | 0 | 7.8795e-250 | 1.2424e-184 | 0 | 0 | 0 | 0 | 0 | 0 | 0 | 0 | 0 | 0 | 0 | 0 | 0 | 0 | 0 | 0 | 0 | 0 | 0 | 0 | 0 | 0 | 0 | 0 | 0 | 0 | 0 | 0 | 0 | 0 | 0 | 0 | 0 | 0 | 0 | 0 | 0 | 4.2181e-07 | 4.2181e-08 | 0 | 1.4067e-10 | 0 | 6.705e-07
5 | 0 | 0 | 0 | 0 | 0 | 0 | 1.8918e-294 | 0 | 0 | 0 | 0 | 0 | 0 | 0 | 0 | 0 | 0 | 0 | 0 | 0 | 0 | 0 | 0 | 0 | 0 | 0 | 0 | 0 | 0 | 0 | 0 | 0 | 0.036 | 0 | 1.2312e-64 | 6.4764e-70 | 1.3029e-76 | 5.2086e-96 | 7.4701e-104 | 1.7898e-117 | 6.8716e-91 | 4.4046e-95 | 1.0114e-90 | 3.0422e-81 | 1.0885e-88 | 1.9147e-146 | 4.4529e-85 | 1.3497e-80 | 6.4417e-123 | 0 | 0 | 0 | 0 | 4.8829e-214 | 1.2831e-158 | 0 | 0 | 0 | 0 | 0 | 0 | 0 | 0 | 0 | 0 | 0 | 0 | 0 | 0 | 0 | 0 | 0 | 0 | 0 | 0 | 0 | 0 | 0 | 0 | 0 | 0 | 0 | 0 | 0 | 0 | 0 | 0 | 0 | 0 | 0 | 0 | 0 | 5.0832e-07 | 5.0832e-08 | 0 | 1.3251e-09 | 0 | 2.1268e-06
6 | 0 | 0 | 0 | 2.067e-299 | 0 | 0 | 1.5277e-244 | 8.6137e-289 | 3.7005e-298 | 0 | 0 | 0 | 0 | 0 | 0 | 0 | 0 | 0 | 0 | 0 | 0 | 0 | 0 | 0 | 0 | 0 | 0 | 0 | 0 | 0 | 0 | 0 | 0.039 | 0.023 | 7.1445e-56 | 6.7783e-61 | 7.094e-68 | 5.4504e-83 | 1.7086e-90 | 1.5142e-103 | 8.1947e-79 | 4.4626e-83 | 2.645e-80 | 1.1694e-70 | 1.113e-77 | 8.4774e-130 | 4.452e-74 | 1.1135e-70 | 3.5227e-109 | 0 | 0.001 | 0 | 0 | 7.2812e-187 | 7.6051e-139 | 0 | 0 | 0 | 0 | 0 | 0 | 0 | 0 | 0 | 0 | 0 | 0 | 0 | 0 | 0 | 0 | 0 | 0 | 0 | 0 | 0 | 0 | 0 | 0 | 0 | 0 | 0 | 0 | 0 | 0 | 0 | 0 | 0 | 0 | 0 | 0 | 0 | 6.1258e-07 | 6.1258e-08 | 0 | 8.2815e-09 | 0 | 5.4618e-06
7 | 0 | 0 | 0 | 1.9411e-253 | 5.1971e-306 | 0 | 5.4933e-206 | 1.5928e-245 | 3.5475e-256 | 0 | 0 | 0 | 0 | 0 | 0 | 0 | 0 | 0 | 0 | 0 | 0 | 0 | 0 | 0 | 0 | 0 | 0 | 0 | 0 | 0 | 0 | 0 | 0.042 | 0.024 | 5.6412e-49 | 9.0882e-54 | 6.5243e-61 | 9.766e-73 | 6.2668e-80 | 1.8147e-92 | 2.7449e-69 | 1.4307e-73 | 5.3011e-72 | 2.6771e-62 | 5.9397e-69 | 1.6157e-116 | 2.1964e-65 | 8.1537e-63 | 3.2884e-98 | 0 | 0.001 | 0 | 0 | 2.4232e-165 | 3.6236e-123 | 0 | 0 | 0 | 0 | 0 | 0 | 0 | 0 | 0 | 0 | 0 | 0 | 0 | 0 | 0 | 0 | 0 | 0 | 0 | 0 | 0 | 0 | 0 | 0 | 0 | 0 | 0 | 0 | 0 | 0 | 0 | 0 | 0 | 0 | 0 | 0 | 0 | 7.3822e-07 | 7.3822e-08 | 0 | 3.8993e-08 | 0 | 1.2124e-05
8 | 1.9567e-295 | 0 | 0 | 9.8462e-217 | 1.9261e-263 | 4.9594e-287 | 2.7725e-175 | 6.6618e-211 | 2.1068e-222 | 0 | 0 | 0 | 0 | 0 | 0 | 0 | 0 | 0 | 0 | 0 | 0 | 0 | 0 | 0 | 0 | 0 | 0 | 0 | 0 | 0 | 0 | 0 | 0.045 | 0.025 | 2.2236e-43 | 5.7977e-48 | 3.4189e-55 | 2.0548e-64 | 2.5547e-71 | 2.1856e-83 | 1.5203e-61 | 8.1786e-66 | 3.4773e-65 | 1.7088e-55 | 8.0039e-62 | 1.331e-105 | 2.6459e-58 | 2.1845e-56 | 3.4837e-89 | 0 | 0.001 | 0 | 0 | 8.9536e-148 | 2.3453e-110 | 0 | 0 | 0 | 0 | 0 | 0 | 0 | 0 | 0 | 0 | 0 | 0 | 0 | 0 | 0 | 0 | 0 | 0 | 0 | 0 | 0 | 0 | 0 | 0 | 0 | 0 | 0 | 0 | 0 | 0 | 0 | 0 | 0 | 0 | 0 | 0 | 0 | 8.8963e-07 | 8.8963e-08 | 0 | 1.4923e-07 | 0 | 2.4191e-05
9 | 3.6671e-256 | 0 | 0 | 9.2728e-187 | 1.4762e-228 | 2.9173e-252 | 2.8068e-150 | 1.445e-182 | 1.3084e-194 | 0 | 0 | 0 | 0 | 0 | 0 | 0 | 0 | 0 | 0 | 0 | 0 | 0 | 0 | 0 | 0 | 0 | 0 | 0 | 0 | 0 | 0 | 0 | 0.048 | 0.025 | 9.7916e-39 | 3.9726e-43 | 2.1765e-50 | 1.6744e-57 | 3.8495e-64 | 8.9519e-76 | 4.1802e-55 | 2.4394e-59 | 1.8434e-59 | 7.9248e-50 | 7.2528e-56 | 1.9936e-96 | 2.0997e-52 | 5.1638e-51 | 1.3637e-81 | 0 | 0.001 | 0 | 0 | 4.1585e-133 | 1.1947e-99 | 0 | 0 | 0 | 0 | 0.012 | 0 | 0 | 0 | 0 | 0 | 0 | 0 | 0 | 0 | 0 | 0 | 0 | 0 | 0 | 0 | 0 | 0 | 0 | 0 | 0 | 0 | 0 | 0 | 0 | 0.001 | 0 | 0 | 0 | 0 | 0 | 0 | 0 | 1.0721e-06 | 1.0721e-07 | 0 | 4.8753e-07 | 0 | 4.4491e-05
10 | 2.0195e-223 | 6.3394e-285 | 6.3954e-280 | 7.448e-162 | 1.8144e-199 | 4.4838e-223 | 1.4696e-129 | 5.7391e-159 | 2.4678e-171 | 0 | 0 | 0 | 0 | 0 | 0 | 0 | 0 | 0 | 0 | 0 | 0 | 0 | 0 | 0 | 0 | 0 | 0 | 0 | 0 | 0 | 0 | 0 | 0.05 | 0.026 | 8.1872e-35 | 5.0019e-39 | 2.7775e-46 | 1.1597e-51 | 4.7372e-58 | 2.7911e-69 | 1.1775e-49 | 7.7109e-54 | 1.4359e-54 | 5.0208e-45 | 8.4375e-51 | 1.405e-88 | 2.1117e-47 | 1.9257e-46 | 4.3091e-75 | 0 | 0.001 | 0 | 0 | 1.2045e-120 | 1.5279e-90 | 0 | 0 | 0 | 0 | 0.025 | 0 | 0 | 0 | 0 | 0 | 0 | 0 | 0 | 0 | 0 | 0 | 0 | 0 | 0 | 0 | 0 | 0 | 0 | 0 | 0 | 0 | 0 | 0 | 0 | 0.018 | 0 | 0 | 0 | 0 | 0 | 0 | 0 | 1.292e-06 | 1.292e-07 | 0 | 1.4058e-06 | 0 | 7.6733e-05
11 | 9.5303e-196 | 4.7103e-253 | 3.0703e-250 | 7.0711e-141 | 7.1222e-175 | 3.1324e-198 | 3.7034e-112 | 4.8352e-139 | 1.4369e-151 | 0 | 0 | 0 | 0 | 0 | 0 | 0 | 0 | 0 | 0 | 0 | 0 | 0 | 0 | 0 | 0 | 0 | 0 | 0 | 0 | 0 | 0 | 0 | 0.051 | 0.027 | 1.8745e-31 | 1.6771e-35 | 1.0054e-42 | 1.1745e-46 | 8.2342e-53 | 1.1575e-63 | 5.6042e-45 | 4.2161e-49 | 2.4873e-50 | 6.7221e-41 | 1.971e-46 | 9.006e-82 | 4.231e-43 | 1.6938e-42 | 1.8897e-69 | 0 | 0.001 | 0 | 0 | 6.5853e-110 | 1.0944e-82 | 0 | 0 | 0 | 0 | 0.047 | 0 | 0 | 0 | 0 | 0 | 0 | 0 | 0 | 0 | 0 | 0 | 0 | 0 | 0 | 0 | 0 | 0 | 0 | 0 | 0 | 0 | 0 | 0 | 0 | 0.052 | 0 | 0 | 0 | 0 | 0 | 0 | 0 | 1.5569e-06 | 1.5569e-07 | 0 | 3.6639e-06 | 0 | 0.00012564
12 | 4.278e-172 | 1.2778e-225 | 1.3209e-224 | 5.1712e-123 | 7.55e-154 | 7.665e-177 | 2.2012e-97 | 4.9606e-122 | 1.3538e-134 | 0 | 0 | 0 | 0 | 0 | 0 | 0 | 0 | 0 | 0 | 0 | 0 | 0 | 0 | 0 | 0 | 0 | 0 | 0 | 0 | 0 | 0 | 0 | 0.052 | 0.027 | 1.5273e-28 | 1.9537e-32 | 1.3248e-39 | 2.5656e-42 | 2.9947e-48 | 9.5339e-59 | 6.45e-41 | 5.6674e-45 | 1.2906e-46 | 2.6002e-37 | 1.2745e-42 | 8.4353e-76 | 2.3356e-39 | 4.6892e-39 | 1.6985e-64 | 0 | 0.001 | 0 | 0 | 1.5047e-100 | 7.8096e-76 | 0 | 0 | 0 | 0 | 0.071 | 0 | 0 | 0 | 0 | 0 | 0 | 0 | 0 | 0 | 0 | 0 | 0 | 0 | 0 | 0 | 0 | 0 | 0 | 0 | 0 | 0 | 0 | 0 | 0 | 0.125 | 0 | 0 | 0 | 0 | 0 | 0 | 0 | 1.8763e-06 | 1.8763e-07 | 0 | 8.7854e-06 | 0 | 0.00019706
13 | 1.0727e-151 | 8.7412e-202 | 2.9405e-202 | 1.1551e-107 | 1.0392e-135 | 2.9578e-158 | 9.9164e-85 | 2.2402e-107 | 6.9916e-120 | 0 | 0 | 0 | 0 | 0 | 0 | 0 | 0 | 0 | 0 | 0 | 0 | 0 | 0 | 0 | 0 | 0 | 0 | 0 | 0 | 0 | 0 | 0 | 0.053 | 0.027 | 5.3741e-26 | 9.6256e-30 | 7.6462e-37 | 1.6104e-38 | 3.0468e-44 | 2.0988e-54 | 2.3394e-37 | 2.4288e-41 | 2.5012e-43 | 3.6614e-34 | 2.8928e-39 | 1.6405e-70 | 4.5141e-36 | 5.0589e-36 | 4.1775e-60 | 0 | 0.001 | 0 | 0 | 2.5862e-92 | 8.5023e-70 | 0 | 0 | 0 | 0 | 0.098 | 0 | 0 | 0 | 0 | 0 | 0 | 0 | 0 | 0 | 0 | 0 | 0 | 0 | 0 | 0 | 0 | 0 | 0 | 0 | 0 | 0 | 0 | 0 | 0 | 0.266 | 0 | 0 | 0 | 0 | 0 | 0 | 1 | 2.2611e-06 | 2.2611e-07 | 0 | 1.9641e-05 | 0 | 0.00029814
14 | 5.7108e-134 | 6.4939e-181 | 1.2752e-182 | 2.2253e-94 | 6.0708e-120 | 5.6099e-142 | 8.1559e-74 | 1.1736e-94 | 4.9716e-107 | 0 | 0 | 0 | 0 | 0 | 0 | 0 | 0 | 0 | 0 | 0 | 0 | 0 | 0 | 0 | 0 | 0 | 0 | 0 | 0 | 0 | 0 | 0 | 0.055 | 0.027 | 9.4541e-24 | 2.3278e-27 | 2.2243e-34 | 3.609e-35 | 1.0807e-40 | 1.5471e-50 | 3.2676e-34 | 4.041e-38 | 2.1409e-40 | 2.2357e-31 | 2.7593e-36 | 8.6509e-66 | 3.6626e-33 | 2.5006e-33 | 3.5024e-56 | 0 | 0.001 | 0 | 0 | 5.2203e-85 | 1.9508e-64 | 0 | 0 | 0 | 0 | 0.129 | 0 | 0 | 0 | 0 | 0 | 0 | 0 | 0 | 0 | 0 | 0 | 0 | 0 | 0 | 0 | 0 | 0 | 0 | 0 | 0 | 0 | 0 | 0 | 0 | 0.4 | 0 | 0 | 0 | 0 | 0 | 0 | 1 | 2.7248e-06 | 2.7248e-07 | 0 | 4.1366e-05 | 0 | 0.00043744
15 | 1.8056e-118 | 1.6165e-162 | 2.999e-165 | 8.2224e-83 | 3.7488e-106 | 1.2573e-127 | 2.4086e-64 | 1.5043e-83 | 9.9049e-96 | 0 | 0 | 0 | 0 | 0 | 0 | 0 | 0 | 0 | 0 | 0 | 0 | 0 | 0 | 0 | 0 | 0 | 0 | 0 | 0 | 0 | 0 | 0 | 0.056 | 0.027 | 9.3112e-22 | 3.1005e-25 | 3.6369e-32 | 3.4155e-32 | 1.5843e-37 | 4.5476e-47 | 2.0524e-31 | 3.0405e-35 | 9.2175e-38 | 6.7783e-29 | 1.2716e-33 | 1.5217e-61 | 1.4358e-30 | 6.42e-31 | 1.187e-52 | 0 | 0.001 | 0 | 0 | 1.7474e-78 | 1.2116e-59 | 0 | 0 | 0 | 0 | 0.16 | 0 | 0 | 0 | 0 | 0 | 0 | 0 | 0 | 0 | 0 | 0 | 0 | 0 | 0 | 0 | 0 | 0 | 0 | 0 | 0 | 0 | 0 | 0 | 0 | 0.606 | 0 | 0 | 0 | 0 | 0 | 0 | 1 | 3.2837e-06 | 3.2837e-07 | 0 | 8.2757e-05 | 0 | 0.00062506
16 | 7.5984e-105 | 3.2675e-146 | 8.5574e-150 | 1.0902e-72 | 5.0068e-94 | 6.6341e-115 | 4.3387e-56 | 8.4707e-74 | 9.6591e-86 | 0 | 0 | 0 | 0 | 0 | 0 | 0 | 0 | 0 | 0 | 0 | 0 | 0 | 0 | 0 | 0 | 0 | 0 | 0 | 0 | 0 | 0 | 0 | 0.057 | 0.027 | 5.6124e-20 | 2.4907e-23 | 3.6426e-30 | 1.5579e-29 | 1.098e-34 | 6.1184e-44 | 6.55e-29 | 1.1667e-32 | 2.212e-35 | 1.1353e-26 | 3.1601e-31 | 1.0516e-57 | 3.0375e-28 | 9.4514e-29 | 1.8608e-49 | 0 | 0.001 | 0 | 0 | 1.2731e-72 | 2.4812e-55 | 0 | 0 | 0 | 0.006 | 0.219 | 0 | 0 | 0 | 0 | 0 | 0 | 0 | 0 | 0 | 0 | 0 | 0 | 0 | 0 | 0 | 0 | 0 | 0 | 0 | 0 | 0 | 0 | 0 | 0 | 0.754 | 0 | 0 | 0 | 0 | 0 | 0 | 1 | 3.9572e-06 | 3.9572e-07 | 0 | 0.00015831 | 0 | 0.0008728
17 | 8.0956e-93 | 1.0872e-131 | 5.6359e-136 | 8.5423e-64 | 2.5586e-83 | 1.4287e-103 | 7.2677e-49 | 3.3406e-65 | 7.195e-77 | 0 | 0 | 0 | 0 | 0 | 0 | 0 | 0 | 0 | 0 | 0 | 0 | 0 | 0 | 0 | 0 | 0 | 0 | 0 | 0 | 0 | 0 | 0 | 0.057 | 0.027 | 2.2231e-18 | 1.2977e-21 | 2.3944e-28 | 3.8061e-27 | 4.005e-32 | 4.2083e-41 | 1.1711e-26 | 2.5139e-30 | 3.2125e-33 | 1.144e-24 | 4.6253e-29 | 3.2555e-54 | 3.7891e-26 | 8.6362e-27 | 1.5032e-46 | 0 | 0.001 | 0 | 0 | 2.5101e-67 | 1.9623e-51 | 0 | 0 | 0.005 | 0.013 | 0.347 | 0 | 0 | 0 | 0 | 0 | 0 | 0 | 0 | 0 | 0 | 0 | 0 | 0 | 0 | 0 | 0 | 0 | 0 | 0 | 0 | 0 | 0 | 0 | 0 | 0.874 | 0 | 0 | 0 | 0 | 0 | 0 | 1 | 4.7688e-06 | 4.7688e-07 | 0 | 0.00029117 | 0 | 0.0011943
18 | 3.6713e-82 | 1.0547e-118 | 1.4422e-123 | 5.9167e-56 | 7.9321e-74 | 1.9598e-93 | 1.5909e-42 | 1.3447e-57 | 5.8673e-69 | 0 | 0 | 0 | 0 | 0 | 0 | 0 | 0 | 0 | 0 | 0 | 0 | 0 | 0 | 0 | 0 | 0 | 0 | 0 | 0 | 0 | 0 | 0 | 0.057 | 0.027 | 6.1305e-17 | 4.6513e-20 | 1.0926e-26 | 5.4262e-25 | 8.3889e-30 | 1.6188e-38 | 1.2696e-24 | 3.2889e-28 | 3.0192e-31 | 7.4325e-23 | 4.2823e-27 | 5.0233e-51 | 2.9948e-24 | 5.2234e-25 | 6.8327e-44 | 0 | 0.001 | 0 | 0 | 1.5982e-62 | 6.8146e-48 | 0 | 0 | 0.011 | 0.03 | 0.475 | 0 | 0 | 0 | 0 | 0 | 0 | 0 | 0 | 0 | 0 | 0 | 0 | 0 | 0 | 0 | 0 | 0 | 0 | 0 | 0 | 0 | 0 | 0 | 0 | 0.949 | 0.003 | 0 | 0 | 0 | 0 | 0 | 1 | 5.7468e-06 | 5.7468e-07 | 0 | 0.00051719 | 0 | 0.0016052
19 | 1.0837e-72 | 4.7646e-107 | 2.1972e-112 | 5.0342e-49 | 2.1748e-65 | 2.4658e-84 | 6.0089e-37 | 7.5168e-51 | 7.0323e-62 | 0 | 0 | 0 | 0 | 0 | 0 | 0 | 0 | 0 | 0 | 0 | 0 | 0 | 0 | 0 | 0 | 0 | 0 | 0 | 0 | 0 | 0 | 0 | 0.057 | 0.027 | 1.234e-15 | 1.2037e-18 | 3.6247e-25 | 4.8425e-23 | 1.0839e-27 | 3.7497e-36 | 8.9068e-23 | 2.7857e-26 | 1.9401e-29 | 3.2955e-21 | 2.6598e-25 | 4.2181e-48 | 1.5908e-22 | 2.2047e-23 | 1.8788e-41 | 0 | 0.001 | 0 | 0 | 3.7995e-58 | 1.1546e-44 | 0 | 0 | 0.018 | 0.056 | 0.613 | 0 | 0 | 0 | 0 | 0 | 0 | 0 | 0 | 0 | 0 | 0 | 0 | 0 | 0 | 0 | 0 | 0 | 0 | 0 | 0 | 0 | 0 | 0 | 0 | 0.98 | 0.018 | 0 | 0 | 0 | 0 | 0 | 1 | 6.9255e-06 | 6.9255e-07 | 0 | 0.00089056 | 0 | 0.0021233
20 | 2.9579e-64 | 1.4766e-96 | 2.8384e-102 | 6.9053e-43 | 7.2014e-58 | 3.848e-76 | 4.9259e-32 | 7.5263e-45 | 1.5808e-55 | 0 | 0 | 0 | 0 | 0 | 0 | 0 | 0 | 0 | 0 | 0 | 0 | 0 | 0 | 0 | 0 | 0 | 0 | 0 | 0 | 0 | 0 | 0 | 0.057 | 0.027 | 1.8856e-14 | 2.3413e-17 | 9.084e-24 | 2.8675e-21 | 9.1677e-26 | 5.5609e-34 | 4.2672e-21 | 1.6111e-24 | 8.924e-28 | 1.0453e-19 | 1.1636e-23 | 2.0736e-45 | 5.9637e-21 | 6.7851e-22 | 3.3193e-39 | 0 | 0.001 | 0 | 0 | 3.8049e-54 | 1.0419e-41 | 0 | 0 | 0.026 | 0.081 | 0.701 | 0 | 0 | 0 | 0 | 0 | 0 | 0 | 0 | 0 | 0 | 0 | 0 | 0 | 0 | 0 | 0 | 0 | 0 | 0 | 0 | 0 | 0 | 0 | 0 | 0.998 | 0.057 | 0 | 0 | 0 | 0 | 0 | 1 | 8.3459e-06 | 8.3459e-07 | 0 | 0.0014913 | 0 | 0.0027685
21 | 1.0007e-56 | 4.3401e-87 | 4.1785e-93 | 1.9155e-37 | 3.7349e-51 | 9.585e-69 | 1.0611e-27 | 1.6691e-39 | 8.1686e-50 | 0 | 0 | 0 | 0 | 0 | 0 | 0 | 0 | 0 | 0 | 0 | 0 | 0 | 0 | 0 | 0 | 0 | 0 | 0 | 0 | 0 | 0 | 0 | 0.057 | 0.027 | 2.2602e-13 | 3.5399e-16 | 1.7761e-22 | 1.1829e-19 | 5.3347e-24 | 5.5596e-32 | 1.4606e-19 | 6.653e-23 | 3.0533e-26 | 2.4676e-18 | 3.7354e-22 | 6.3456e-43 | 1.6441e-19 | 1.5797e-20 | 3.963e-37 | 0 | 0.001 | 0 | 0 | 1.7757e-50 | 5.3885e-39 | 0 | 0 | 0.034 | 0.11 | 0.823 | 0 | 0 | 0 | 0 | 0 | 0 | 0 | 0 | 0 | 0 | 0 | 0 | 0 | 0 | 0 | 0 | 0 | 0 | 0 | 0 | 0 | 0 | 0 | 0 | 1 | 0.117 | 0 | 0 | 0 | 0 | 0 | 1 | 1.0058e-05 | 1.0058e-06 | 0 | 0.0024352 | 0 | 0.0035633
22 | 5.3701e-50 | 1.5897e-78 | 8.9961e-85 | 1.3004e-32 | 3.7763e-45 | 4.7137e-62 | 7.0553e-24 | 9.8017e-35 | 1.152e-44 | 0 | 0 | 0 | 0 | 0 | 0 | 0 | 0 | 0 | 0 | 0 | 0 | 0 | 0 | 0 | 0 | 0 | 0 | 0 | 0 | 0 | 0 | 0 | 0.057 | 0.027 | 2.1851e-12 | 4.28e-15 | 2.7843e-21 | 3.5423e-18 | 2.2275e-22 | 3.9138e-30 | 3.7106e-18 | 2.0371e-21 | 8.0278e-25 | 4.4822e-17 | 9.1083e-21 | 1.2733e-40 | 3.4502e-18 | 2.8703e-19 | 3.3377e-35 | 0 | 0.001 | 0 | 0 | 4.2061e-47 | 1.6996e-36 | 0 | 0 | 0.046 | 0.139 | 0.878 | 0 | 0 | 0 | 0 | 0 | 0 | 0 | 0 | 0 | 0 | 0 | 0 | 0 | 0 | 0 | 0 | 0 | 0 | 0 | 0 | 0 | 0 | 0 | 0 | 1 | 0.21 | 0 | 0 | 0 | 0 | 0 | 1 | 1.212e-05 | 1.212e-06 | 0 | 0.0038869 | 0 | 0.0045328
23 | 5.6348e-44 | 9.1496e-71 | 3.5016e-77 | 2.5395e-28 | 8.9628e-40 | 5.4826e-56 | 1.6593e-20 | 1.7738e-30 | 5.1291e-40 | 0 | 0 | 0 | 0 | 0 | 0 | 0 | 0 | 0 | 0 | 0 | 0 | 0 | 0 | 0 | 0 | 0 | 0 | 0 | 0 | 0 | 0 | 0 | 0.058 | 0.027 | 1.7443e-11 | 4.2397e-14 | 3.582e-20 | 7.975e-17 | 6.9173e-21 | 2.0137e-28 | 7.2273e-17 | 4.7762e-20 | 1.6677e-23 | 6.445e-16 | 1.7375e-19 | 1.7512e-38 | 5.6769e-17 | 4.1797e-18 | 2.0568e-33 | 0 | 0.001 | 0 | 0 | 5.439e-44 | 3.4469e-34 | 0 | 0 | 0.063 | 0.202 | 0.911 | 0 | 0 | 0 | 0 | 0 | 0 | 0 | 0 | 0 | 0 | 0 | 0 | 0 | 0 | 0 | 0 | 0 | 0 | 0 | 0 | 0 | 0 | 0 | 0.001 | 1 | 0.321 | 0 | 0 | 0 | 0 | 0 | 1 | 1.4606e-05 | 1.4606e-06 | 0 | 0.0060763 | 0 | 0.0057048
24 | 1.3825e-38 | 1.0092e-63 | 2.9547e-70 | 1.6381e-24 | 5.8522e-35 | 1.7604e-50 | 1.5509e-17 | 1.126e-26 | 8.1662e-36 | 0 | 0 | 0 | 0 | 0 | 0 | 0.0023 | 0 | 0 | 0 | 0 | 0 | 0 | 0 | 0 | 0 | 0 | 0 | 0 | 0 | 0 | 0 | 0 | 0.06 | 0.028 | 1.1733e-10 | 3.513e-13 | 3.8582e-19 | 1.3909e-15 | 1.6474e-19 | 7.8173e-27 | 1.1097e-15 | 8.8145e-19 | 2.8033e-22 | 7.5172e-15 | 2.6593e-18 | 1.715e-36 | 7.5114e-16 | 4.9898e-17 | 9.5698e-32 | 0 | 0.001 | 0 | 0 | 4.0868e-41 | 4.7037e-32 | 0 | 0 | 0.112 | 0.307 | 0.934 | 0 | 0 | 0 | 0 | 0 | 0 | 0 | 0 | 0 | 0 | 0 | 0 | 0 | 0 | 0 | 0 | 0 | 0 | 0 | 0 | 0 | 0 | 0 | 0.001 | 1 | 0.5 | 0 | 0 | 0 | 0 | 0 | 1 | 1.7602e-05 | 1.7602e-06 | 0 | 0.0093199 | 0 | 0.0071097
25 | 9.2489e-34 | 2.5305e-57 | 6.3203e-64 | 3.9301e-21 | 1.205e-30 | 1.7824e-45 | 6.3673e-15 | 2.8029e-23 | 5.1756e-32 | 0 | 0 | 0 | 0 | 0 | 0 | 0.0051 | 0 | 0 | 0 | 0 | 0 | 0 | 0 | 0 | 0 | 0 | 0 | 0 | 0 | 0 | 0 | 0 | 0.063 | 0.028 | 6.767e-10 | 2.4789e-12 | 3.54e-18 | 1.9287e-14 | 3.09e-18 | 2.354e-25 | 1.3757e-14 | 1.3113e-17 | 3.8925e-21 | 7.263e-14 | 3.3377e-17 | 1.2361e-34 | 8.1686e-15 | 4.981e-16 | 3.4547e-30 | 0 | 0.001 | 0 | 0 | 1.8832e-38 | 4.4919e-30 | 0 | 0 | 0.161 | 0.403 | 0.953 | 0 | 0 | 0 | 0 | 0 | 0 | 0 | 0 | 0 | 0 | 0 | 0 | 0 | 0 | 0 | 0 | 0 | 0 | 0 | 0 | 0 | 0 | 0 | 0.001 | 1 | 0.652 | 0.006 | 0 | 0 | 0 | 0.003 | 1 | 2.1212e-05 | 2.1212e-06 | 0 | 0.014048 | 0 | 0.0087815
26 | 1.9274e-29 | 1.6728e-51 | 3.9251e-58 | 3.8865e-18 | 8.8052e-27 | 6.3871e-41 | 1.2522e-12 | 3.0125e-20 | 1.4329e-28 | 0 | 0 | 0 | 0 | 0 | 0 | 0.0116 | 0 | 0 | 0 | 0 | 0 | 0 | 0 | 0 | 0 | 0 | 0 | 0 | 0 | 0 | 0 | 0 | 0.065 | 0.029 | 3.3974e-09 | 1.5129e-11 | 2.8089e-17 | 2.1745e-13 | 4.6706e-17 | 5.632e-24 | 1.4061e-13 | 1.6055e-16 | 4.5456e-20 | 5.9202e-13 | 3.5012e-16 | 6.7471e-33 | 7.4411e-14 | 4.2291e-15 | 9.9079e-29 | 0 | 0.001 | 0 | 0 | 5.5774e-36 | 3.106e-28 | 0 | 0 | 0.212 | 0.596 | 0.972 | 0 | 0 | 0 | 0 | 0 | 0 | 0 | 0 | 0 | 0 | 0 | 0 | 0 | 0 | 0 | 0 | 0 | 0 | 0 | 0 | 0 | 0 | 0 | 0.001 | 1 | 0.789 | 0.021 | 0 | 0 | 0 | 0.013 | 1 | 2.5563e-05 | 2.5563e-06 | 0 | 0.020836 | 0 | 0.010757
27 | 1.4048e-25 | 3.316e-46 | 7.965e-53 | 1.7325e-15 | 2.5307e-23 | 8.9556e-37 | 1.2722e-10 | 1.5204e-17 | 1.8788e-25 | 0 | 0 | 0 | 0 | 0 | 0 | 0.0242 | 0 | 0 | 0 | 0 | 0 | 0 | 0 | 0 | 0 | 0 | 0 | 0 | 0 | 0 | 0 | 0 | 0.068 | 0.03 | 1.5044e-08 | 8.0956e-11 | 1.9529e-16 | 2.0328e-12 | 5.8051e-16 | 1.0933e-22 | 1.2066e-12 | 1.6473e-15 | 4.5351e-19 | 4.1365e-12 | 3.1209e-15 | 2.8601e-31 | 5.7726e-13 | 3.1001e-14 | 2.3048e-27 | 0 | 0.001 | 0 | 0 | 1.1059e-33 | 1.602e-26 | 0 | 0 | 0.263 | 0.747 | 0.982 | 0 | 0 | 0 | 0 | 0 | 0 | 0 | 0 | 0 | 0 | 0 | 0 | 0 | 0 | 0 | 0 | 0 | 0.0001 | 0 | 0 | 0 | 0 | 0 | 0.001 | 1 | 0.884 | 0.054 | 0 | 0 | 0 | 0.026 | 1 | 3.0806e-05 | 3.0806e-06 | 0 | 0.030447 | 0 | 0.013076
28 | 3.9624e-22 | 2.207e-41 | 5.8577e-48 | 3.7644e-13 | 3.1299e-20 | 5.3652e-33 | 7.1327e-09 | 3.8777e-15 | 1.2524e-22 | 0 | 0 | 0 | 0 | 0 | 0 | 0.0454 | 0 | 0 | 0 | 0 | 0 | 0 | 0 | 0 | 0 | 0 | 0 | 0 | 0 | 0 | 0 | 0 | 0.07 | 0.031 | 5.9446e-08 | 3.8436e-10 | 1.2036e-15 | 1.6029e-11 | 6.0383e-15 | 1.754e-21 | 8.8324e-12 | 1.4389e-14 | 3.9192e-18 | 2.5123e-11 | 2.3985e-14 | 9.6258e-30 | 3.8696e-12 | 1.9879e-13 | 4.4284e-26 | 0 | 0.001 | 0 | 0 | 1.5219e-31 | 6.3272e-25 | 0 | 0 | 0.329 | 0.844 | 0.991 | 0 | 0 | 0 | 0 | 0 | 0 | 0 | 0 | 0 | 0 | 0 | 0 | 0 | 0 | 0 | 0 | 0 | 0.0001 | 0 | 0 | 0 | 0 | 0 | 0.001 | 1 | 0.951 | 0.097 | 0 | 0 | 0 | 0.049 | 1 | 3.7124e-05 | 3.7124e-06 | 0 | 0.043883 | 0 | 0.015783
29 | 4.7285e-19 | 5.4465e-37 | 1.7103e-43 | 4.2713e-11 | 1.8029e-17 | 1.4838e-29 | 2.3394e-07 | 5.3313e-13 | 4.5164e-20 | 0 | 0 | 0 | 0 | 0 | 0 | 0.0926 | 0 | 0 | 0 | 0 | 0 | 0 | 0 | 0 | 0 | 0 | 0 | 0 | 0 | 0 | 0 | 0 | 0.073 | 0.031 | 2.1174e-07 | 1.6362e-09 | 6.6429e-15 | 1.0825e-10 | 5.339e-14 | 2.3639e-20 | 5.5934e-11 | 1.0852e-13 | 2.9697e-17 | 1.3428e-10 | 1.6099e-13 | 2.6226e-28 | 2.2703e-11 | 1.128e-12 | 7.1423e-25 | 0 | 0.001 | 0 | 0 | 1.5003e-29 | 1.9581e-23 | 0 | 0.004 | 0.396 | 0.927 | 1 | 0 | 0 | 0 | 0 | 0 | 0 | 0 | 0 | 0 | 0 | 0 | 0 | 0 | 0 | 0 | 0 | 0 | 0.0002 | 0 | 0 | 0 | 0 | 0 | 0.001 | 1 | 0.982 | 0.179 | 0 | 0 | 0 | 0.093 | 1 | 4.4738e-05 | 4.4738e-06 | 0 | 0.062441 | 0 | 0.018924
30 | 2.5825e-16 | 5.4407e-33 | 2.1487e-39 | 2.6898e-09 | 5.1865e-15 | 2.0285e-26 | 4.7271e-06 | 4.1831e-11 | 9.31e-18 | 0 | 0 | 0 | 0 | 0 | 0 | 0.1398 | 0.0008 | 0 | 0 | 0 | 0 | 0 | 0 | 0 | 0 | 0 | 0 | 0 | 0 | 0 | 0 | 0 | 0.075 | 0.031 | 6.8602e-07 | 6.3037e-09 | 3.3133e-14 | 6.345e-10 | 4.0683e-13 | 2.7151e-19 | 3.1028e-10 | 7.1546e-13 | 1.9945e-16 | 6.3853e-10 | 9.545e-13 | 5.8855e-27 | 1.1791e-10 | 5.7227e-12 | 9.8085e-24 | 0 | 0.001 | 0 | 0 | 1.0897e-27 | 4.8462e-22 | 0 | 0.007 | 0.474 | 0.951 | 1 | 0 | 0 | 0 | 0 | 0 | 0 | 0 | 0 | 0 | 0 | 0 | 0 | 0 | 0 | 0 | 0 | 0 | 0.0003 | 0 | 0 | 0 | 0 | 0 | 0.001 | 1 | 0.995 | 0.297 | 0 | 0 | 0 | 0.279 | 1 | 5.3913e-05 | 5.3913e-06 | 0 | 0.087792 | 0 | 0.022552
31 | 6.9223e-14 | 2.378e-29 | 1.2478e-35 | 9.9241e-08 | 7.9284e-13 | 1.4565e-23 | 6.163e-05 | 1.9705e-09 | 1.1519e-15 | 0 | 0 | 0 | 0.0011 | 0 | 0 | 0.2177 | 0.0017 | 0 | 0 | 0 | 0 | 0 | 0 | 0 | 0 | 0 | 0 | 0 | 0 | 0 | 0 | 0 | 0.078 | 0.031 | 2.038e-06 | 2.2161e-08 | 1.5056e-13 | 3.2666e-09 | 2.7046e-12 | 2.692e-18 | 1.5244e-09 | 4.1689e-12 | 1.1988e-15 | 2.7277e-09 | 5.0498e-12 | 1.1048e-25 | 5.4755e-10 | 2.6194e-11 | 1.1616e-22 | 0 | 0.001 | 0 | 0 | 5.9778e-26 | 9.7683e-21 | 0 | 0.016 | 0.529 | 0.962 | 1 | 0 | 0 | 0 | 0 | 0 | 0 | 0 | 0 | 0 | 0 | 0 | 0 | 0 | 0 | 0 | 0 | 0 | 0.0004 | 0 | 0 | 0 | 0 | 0 | 0.001 | 1 | 1 | 0.435 | 0 | 0 | 0 | 0.491 | 1 | 6.4971e-05 | 6.4971e-06 | 0 | 0.12206 | 0.033 | 0.026721
32 | 9.6905e-12 | 4.8743e-26 | 3.5697e-32 | 2.252e-06 | 6.8062e-11 | 5.7977e-21 | 0.00054054 | 5.8312e-08 | 8.9341e-14 | 0 | 0 | 0 | 0.0084 | 0 | 0 | 0.3066 | 0.0065 | 0 | 0 | 0 | 0 | 0 | 0 | 0 | 0.0005 | 0 | 0 | 0 | 0 | 0 | 0 | 0 | 0.08 | 0.031 | 5.5911e-06 | 7.1619e-08 | 6.2776e-13 | 1.4929e-08 | 1.5859e-11 | 2.3307e-17 | 6.6989e-09 | 2.1683e-11 | 6.5038e-15 | 1.0559e-08 | 2.4055e-11 | 1.7587e-24 | 2.2942e-09 | 1.0906e-10 | 1.1999e-21 | 0 | 0.001 | 0 | 0 | 2.5329e-24 | 1.6298e-19 | 0 | 0.045 | 0.58 | 0.969 | 1 | 0 | 0 | 0 | 0 | 0 | 0 | 0 | 0 | 0 | 0 | 0 | 0 | 0 | 0 | 0 | 0 | 0 | 0.0005 | 0 | 0 | 0 | 0 | 0 | 0.001 | 1 | 1 | 0.598 | 0 | 0 | 0 | 0.682 | 1 | 7.8296e-05 | 7.8296e-06 | 0 | 0.16795 | 0.066 | 0.03149
33 | 7.491e-10 | 4.9847e-23 | 5.3257e-29 | 3.2834e-05 | 3.4477e-09 | 1.3427e-18 | 0.003313 | 1.1289e-06 | 4.5161e-12 | 0 | 0 | 0 | 0.0225 | 0 | 0 | 0.4094 | 0.0165 | 0 | 0 | 0 | 0 | 0 | 0 | 0 | 0.0011 | 0 | 0 | 0 | 0 | 0 | 0 | 0 | 0.082 | 0.031 | 1.4256e-05 | 2.1418e-07 | 2.4175e-12 | 6.1144e-08 | 8.2833e-11 | 1.7803e-16 | 2.6564e-08 | 1.0155e-10 | 3.2097e-14 | 3.7325e-08 | 1.0402e-10 | 2.4037e-23 | 8.7435e-09 | 4.1606e-10 | 1.0922e-20 | 0 | 0.001 | 0 | 0 | 8.456e-23 | 2.2838e-18 | 0 | 0.083 | 0.634 | 0.976 | 1 | 0 | 0 | 0 | 0 | 0 | 0 | 0 | 0 | 0 | 0 | 0 | 0 | 0 | 0 | 0 | 0 | 0 | 0.0006 | 0 | 0 | 0 | 0 | 0 | 0.001 | 1 | 1 | 0.702 | 0 | 0 | 0 | 0.893 | 1 | 9.4354e-05 | 9.4354e-06 | 0 | 0.22882 | 0.1 | 0.036924
34 | 3.3621e-08 | 2.6887e-20 | 4.3611e-26 | 0.00032004 | 1.0775e-07 | 1.8892e-16 | 0.014697 | 1.4832e-05 | 1.5407e-10 | 0 | 0 | 0 | 0.0516 | 0 | 0 | 0.523 | 0.0436 | 0 | 0 | 0 | 0 | 0 | 0 | 0 | 0.0073 | 0 | 0 | 0 | 0 | 0 | 0 | 0 | 0.084 | 0.033 | 3.3979e-05 | 5.9624e-07 | 8.6484e-12 | 2.2635e-07 | 3.8875e-10 | 1.2109e-15 | 9.5813e-08 | 4.3167e-10 | 1.4509e-13 | 1.2133e-07 | 4.1126e-10 | 2.8522e-22 | 3.0528e-08 | 1.4639e-09 | 8.8415e-20 | 0 | 0.002 | 0 | 0 | 2.2645e-21 | 2.7231e-17 | 0 | 0.118 | 0.701 | 0.986 | 1 | 0 | 0 | 0 | 0 | 0 | 0 | 0 | 0 | 0 | 0 | 0 | 0 | 0 | 0 | 0 | 0 | 0 | 0.0007 | 0 | 0 | 0 | 0 | 0 | 0.001 | 1 | 1 | 0.817 | 0 | 0 | 0 | 0.953 | 1 | 0.00011371 | 1.1371e-05 | 0 | 0.30889 | 0.133 | 0.04309
35 | 9.1678e-07 | 8.0414e-18 | 2.0524e-23 | 0.0021631 | 2.163e-06 | 1.6794e-14 | 0.04878 | 0.00013673 | 3.6605e-09 | 0 | 0 | 0 | 0.1024 | 0.0019 | 0 | 0.6362 | 0.0753 | 0.0013 | 0 | 0 | 0 | 0 | 0 | 0 | 0.0225 | 0 | 0 | 0 | 0 | 0 | 0 | 0 | 0.086 | 0.035 | 7.6096e-05 | 1.5534e-06 | 2.8893e-11 | 7.6322e-07 | 1.6525e-09 | 7.3955e-15 | 3.1658e-07 | 1.6774e-09 | 6.0455e-13 | 3.6497e-07 | 1.4965e-09 | 2.9679e-21 | 9.8294e-08 | 4.7788e-09 | 6.418e-19 | 0 | 0.005 | 0 | 0 | 4.9441e-20 | 2.7955e-16 | 0 | 0.153 | 0.756 | 0.996 | 1 | 0 | 0 | 0 | 0 | 0 | 0 | 0 | 0 | 0 | 0 | 0 | 0 | 0 | 0 | 0 | 0 | 0 | 0.0008 | 0 | 0 | 0 | 0 | 0 | 0.003 | 1 | 1 | 0.902 | 0 | 0 | 0 | 0.988 | 1 | 0.00013703 | 1.3703e-05 | 0 | 0.41337 | 0.166 | 0.050061
36 | 1.5829e-05 | 1.3952e-15 | 5.7863e-21 | 0.010487 | 2.8935e-05 | 9.7694e-13 | 0.12505 | 0.00091183 | 6.2323e-08 | 0.0031 | 0 | 0 | 0.1736 | 0.0071 | 0 | 0.7425 | 0.1277 | 0.0019 | 0 | 0 | 0 | 0 | 0 | 0 | 0.0489 | 0 | 0 | 0 | 0 | 0 | 0 | 0 | 0.089 | 0.037 | 0.00016088 | 3.8058e-06 | 9.0575e-11 | 2.3603e-06 | 6.408e-09 | 4.0863e-14 | 9.6445e-07 | 5.9973e-09 | 2.335e-12 | 1.0217e-06 | 5.042e-09 | 2.733e-20 | 2.9358e-07 | 1.4551e-08 | 4.2091e-18 | 0.001 | 0.011 | 0 | 0 | 8.9294e-19 | 2.4975e-15 | 0 | 0.194 | 0.804 | 1 | 1 | 0 | 0 | 0 | 0 | 0 | 0 | 0 | 0 | 0 | 0 | 0 | 0 | 0 | 0 | 0 | 0 | 0 | 0.001 | 0 | 0 | 0 | 0 | 0 | 0.004 | 1 | 1 | 0.949 | 0 | 0 | 0 | 1 | 1 | 0.00016513 | 1.6513e-05 | 0 | 0.54866 | 0.199 | 0.057915
37 | 0.00017976 | 1.463e-13 | 1.0148e-18 | 0.037661 | 0.00026679 | 3.8397e-11 | 0.25548 | 0.0045251 | 7.8028e-07 | 0.0152 | 0 | 0 | 0.271 | 0.0233 | 0 | 0.8282 | 0.204 | 0.0025 | 0 | 0 | 0 | 0 | 0 | 0 | 0.0906 | 0.0001 | 0 | 0 | 0 | 0 | 0 | 0 | 0.091 | 0.039 | 0.00032245 | 8.8072e-06 | 2.6757e-10 | 6.7373e-06 | 2.2816e-08 | 2.0568e-13 | 2.725e-06 | 1.9844e-08 | 8.4034e-12 | 2.6754e-06 | 1.5813e-08 | 2.2455e-19 | 8.1771e-07 | 4.1525e-08 | 2.5111e-17 | 0.005 | 0.017 | 0 | 0 | 1.3519e-17 | 1.9605e-14 | 0 | 0.236 | 0.838 | 1 | 1 | 0 | 0 | 0 | 0 | 0 | 0 | 0 | 0 | 0 | 0 | 0 | 0 | 0 | 0 | 0 | 0 | 0 | 0.0011 | 0 | 0 | 0 | 0 | 0 | 0.006 | 1 | 1 | 0.977 | 0 | 0 | 0 | 1 | 1 | 0.000199 | 1.99e-05 | 0 | 0.72261 | 0.233 | 0.066734
38 | 0.0013907 | 9.6219e-12 | 1.1456e-16 | 0.10335 | 0.0017492 | 1.0497e-09 | 0.42948 | 0.01716 | 7.3552e-06 | 0.028 | 0 | 0 | 0.3967 | 0.055 | 0 | 0.8895 | 0.2958 | 0.0032 | 0 | 0 | 0 | 0 | 0 | 0 | 0.154 | 0.0004 | 0 | 0 | 0 | 0 | 0 | 0 | 0.095 | 0.041 | 0.00061506 | 1.9327e-05 | 7.4786e-10 | 1.7852e-05 | 7.5035e-08 | 9.4897e-13 | 7.1784e-06 | 6.1091e-08 | 2.8311e-11 | 6.584e-06 | 4.6387e-08 | 1.6586e-18 | 2.1344e-06 | 1.1157e-07 | 1.3713e-16 | 0.009 | 0.022 | 0 | 0 | 1.7365e-16 | 1.3642e-13 | 0 | 0.278 | 0.862 | 1 | 1 | 0 | 0 | 0 | 0 | 0 | 0 | 0 | 0 | 0 | 0 | 0 | 0 | 0 | 0 | 0 | 0 | 0 | 0.0013 | 0.0002 | 0 | 0 | 0 | 0 | 0.007 | 1 | 1 | 0.998 | 0 | 0 | 0 | 1 | 1 | 0.00023981 | 2.3981e-05 | 0 | 0.94475 | 0.266 | 0.076606
39 | 0.0075772 | 4.1064e-10 | 8.5867e-15 | 0.22355 | 0.0083983 | 2.0496e-08 | 0.6139 | 0.050996 | 5.3343e-05 | 0.059 | 0 | 0 | 0.5305 | 0.0967 | 0 | 0.9299 | 0.4021 | 0.004 | 0 | 0 | 0 | 0.0047 | 0 | 0 | 0.2477 | 0.0013 | 0 | 0 | 0 | 0 | 0 | 0 | 0.1 | 0.042 | 0.0011205 | 4.0368e-05 | 1.9847e-09 | 4.4137e-05 | 2.2915e-07 | 4.0363e-12 | 1.7717e-05 | 1.7583e-07 | 8.9672e-11 | 1.5293e-05 | 1.2786e-07 | 1.1089e-17 | 5.2443e-06 | 2.8332e-07 | 6.8931e-16 | 0.013 | 0.028 | 0 | 0 | 1.9134e-15 | 8.4826e-13 | 0 | 0.318 | 0.893 | 1 | 1 | 0 | 0 | 0 | 0 | 0 | 0 | 0 | 0 | 0 | 0 | 0 | 0 | 0 | 0 | 0 | 0 | 0 | 0.0015 | 0.0009 | 0.0001 | 0 | 0 | 0 | 0.009 | 1 | 1 | 1 | 0 | 0 | 0 | 1 | 1 | 0.000289 | 2.89e-05 | 0 |  | 0.299 | 0.087623
40 | 0.030009 | 1.1731e-08 | 4.3968e-13 | 0.39337 | 0.030362 | 2.9286e-07 | 0.77182 | 0.12172 | 0.00030365 | 0.1131 | 0 | 0 | 0.6636 | 0.1732 | 0 | 0.9607 | 0.5232 | 0.0053 | 0 | 0 | 0 | 0.021 | 0 | 0 | 0.3652 | 0.0088 | 0 | 0 | 0 | 0 | 0 | 0 | 0.105 | 0.044 | 0.0019557 | 8.0512e-05 | 5.0173e-09 | 0.00010232 | 6.5307e-07 | 1.5909e-11 | 4.115e-05 | 4.7526e-07 | 2.6807e-10 | 3.3654e-05 | 3.3249e-07 | 6.7532e-17 | 1.2178e-05 | 6.8259e-07 | 3.2063e-15 | 0.017 | 0.034 | 0 | 0 | 1.8267e-14 | 4.7476e-12 | 0 | 0.364 | 0.929 | 1 | 1 | 0 | 0 | 0 | 0 | 0 | 0 | 0 | 0 | 0 | 0 | 0 | 0 | 0 | 0 | 0 | 0 | 0 | 0.0044 | 0.0017 | 0.0004 | 0 | 0 | 0 | 0.009 | 1 | 1 | 1 | 0 | 0 | 0 | 1 | 1 | 0.00034827 | 3.4827e-05 | 0 |  | 0.332 | 0.099885
41 | 0.08912 | 2.3079e-07 | 1.5785e-11 | 0.58203 | 0.08494 | 3.1313e-06 | 0.88277 | 0.23912 | 0.001382 | 0.1887 | 0 | 0 | 0.7776 | 0.2832 | 0 | 0.9793 | 0.6421 | 0.0127 | 0 | 0 | 0 | 0.0537 | 0 | 0 | 0.4866 | 0.0271 | 0 | 0 | 0 | 0 | 0 | 0 | 0.11 | 0.045 | 0.0032801 | 0.00015381 | 1.2119e-08 | 0.00022336 | 1.7447e-06 | 5.8386e-11 | 9.0307e-05 | 1.2112e-06 | 7.5909e-10 | 7.0425e-05 | 8.1877e-07 | 3.7676e-16 | 2.6826e-05 | 1.5654e-06 | 1.3866e-14 | 0.024 | 0.04 | 0 | 0 | 1.525e-13 | 2.4078e-11 | 0 | 0.413 | 0.95 | 1 | 1 | 0 | 0 | 0 | 0 | 0 | 0 | 0 | 0 | 0 | 0 | 0 | 0 | 0 | 0 | 0 | 0 | 0 | 0.0188 | 0.0033 | 0.0009 | 0 | 0 | 0 | 0.012 | 1 | 1 | 1 | 0 | 0 | 0 | 1 | 1 | 0.0004197 | 4.197e-05 | 0 |  | 0.365 | 0.11349
42 | 0.2048 | 3.2108e-06 | 4.0694e-10 | 0.74958 | 0.18894 | 2.5574e-05 | 0.94764 | 0.39631 | 0.0051167 | 0.2951 | 0 | 0 | 0.8638 | 0.4049 | 0 | 0.988 | 0.7422 | 0.0266 | 0 | 0 | 0 | 0.105 | 0.0001 | 0 | 0.6064 | 0.0593 | 0 | 0 | 0 | 0 | 0 | 0 | 0.115 | 0.046 | 0.0053008 | 0.00028222 | 2.8048e-08 | 0.000461 | 4.3875e-06 | 2.0039e-10 | 0.00018796 | 2.9215e-06 | 2.0428e-09 | 0.00014059 | 1.9158e-06 | 1.9358e-15 | 5.6246e-05 | 3.4279e-06 | 5.5994e-14 | 0.031 | 0.046 | 0 | 0 | 1.1226e-12 | 1.1134e-10 | 0 | 0.462 | 0.969 | 1 | 1 | 0 | 0 | 0 | 0 | 0 | 0 | 0 | 0 | 0 | 0 | 0 | 0 | 0.0001 | 0.0001 | 0 | 0 | 0 | 0.0991 | 0.0136 | 0.0015 | 0 | 0 | 0 | 0.013 | 1 | 1 | 1 | 0 | 0 | 0.01 | 1 | 1 | 0.00050578 | 5.0578e-05 | 0 |  | 0.398 | 0.12856
43 | 0.37627 | 3.2367e-05 | 7.7007e-09 | 0.87041 | 0.34363 | 0.00016263 | 0.9796 | 0.56862 | 0.015666 | 0.4166 | 0 | 0 | 0.9214 | 0.5421 | 0.0009 | 0.993 | 0.8246 | 0.0512 | 0.0012 | 0 | 0 | 0.199 | 0.0073 | 0 | 0.7216 | 0.1041 | 0 | 0 | 0 | 0 | 0 | 0 | 0.12 | 0.048 | 0.0082746 | 0.00049865 | 6.2354e-08 | 0.00090293 | 1.0425e-05 | 6.4577e-10 | 0.00037231 | 6.692e-06 | 5.2401e-09 | 0.00026855 | 4.273e-06 | 9.2042e-15 | 0.00011261 | 7.1878e-06 | 2.12e-13 | 0.039 | 0.061 | 0 | 0 | 7.3442e-12 | 4.7211e-10 | 0.006 | 0.509 | 0.985 | 1 | 1 | 0 | 0 | 0 | 0 | 0 | 0 | 0 | 0 | 0 | 0 | 0 | 0 | 0.0004 | 0.0002 | 0 | 0 | 0 | 0.7596 | 0.1495 | 0.0023 | 0 | 0 | 0 | 0.015 | 1 | 1 | 1 | 0 | 0 | 0.019 | 1 | 1 | 0.00060951 | 6.0951e-05 | 0 |  | 0.432 | 0.1452
44 | 0.57234 | 0.00024188 | 1.0916e-07 | 0.94214 | 0.52617 | 0.0008198 | 0.99303 | 0.72527 | 0.040286 | 0.5532 | 0.0015 | 0 | 0.9588 | 0.6733 | 0.0013 | 0.994 | 0.8905 | 0.0874 | 0.0016 | 0 | 0 | 0.3183 | 0.0224 | 0 | 0.8196 | 0.1844 | 0 | 0 | 0 | 0 | 0 | 0 | 0.125 | 0.049 | 0.012505 | 0.00085046 | 1.3346e-07 | 0.001684 | 2.3488e-05 | 1.9613e-09 | 0.00070403 | 1.4603e-05 | 1.2849e-08 | 0.0004922 | 9.1109e-06 | 4.0682e-14 | 0.00021587 | 1.447e-05 | 7.5532e-13 | 0.046 | 0.077 | 0 | 0 | 4.3003e-11 | 1.8451e-09 | 0.009 | 0.557 | 0.994 | 1 | 1 | 0 | 0 | 0 | 0 | 0 | 0 | 0 | 0 | 0 | 0 | 0 | 0 | 0.0008 | 0.0003 | 0 | 0 | 0 | 0.9783 | 0.5806 | 0.0033 | 0 | 0 | 0 | 0.016 | 1 | 1 | 1 | 0 | 0 | 0.037 | 1 | 1 | 0.00073452 | 7.3452e-05 | 0 |  | 0.465 | 0.16354
45 | 0.74817 | 0.0013691 | 1.1812e-06 | 0.97766 | 0.69963 | 0.0033313 | 0.9979 | 0.84489 | 0.088342 | 0.6784 | 0.003 | 0 | 0.9845 | 0.7853 | 0.0018 | 0.9945 | 0.9321 | 0.1356 | 0.0024 | 0 | 0 | 0.4746 | 0.059 | 0 | 0.892 | 0.2795 | 0 | 0 | 0 | 0 | 0 | 0 | 0.131 | 0.051 | 0.018336 | 0.0014031 | 2.7564e-07 | 0.0029999 | 5.0339e-05 | 5.6331e-09 | 0.0012747 | 3.0447e-05 | 3.0193e-08 | 0.00086779 | 1.8621e-05 | 1.6785e-13 | 0.00039735 | 2.8034e-05 | 2.5411e-12 | 0.056 | 0.093 | 0 | 0 | 2.2686e-10 | 6.6788e-09 | 0.012 | 0.603 | 1 | 1 | 1 | 0 | 0 | 0 | 0 | 0 | 0 | 0 | 0 | 0 | 0 | 0 | 0 | 0.0012 | 0.0005 | 0 | 0 | 0 | 0.9955 | 0.9794 | 0.0079 | 0 | 0 | 0 | 0.017 | 1 | 1 | 1 | 0 | 0 | 0.081 | 1 | 1 | 0.00088517 | 8.8517e-05 | 0 |  | 0.498 | 0.1837
46 | 0.87379 | 0.0059917 | 9.9286e-06 | 0.99251 | 0.83422 | 0.011089 | 0.99944 | 0.92245 | 0.16767 | 0.7887 | 0.0062 | 0 | 0.9913 | 0.8699 | 0.0039 | 0.995 | 0.9639 | 0.2029 | 0.0112 | 0 | 0 | 0.6193 | 0.1314 | 0 | 0.9408 | 0.4069 | 0 | 0 | 0 | 0 | 0 | 0 | 0.138 | 0.054 | 0.026136 | 0.0022439 | 5.5039e-07 | 0.0051198 | 0.00010293 | 1.5349e-08 | 0.0022156 | 6.0816e-05 | 6.8159e-08 | 0.0014753 | 3.6569e-05 | 6.4887e-13 | 0.00070395 | 5.2387e-05 | 8.0983e-12 | 0.068 | 0.102 | 0 | 0.01 | 1.0848e-09 | 2.249e-08 | 0.023 | 0.649 | 1 | 1 | 1 | 0.01 | 0.013 | 0 | 0 | 0 | 0 | 0 | 0 | 0 | 0 | 0 | 0.0004 | 0.0017 | 0.0007 | 0 | 0 | 0 | 0.9965 | 0.9923 | 0.0519 | 0 | 0 | 0 | 0.019 |  |  |  | 0 | 0 | 0.226 | 1 | 1 | 0.0010667 | 0.00010667 | 0 |  | 0.531 | 0.20582
47 | 0.9463 | 0.020677 | 6.5902e-05 | 0.99781 | 0.92058 | 0.030706 | 0.99987 | 0.96562 | 0.27958 | 0.8695 | 0.0136 | 0 | 0.9918 | 0.9307 | 0.0117 | 0.9955 | 0.9855 | 0.2936 | 0.0477 | 0 | 0 | 0.7676 | 0.2211 | 0 | 0.9641 | 0.5314 | 0 | 0 | 0 | 0 | 0 | 0 | 0.145 | 0.056 | 0.036281 | 0.0034847 | 1.0645e-06 | 0.0083932 | 0.00020138 | 3.9791e-08 | 0.0037065 | 0.00011667 | 1.4813e-07 | 0.0024238 | 6.917e-05 | 2.3588e-12 | 0.0012031 | 9.4621e-05 | 2.4519e-11 | 0.081 | 0.112 | 0 | 0.021 | 4.7288e-09 | 7.0746e-08 | 0.036 | 0.695 | 1 | 1 | 1 | 0.024 | 0.031 | 0.017 | 0.002 | 0 | 0 | 0 | 0 | 0 | 0 | 0 | 0.0026 | 0.0022 | 0.001 | 0 | 0 | 0 | 0.9964 | 0.993 | 0.3007 | 0 | 0 | 0 | 0.02 |  |  |  | 0 | 0 | 0.415 | 1 | 1 | 0.0012855 | 0.00012855 | 0.011 |  | 0.564 | 0.23004
48 | 0.98057 | 0.057368 | 0.00035078 | 0.99944 | 0.96695 | 0.071802 | 0.99997 | 0.98644 | 0.41575 | 0.9222 | 0.0307 | 0 | 0.9964 | 0.9647 | 0.0376 | 0.9959 | 0.9928 | 0.3957 | 0.1112 | 0 | 0 | 0.8642 | 0.3654 | 0 | 0.9796 | 0.6519 | 0 | 0 | 0 | 0 | 0 | 0 | 0.152 | 0.059 | 0.049133 | 0.0052646 | 1.9978e-06 | 0.013251 | 0.00037792 | 9.842e-08 | 0.0059818 | 0.00021545 | 3.106e-07 | 0.0038559 | 0.00012628 | 8.0898e-12 | 0.0019878 | 0.0001655 | 7.0721e-11 | 0.094 | 0.121 | 0 | 0.031 | 1.8889e-08 | 2.0868e-07 | 0.058 | 0.74 | 1 | 1 | 1 | 0.038 | 0.051 | 0.023 | 0.005 | 0.001 | 0 | 0 | 0 | 0 | 0 | 0 | 0.0066 | 0.0037 | 0.0013 | 0 | 0 | 0 | 0.9961 | 0.9934 | 0.8985 | 0 | 0 | 0 | 0.03 |  |  |  | 0 | 0 | 0.635 | 1 | 1 | 0.0015492 | 0.00015492 | 0.015 |  | 0.597 | 0.25651
49 | 0.994 | 0.13049 | 0.0015192 | 0.99987 | 0.98802 | 0.14391 | 0.99999 | 0.99523 | 0.55996 | 0.9639 | 0.0703 | 0 | 0.999 | 0.9827 | 0.0657 | 0.9963 | 0.9967 | 0.504 | 0.2278 | 0 | 0 | 0.9345 | 0.5259 | 0 | 0.9915 | 0.7595 | 0.0077 | 0 | 0 | 0 | 0 | 0 | 0.158 | 0.061 | 0.065012 | 0.0077499 | 3.6439e-06 | 0.020193 | 0.00068192 | 2.3284e-07 | 0.0093332 | 0.00038385 | 6.2948e-07 | 0.0059513 | 0.00022295 | 2.6256e-11 | 0.0031814 | 0.00028084 | 1.9482e-10 | 0.106 | 0.142 | 0 | 0.042 | 6.9477e-08 | 5.7927e-07 | 0.085 | 0.78 | 1 | 1 | 1 | 0.053 | 0.078 | 0.028 | 0.006 | 0.004 | 0 | 0 | 0 | 0 | 0 | 0 | 0.0213 | 0.0081 | 0.0016 | 0 | 0 | 0 | 0.9958 | 0.9938 | 0.9828 | 0 | 0 | 0 | 0.042 |  |  |  | 0 | 0 | 0.809 | 1 | 1 | 0.0018669 | 0.00018669 | 0.019 |  | 0.631 | 0.28539
50 | 0.99841 | 0.24823 | 0.0054283 | 0.99997 | 0.9962 | 0.25099 | 1 | 0.99849 | 0.69398 | 0.9812 | 0.1316 | 0 | 0.999 | 0.9931 | 0.1271 | 0.9967 | 0.9973 | 0.6156 | 0.3817 | 0 | 0 | 0.9709 | 0.6788 | 0 | 0.9936 | 0.8492 | 0.0155 | 0.001 | 0 | 0 | 0.332 | 0 | 0.166 | 0.064 | 0.084179 | 0.011133 | 6.4686e-06 | 0.02977 | 0.0011858 | 5.2811e-07 | 0.014107 | 0.00066106 | 1.2353e-06 | 0.0089273 | 0.00038138 | 8.0873e-11 | 0.0049411 | 0.00046309 | 5.1376e-10 | 0.12 | 0.162 | 0 | 0.052 | 2.3638e-07 | 1.5182e-06 | 0.12 | 0.82 | 1 | 1 | 1 | 0.069 | 0.108 | 0.037 | 0.008 | 0.007 | 0 | 0 | 0.0001 | 0 | 0 | 0 | 0.1555 | 0.0215 | 0.0021 | 0 | 0 | 0 | 0.9955 | 0.994 | 0.9944 | 0.0013 | 0 | 0 | 0.06 |  |  |  | 0 | 0.005 | 0.941 | 1 | 1 | 0.0022498 | 0.00022498 | 0.023 |  | 0.664 | 0.31683
51 | 0.99963 | 0.40329 | 0.016219 | 1 | 0.99894 | 0.38682 | 1 | 0.99957 | 0.80412 | 0.9897 | 0.2233 | 0.0009 | 0.999 | 0.9949 | 0.2065 | 0.997 | 0.9976 | 0.7182 | 0.5573 | 0 | 0 | 0.9843 | 0.8017 | 0 | 0.9944 | 0.9123 | 0.0309 | 0.004 | 0 | 0 | 0.364 | 0 | 0.182 | 0.067 | 0.10681 | 0.015629 | 1.1192e-05 | 0.042547 | 0.0019911 | 1.1509e-06 | 0.020696 | 0.0011026 | 2.3513e-06 | 0.013036 | 0.00063316 | 2.3704e-10 | 0.00746 | 0.0007432 | 1.2999e-09 | 0.14 | 0.186 | 0 | 0.064 | 7.4707e-07 | 3.7684e-06 | 0.155 | 0.857 | 1 | 1 | 1 | 0.099 | 0.142 | 0.054 | 0.013 | 0.01 | 0 | 0 | 0.0002 | 0 | 0 | 0 | 0.7094 | 0.2483 | 0.0044 | 0 | 0 | 0 | 0.9953 | 0.9942 | 0.9951 | 0.0036 | 0 | 0 | 0.082 |  |  |  | 0 | 0.005 | 0.98 | 1 | 1 | 0.0027112 | 0.00027112 | 0.028 |  | 0.697 | 0.35101
52 | 0.99993 | 0.57218 | 0.041052 | 1 | 0.99974 | 0.53534 | 1 | 0.99989 | 0.88472 | 0.9929 | 0.3367 | 0.0018 | 0.999 | 0.9952 | 0.3087 | 0.9973 | 0.9978 | 0.803 | 0.7221 | 0 | 0 | 0.9921 | 0.8897 | 0 | 0.995 | 0.9489 | 0.0584 | 0.008 | 0 | 0 | 0.396 | 0 | 0.198 | 0.069 | 0.13296 | 0.021468 | 1.8899e-05 | 0.059062 | 0.0032348 | 2.415e-06 | 0.029521 | 0.0017841 | 4.3476e-06 | 0.018561 | 0.0010219 | 6.6274e-10 | 0.010966 | 0.0011625 | 3.1622e-09 | 0.16 | 0.228 | 0 | 0.082 | 2.2018e-06 | 8.8846e-06 | 0.195 | 0.886 | 1 | 1 | 1 | 0.135 | 0.179 | 0.073 | 0.019 | 0.014 | 0 | 0 | 0.0002 | 0 | 0 | 0 | 0.9651 | 0.7256 | 0.0078 | 0 | 0 | 0 | 0.995 | 0.9943 | 0.9956 | 0.0064 | 0 | 0 | 0.109 |  |  |  | 0 | 0.01 | 0.996 | 1 | 1 | 0.0032673 | 0.00032673 | 0.032 |  | 0.73 | 0.3881
53 | 0.99999 | 0.72594 | 0.089174 | 1 | 0.99994 | 0.67647 | 1 | 0.99997 | 0.93759 | 0.9967 | 0.4626 | 0.0058 | 0.999 | 0.9953 | 0.4277 | 0.9976 | 0.998 | 0.8735 | 0.8347 | 0 | 0 | 0.9947 | 0.9453 | 0 | 0.9956 | 0.9707 | 0.1036 | 0.011 | 0 | 0 | 0.428 | 0 | 0.214 | 0.072 | 0.16261 | 0.028892 | 3.1182e-05 | 0.079778 | 0.0050943 | 4.8883e-06 | 0.041011 | 0.0028054 | 7.8203e-06 | 0.025804 | 0.0016056 | 1.7717e-09 | 0.015719 | 0.0017747 | 7.4096e-09 | 0.18 | 0.269 | 0.006 | 0.1 | 6.0743e-06 | 1.9949e-05 | 0.241 | 0.908 | 1 | 1 | 1 | 0.172 | 0.233 | 0.112 | 0.037 | 0.018 | 0 | 0 | 0.0003 | 0 | 0 | 0 | 0.9893 | 0.9802 | 0.0162 | 0 | 0 | 0 | 0.9948 | 0.9943 | 0.996 | 0.0358 | 0 | 0 | 0.141 |  |  |  | 0 | 0.047 | 1 | 1 | 1 | 0.0039374 | 0.00039374 | 0.036 |  | 0.763 | 0.42829
54 | 1 | 0.84408 | 0.16841 | 1 | 0.99999 | 0.79392 | 1 | 0.99999 | 0.96888 | 0.997 | 0.5913 | 0.0268 | 0.999 | 0.9955 | 0.5576 | 0.9978 | 0.9982 | 0.9236 | 0.9281 | 0.0011 | 0 | 0.995 | 0.9788 | 0.0037 | 0.9962 | 0.9867 | 0.1774 | 0.018 | 0 | 0 | 0.46 | 0.005 | 0.23 | 0.074 | 0.19559 | 0.038137 | 5.0327e-05 | 0.10504 | 0.0077898 | 9.5624e-06 | 0.055576 | 0.0042932 | 1.3703e-05 | 0.035076 | 0.0024595 | 4.5385e-09 | 0.022003 | 0.0026477 | 1.6755e-08 | 0.2 | 0.31 | 0.013 | 0.118 | 1.574e-05 | 4.2768e-05 | 0.304 | 0.929 | 1 | 1 | 1 | 0.298 | 0.344 | 0.188 | 0.06 | 0.022 | 0 | 0 | 0.0004 | 0 | 0 | 0 | 0.9948 | 0.9937 | 0.1052 | 0 | 0 | 0 | 0.9948 | 0.9944 | 0.9962 | 0.2496 | 0 | 0 | 0.173 |  |  |  | 0 | 0.206 | 1 | 1 | 1 | 0.0047449 | 0.00047449 | 0.04 |  | 0.796 | 0.47177
55 | 1 | 0.92142 | 0.28024 | 1 | 1 | 0.88015 | 1 | 1 | 0.98567 | 0.9972 | 0.7168 | 0.0543 | 0.999 | 0.9957 | 0.6825 | 0.998 | 0.9984 | 0.9514 | 0.9707 | 0.0076 | 0 | 0.9952 | 0.9903 | 0.0176 | 0.9967 | 0.9928 | 0.2637 | 0.029 | 0 | 0 | 0.492 | 0.016 | 0.246 | 0.077 | 0.23162 | 0.049431 | 7.9543e-05 | 0.13502 | 0.011584 | 1.8107e-05 | 0.073573 | 0.0064036 | 2.3419e-05 | 0.046677 | 0.003678 | 1.1163e-08 | 0.030114 | 0.0038647 | 3.6622e-08 | 0.22 | 0.352 | 0.019 | 0.137 | 3.8431e-05 | 8.775e-05 | 0.368 | 0.947 | 1 | 1 | 1 | 0.409 | 0.485 | 0.288 | 0.116 | 0.027 | 0 | 0.0001 | 0.0005 | 0 | 0 | 0 | 0.9953 | 0.9944 | 0.4782 | 0 | 0 | 0 | 0.9948 | 0.9944 | 0.9964 | 0.7579 | 0 | 0 | 0.217 |  |  |  | 0 | 0.519 | 1 | 1 | 1 | 0.0057181 | 0.00057181 | 0.046 |  | 0.829 | 0.51874
56 | 1 | 0.9649 | 0.4166 | 1 | 1 | 0.93636 | 1 | 1 | 0.99389 | 0.9974 | 0.8167 | 0.1046 | 0.9989 | 0.9958 | 0.7906 | 0.9983 | 0.9985 | 0.9734 | 0.9912 | 0.0245 | 0 | 0.9955 | 0.9902 | 0.0469 | 0.9971 | 0.9939 | 0.3795 | 0.039 | 0 | 0 | 0.524 | 0.026 | 0.28 | 0.08 | 0.27035 | 0.062974 | 0.00012324 | 0.16972 | 0.016779 | 3.3244e-05 | 0.095282 | 0.0093217 | 3.9085e-05 | 0.060883 | 0.005376 | 2.6414e-08 | 0.040351 | 0.0055253 | 7.7498e-08 | 0.264 | 0.393 | 0.031 | 0.161 | 8.8692e-05 | 0.00017269 | 0.433 | 0.963 | 1 | 1 | 1 | 0.554 | 0.603 | 0.46 | 0.186 | 0.033 | 0 | 0.0003 | 0.0006 | 0 | 0 | 0 | 0.9957 | 0.9944 | 0.8952 | 0.0006 | 0 | 0 | 0.9949 | 0.9944 | 0.9964 | 0.9661 | 0 | 0 | 0.261 |  |  |  | 0 | 0.752 | 1 | 1 | 1 | 0.0068908 | 0.00068908 | 0.057 |  | 0.863 | 0.56942
57 | 1 | 0.98608 | 0.56133 | 1 | 1 | 0.96911 | 1 | 1 | 0.99758 | 0.9975 | 0.8952 | 0.1787 | 0.9989 | 0.9959 | 0.8675 | 0.9984 | 0.9987 | 0.9845 | 0.9962 | 0.0812 | 0 | 0.9956 | 0.9902 | 0.0911 | 0.9975 | 0.9949 | 0.5027 | 0.05 | 0 | 0 | 0.556 | 0.036 | 0.316 | 0.084 | 0.3113 | 0.078934 | 0.00018734 | 0.20892 | 0.023706 | 5.9265e-05 | 0.12087 | 0.013261 | 6.3773e-05 | 0.077929 | 0.0076897 | 6.0233e-08 | 0.052995 | 0.0077455 | 1.5902e-07 | 0.329 | 0.466 | 0.048 | 0.22 | 0.00019402 | 0.00032666 | 0.511 | 0.977 | 1 | 1 | 1 | 0.691 | 0.765 | 0.612 | 0.272 | 0.039 | 0 | 0.0004 | 0.0008 | 0 | 0 | 0 | 0.9961 | 0.9944 | 0.9955 | 0.0015 | 0 | 0 | 0.9951 | 0.9944 | 0.9965 | 0.9919 | 0 | 0 | 0.305 |  |  |  | 0 | 0.949 | 1 | 1 | 1 | 0.0083041 | 0.00083041 | 0.067 |  | 0.896 | 0.62402
58 | 1 | 0.99509 | 0.696 | 1 | 1 | 0.98627 | 1 | 1 | 0.99911 | 0.9977 | 0.9416 | 0.2762 | 0.9988 | 0.9961 | 0.9229 | 0.9986 | 0.9988 | 0.9913 | 0.996 | 0.1624 | 0 | 0.9958 | 0.9903 | 0.1711 | 0.9979 | 0.9957 | 0.6248 | 0.066 | 0 | 0 | 0.588 | 0.047 | 0.352 | 0.09 | 0.35396 | 0.097431 | 0.00027966 | 0.25219 | 0.032713 | 0.00010273 | 0.15039 | 0.018456 | 0.00010183 | 0.097986 | 0.010775 | 1.326e-07 | 0.068296 | 0.010657 | 3.1681e-07 | 0.395 | 0.539 | 0.064 | 0.279 | 0.00040339 | 0.00059508 | 0.593 | 0.988 | 1 | 1 | 1 | 0.804 | 0.861 | 0.753 | 0.367 | 0.049 | 0.0005 | 0.0006 | 0.0009 | 0 | 0 | 0 | 0.9964 | 0.9944 | 0.9965 | 0.0024 | 0 | 0 | 0.9953 | 0.9944 | 0.9965 | 0.996 | 0 | 0 | 0.358 |  |  |  | 0 | 0.991 | 1 | 1 | 1 | 0.010007 | 0.0010007 | 0.078 |  | 0.929 | 0.68277
59 | 1 | 0.99845 | 0.80659 | 1 | 1 | 0.9944 | 1 | 1 | 0.99969 | 0.9978 | 0.9671 | 0.3891 | 0.9988 | 0.9962 | 0.9601 | 0.9987 | 0.9989 | 0.9932 | 0.9959 | 0.3004 | 0 | 0.996 | 0.9905 | 0.2892 | 0.9982 | 0.9964 | 0.7326 | 0.085 | 0 | 0 | 0.62 | 0.063 | 0.388 | 0.096 | 0.39776 | 0.11853 | 0.00041032 | 0.29892 | 0.044146 | 0.00017338 | 0.18374 | 0.02516 | 0.00015929 | 0.12115 | 0.014807 | 2.8224e-07 | 0.086456 | 0.014404 | 6.1366e-07 | 0.461 | 0.611 | 0.081 | 0.338 | 0.00079919 | 0.001046 | 0.649 | 1 | 1 | 1 | 1 | 0.889 | 0.915 | 0.834 | 0.447 | 0.061 | 0.0013 | 0.0009 | 0.0011 | 0 | 0 | 0 | 0.9967 | 0.9944 | 0.9965 | 0.0047 | 0 | 0 | 0.9955 | 0.9944 | 0.9965 | 0.996 | 0 | 0 | 0.411 |  |  |  | 0 | 1 | 1 | 1 | 1 | 0.01206 | 0.001206 | 0.089 |  | 0.962 | 0.74589
60 | 1 | 0.99956 | 0.88723 | 1 | 1 | 0.9979 | 1 | 1 | 0.9999 | 0.9979 | 0.9902 | 0.5189 | 0.9987 | 0.9962 | 0.9825 | 0.9989 | 0.999 | 0.9944 | 0.9959 | 0.4686 | 0.0003 | 0.9961 | 0.9907 | 0.4225 | 0.9984 | 0.9971 | 0.8273 | 0.107 | 0.006 | 0 | 0.652 | 0.088 | 0.425 | 0.101 | 0.44212 | 0.14224 | 0.00059217 | 0.34836 | 0.058331 | 0.00028525 | 0.22068 | 0.033632 | 0.00024433 | 0.14745 | 0.019973 | 5.8176e-07 | 0.10761 | 0.019144 | 1.1571e-06 | 0.527 | 0.684 | 0.098 | 0.397 | 0.0015124 | 0.001777 | 0.705 | 1 | 1 | 1 | 1 | 0.932 | 0.947 | 0.883 | 0.526 | 0.074 | 0.0024 | 0.0017 | 0.0012 | 0 | 0 | 0 | 0.9969 | 0.9944 | 0.9965 | 0.0122 | 0 | 0 | 0.9957 | 0.9944 | 0.9965 | 0.996 | 0 | 0 | 0.465 |  |  |  | 0 | 1 | 1 | 1 | 1 | 0.014533 | 0.0014533 | 0.099 |  | 0.995 | 0.81365
61 | 1 | 0.99989 | 0.93976 | 1 | 1 | 0.99927 | 1 | 1 | 0.99997 | 0.998 | 0.9915 | 0.6468 | 0.9986 | 0.9963 | 0.9913 | 0.999 | 0.9991 | 0.9955 | 0.996 | 0.6441 | 0.0007 | 0.9962 | 0.9909 | 0.5771 | 0.9986 | 0.9976 | 0.9006 | 0.132 | 0.012 | 0 | 0.684 | 0.113 | 0.461 | 0.107 | 0.48647 | 0.1685 | 0.00084123 | 0.39965 | 0.075553 | 0.00045804 | 0.26084 | 0.044126 | 0.00036779 | 0.17679 | 0.026471 | 1.1628e-06 | 0.13183 | 0.025038 | 2.1264e-06 | 0.592 | 0.757 | 0.115 | 0.456 | 0.00274 | 0.0029228 | 0.756 | 1 | 1 | 1 | 1 | 0.949 | 0.966 | 0.909 | 0.61 | 0.129 | 0.0038 | 0.0028 | 0.0014 | 0 | 0 | 0 | 0.9971 | 0.9944 | 0.9965 | 0.0765 | 0 | 0 | 0.996 | 0.9944 | 0.9965 | 0.996 | 0 | 0 | 0.516 |  |  |  | 0 | 1 | 1 | 1 | 1 | 0.017514 | 0.0017514 | 0.11 |  | 1 | 0.88628
62 | 1 | 0.99997 | 0.97049 | 1 | 1 | 0.99977 | 1 | 1 | 0.99999 | 0.9981 | 0.9915 | 0.7553 | 0.9984 | 0.9964 | 0.9939 | 0.9991 | 0.9991 | 0.9965 | 0.9961 | 0.7991 | 0.005 | 0.9963 | 0.9913 | 0.7212 | 0.9988 | 0.998 | 0.9419 | 0.158 | 0.017 | 0 | 0.716 | 0.138 | 0.501 | 0.112 | 0.53027 | 0.19718 | 0.0011772 | 0.45186 | 0.096031 | 0.0007186 | 0.30372 | 0.056882 | 0.00054379 | 0.20902 | 0.034501 | 2.2569e-06 | 0.15909 | 0.032251 | 3.8127e-06 | 0.658 | 0.83 | 0.141 | 0.512 | 0.0047627 | 0.0046617 | 0.815 | 1 | 1 | 1 | 1 | 0.964 | 0.975 | 0.929 | 0.695 | 0.214 | 0.0054 | 0.0047 | 0.0016 | 0 | 0 | 0 | 0.9973 | 0.9944 | 0.9965 | 0.3402 | 0 | 0 | 0.9963 | 0.9944 | 0.9965 | 0.996 | 0.0001 | 0 | 0.565 |  |  |  | 0 | 1 | 1 | 1 | 1 | 0.021106 | 0.0021106 | 0.125 |  | 1 | 0.96406
63 | 1 | 0.99999 | 0.98672 | 1 | 1 | 0.99993 | 1 | 1 | 1 | 0.9981 | 0.9917 | 0.8449 | 0.9983 | 0.9964 | 0.9946 | 0.9991 | 0.9992 | 0.9972 | 0.9962 | 0.8952 | 0.0205 | 0.9963 | 0.9917 | 0.8312 | 0.999 | 0.9984 | 0.968 | 0.184 | 0.026 | 0 | 0.748 | 0.176 | 0.541 | 0.117 | 0.57302 | 0.22812 | 0.0016237 | 0.50406 | 0.1199 | 0.0011027 | 0.34874 | 0.072105 | 0.00079034 | 0.24387 | 0.044256 | 4.2587e-06 | 0.18927 | 0.040943 | 6.6768e-06 | 0.716 | 0.861 | 0.183 | 0.558 | 0.0079592 | 0.0072202 | 0.872 | 1 | 1 | 1 | 1 | 0.973 | 0.981 | 0.951 | 0.776 | 0.324 | 0.0096 | 0.0105 | 0.0018 | 0 | 0 | 0 | 0.9974 | 0.9944 | 0.9965 | 0.81 | 0 | 0 | 0.9966 | 0.9944 | 0.9965 | 0.996 | 0.001 | 0 | 0.615 |  |  |  | 0 | 1 | 1 | 1 | 1 | 0.025435 | 0.0025435 | 0.14 |  | 1
64 | 1 | 1 | 0.9945 | 1 | 1 | 0.99998 | 1 | 1 | 1 | 0.9982 | 0.9921 | 0.9063 | 0.9981 | 0.9964 | 0.9952 | 0.9992 | 0.9992 | 0.9979 | 0.9963 | 0.9528 | 0.058 | 0.9964 | 0.9922 | 0.9109 | 0.9991 | 0.9987 | 0.9876 | 0.21 | 0.037 | 0 | 0.78 | 0.215 | 0.581 | 0.122 | 0.61427 | 0.26107 | 0.0022089 | 0.55538 | 0.14721 | 0.0016566 | 0.39523 | 0.089963 | 0.00113 | 0.28103 | 0.055918 | 7.8224e-06 | 0.2222 | 0.051264 | 1.1432e-05 | 0.764 | 0.886 | 0.226 | 0.604 | 0.012813 | 0.010875 | 0.918 | 1 | 1 | 1 | 1 | 0.983 | 0.988 | 0.97 | 0.857 | 0.436 | 0.0269 | 0.0324 | 0.0025 | 0 | 0 | 0 | 0.9975 | 0.9944 | 0.9965 | 0.9644 | 0 | 0 | 0.9968 | 0.9944 | 0.9965 | 0.996 | 0.002 | 0 | 0.656 |  |  |  | 0 | 1 | 1 | 1 | 1 | 0.030651 | 0.0030651 | 0.155 |  | 1
65 | 1 | 1 | 0.9979 | 1 | 1 | 0.99999 | 1 | 1 | 1 | 0.9982 | 0.9927 | 0.9491 | 0.9979 | 0.9965 | 0.9956 | 0.9992 | 0.9993 | 0.9984 | 0.9965 | 0.9817 | 0.1378 | 0.9964 | 0.9927 | 0.9567 | 0.9992 | 0.9989 | 0.9876 | 0.253 | 0.047 | 0 | 0.801 | 0.254 | 0.621 | 0.127 | 0.65366 | 0.29574 | 0.0029655 | 0.60501 | 0.17789 | 0.0024388 | 0.44252 | 0.11057 | 0.0015904 | 0.3201 | 0.069643 | 1.4002e-05 | 0.2576 | 0.06335 | 1.9153e-05 | 0.812 | 0.912 | 0.268 | 0.65 | 0.019909 | 0.015952 | 0.952 | 1 | 1 | 1 | 1 | 0.989 | 0.994 | 0.982 | 0.929 | 0.559 | 0.2531 | 0.3423 | 0.0057 | 0.0003 | 0 | 0 | 0.9976 | 0.9944 | 0.9965 | 0.9885 | 0 | 0 | 0.9971 | 0.9944 | 0.9965 | 0.996 | 0.0034 | 0 | 0.695 |  |  |  | 0 | 1 | 1 | 1 | 1 | 0.036938 | 0.0036938 | 0.17 |  | 1
66 | 1 | 1 | 0.99926 | 1 | 1 | 1 | 1 | 1 | 1 | 0.9983 | 0.9934 | 0.9741 | 0.9977 | 0.9965 | 0.996 | 0.9993 | 0.9993 | 0.9988 | 0.9968 | 0.9913 | 0.2507 | 0.9965 | 0.9933 | 0.9797 | 0.9992 | 0.9991 | 0.9875 | 0.294 | 0.058 | 0 | 0.821 | 0.293 | 0.662 | 0.132 | 0.6909 | 0.33181 | 0.0039314 | 0.65228 | 0.21177 | 0.0035217 | 0.48991 | 0.13396 | 0.002205 | 0.36062 | 0.085559 | 2.445e-05 | 0.29511 | 0.077312 | 3.1431e-05 | 0.86 | 0.938 | 0.311 | 0.696 | 0.029908 | 0.022815 | 0.984 | 1 | 1 | 1 | 1 | 0.992 | 1 | 0.994 | 0.97 | 0.664 | 0.5914 | 0.6724 | 0.0128 | 0.0007 | 0 | 0 | 0.9977 | 0.9944 | 0.9965 | 0.9922 | 0 | 0 | 0.9973 | 0.9944 | 0.9965 | 0.996 | 0.005 | 0 | 0.735 |  |  |  | 0 | 1 | 1 | 1 | 1 | 0.044514 | 0.0044514 | 0.185 |  | 1
67 | 1 | 1 | 0.99976 | 1 | 1 | 1 | 1 | 1 | 1 | 0.9983 | 0.9944 | 0.9835 | 0.9974 | 0.9965 | 0.9962 | 0.9993 | 0.9993 | 0.9991 | 0.9971 | 0.9944 | 0.4143 | 0.9965 | 0.994 | 0.9917 | 0.9993 | 0.9992 | 0.9891 | 0.335 | 0.069 | 0 | 0.841 | 0.332 | 0.688 | 0.137 | 0.72575 | 0.36894 | 0.0051492 | 0.69664 | 0.24856 | 0.0049921 | 0.53672 | 0.16013 | 0.0030135 | 0.40213 | 0.10376 | 4.1693e-05 | 0.33435 | 0.093236 | 5.0562e-05 | 0.908 | 0.963 | 0.353 | 0.742 | 0.043517 | 0.031854 | 0.994 | 1 | 1 | 1 | 1 | 0.995 | 1 | 1 | 0.994 | 0.737 | 0.9017 | 0.9141 | 0.0783 | 0.0012 | 0 | 0 | 0.9977 | 0.9944 | 0.9965 | 0.9929 | 0.0004 | 0 | 0.9975 | 0.9944 | 0.9965 | 0.996 | 0.0242 | 0 | 0.776 |  |  |  | 0 | 1 | 1 | 1 | 1 | 0.053643 | 0.0053643 | 0.204 |  | 1
68 | 1 | 1 | 0.99993 | 1 | 1 | 1 | 1 | 1 | 1 | 0.9983 | 0.9955 | 0.9886 | 0.9972 | 0.9965 | 0.9964 | 0.9993 | 0.9993 | 0.9992 | 0.9974 | 0.9966 | 0.5822 | 0.9965 | 0.9948 | 0.9946 | 0.9993 | 0.9993 | 0.9927 | 0.372 | 0.089 | 0 | 0.86 | 0.371 | 0.714 | 0.141 | 0.75807 | 0.40675 | 0.0066664 | 0.73767 | 0.28789 | 0.0069522 | 0.58236 | 0.18897 | 0.0040619 | 0.44414 | 0.12428 | 6.9495e-05 | 0.37486 | 0.11117 | 7.9797e-05 | 0.932 | 0.978 | 0.398 | 0.784 | 0.061427 | 0.04347 | 0.997 | 1 | 1 | 1 | 1 | 0.998 | 1 | 1 | 0.999 | 0.793 | 0.988 | 0.992 | 0.3075 | 0.0017 | 0 | 0 | 0.9977 | 0.9944 | 0.9965 | 0.9935 | 0.0008 | 0 | 0.9976 | 0.9944 | 0.9965 | 0.996 | 0.1127 | 0 | 0.818 |  |  |  | 0 | 1 | 1 | 1 | 1 | 0.064646 | 0.0064646 | 0.225 |  | 1
69 | 1 | 1 | 0.99998 | 1 | 1 | 1 | 1 | 1 | 1 | 0.9983 | 0.9969 | 0.9937 | 0.9968 | 0.9965 | 0.9965 | 0.9993 | 0.9993 | 0.9993 | 0.9978 | 0.9979 | 0.7253 | 0.9965 | 0.9956 | 0.996 | 0.9993 | 0.9993 | 0.9978 | 0.414 | 0.113 | 0 | 0.88 | 0.41 | 0.739 | 0.145 | 0.78778 | 0.44489 | 0.0085351 | 0.77513 | 0.32931 | 0.0095193 | 0.62627 | 0.22032 | 0.0054031 | 0.48617 | 0.14713 | 0.00011333 | 0.41618 | 0.13114 | 0.00012365 | 0.94 | 0.982 | 0.452 | 0.813 | 0.084255 | 0.058046 | 0.997 | 1 | 1 | 1 | 1 | 1 | 1 | 1 | 1 | 0.837 | 0.9955 | 0.9939 | 0.5826 | 0.0022 | 0 | 0 | 0.9977 | 0.9944 | 0.9965 | 0.994 | 0.0013 | 0 | 0.9977 | 0.9944 | 0.9965 | 0.996 | 0.4591 | 0 | 0.841 |  |  |  | 0 | 1 | 1 | 1 | 1 | 0.077904 | 0.0077904 | 0.246 |  | 1
70 | 1 | 1 | 0.99999 | 1 | 1 | 1 | 1 | 1 | 1 | 1 | 1 | 1 | 1 | 1 | 1 | 1 | 1 | 1 | 1 | 1 | 0.73 | 1 | 1 | 1 | 1 | 1 | 1 | 0.456 | 0.137 | 0 | 0.9 | 0.448 | 0.765 | 0.149 | 0.81486 | 0.48299 | 0.010812 | 0.80888 | 0.37229 | 0.012825 | 0.668 | 0.25395 | 0.0070967 | 0.52774 | 0.17225 | 0.00018098 | 0.45784 | 0.15313 | 0.00018824 | 0.949 | 0.985 | 0.505 | 0.843 | 0.11247 | 0.075924 | 1 | 1 | 1 | 1 | 1 | 1 | 1 | 1 | 1 | 0.873 | 0.9977 | 0.9944 | 0.9003 | 0.0027 | 0 | 0 | 0.9977 | 0.9944 | 0.9965 | 0.9944 | 0.0019 | 0 | 0.9977 | 0.9944 | 0.9965 | 0.996 | 0.8253 | 0 | 0.864 |  |  |  | 0 | 1 | 1 | 1 | 1 | 0.093882 | 0.0093882 | 0.267 |  | 1
71 | 1 | 1 | 1 | 1 | 1 | 1 | 1 | 1 | 1 | [18 empty] | 0.495 | 0.162 | 0 | 0.919 | 0.487 | 0.79 | 0.154 | 0.83935 | 0.5207 | 0.013556 | 0.83893 | 0.41629 | 0.017012 | 0.7072 | 0.28957 | 0.0092083 | 0.56843 | 0.19954 | 0.00028325 | 0.49938 | 0.17706 | 0.00028177 | 0.957 | 0.988 | 0.558 | 0.873 | 0.14633 | 0.097377 | 1 | 1 | 1 | 1 | 1 | 1 | 1 | 1 | 1 | 0.904 | 0.9977 | 0.9944 | 0.9908 | 0.0039 | 0 | 0 | 0.9977 | 0.9944 | 0.9965 | 0.9948 | 0.0025 | 0 | 0.9977 | 0.9944 | 0.9965 | 0.996 | 0.9813 | 0 | 0.885 |  |  |  | 0 | 1 | 1 | 1 | 1 | 0.11314 | 0.011314 | 0.285 |  | 1
72 | 1 | 1 | 1 | 1 | 1 | 1 | 1 | 1 | 1 | [18 empty] | 0.538 | 0.186 | 0 | 0.939 | 0.526 | 0.816 | 0.158 | 0.86133 | 0.55771 | 0.016831 | 0.86536 | 0.46073 | 0.022234 | 0.7436 | 0.32683 | 0.01181 | 0.60785 | 0.22885 | 0.0004348 | 0.54033 | 0.20285 | 0.00041495 | 0.966 | 0.991 | 0.612 | 0.903 | 0.18583 | 0.12259 | 1 | 1 | 1 | 1 | 1 | 1 | 1 | 1 | 1 | 0.937 | 0.9977 | 0.9944 | 0.9957 | 0.0069 | 0 | 0 | 0.9977 | 0.9944 | 0.9965 | 0.9951 | 0.0037 | 0 | 0.9977 | 0.9944 | 0.9965 | 0.996 | 0.996 | 0 | 0.906 |  |  |  | 0 | 1 | 1 | 1 | 1 | 0.13634 | 0.013634 | 0.301 |  | 1
73 | 1 | 1 | 1 | 1 | 1 | 1 | 1 | 1 | 1 | [18 empty] | 0.581 | 0.221 | 0 | 0.951 | 0.559 | 0.839 | 0.163 | 0.8809 | 0.59371 | 0.020702 | 0.88834 | 0.50504 | 0.028648 | 0.77704 | 0.36535 | 0.014977 | 0.64568 | 0.25998 | 0.00065512 | 0.58031 | 0.23037 | 0.00060158 | 0.973 | 0.994 | 0.658 | 0.924 | 0.23067 | 0.15161 | 1 | 1 | 1 | 1 | 1 | 1 | 1 | 1 | 1 | 0.973 | 0.9977 | 0.9944 | 0.9966 | 0.0445 | 0 | 0 | 0.9977 | 0.9944 | 0.9965 | 0.9954 | 0.0074 | 0 | 0.9977 | 0.9944 | 0.9965 | 0.996 | 0.996 | 0 | 0.923 |  |  |  | 0 | 1 | 1 | 1 | 1 | 0.1643 | 0.01643 | 0.317 |  | 1
74 | 1 | 1 | 1 | 1 | 1 | 1 | 1 | 1 | 1 | [18 empty] | 0.621 | 0.26 | 0 | 0.959 | 0.591 | 0.857 | 0.17 | 0.89821 | 0.62847 | 0.025233 | 0.90812 | 0.54869 | 0.036413 | 0.80745 | 0.40473 | 0.018791 | 0.68163 | 0.2927 | 0.00096959 | 0.61896 | 0.25944 | 0.0008591 | 0.978 | 0.995 | 0.693 | 0.933 | 0.28027 | 0.1844 | 1 | 1 | 1 | 1 | 1 | 1 | 1 | 1 | 1 | 0.991 | 0.9977 | 0.9944 | 0.9968 | 0.2054 | 0 | 0 | 0.9977 | 0.9944 | 0.9965 | 0.9956 | 0.0169 | 0 | 0.9977 | 0.9944 | 0.9965 | 0.996 | 0.996 | 0 | 0.937 |  |  |  | 0 | 1 | 1 | 1 | 1 | 0.198 | 0.0198 | 0.334 |  | 1
75 | 1 | 1 | 1 | 1 | 1 | 1 | 1 | 1 | 1 | [18 empty] | 0.66 | 0.298 | 0 | 0.967 | 0.623 | 0.875 | 0.177 | 0.91342 | 0.66177 | 0.030489 | 0.92497 | 0.59119 | 0.045684 | 0.83482 | 0.44456 | 0.023334 | 0.7155 | 0.32673 | 0.0014105 | 0.65595 | 0.28987 | 0.0012092 | 0.983 | 0.996 | 0.729 | 0.942 | 0.33378 | 0.22076 | 1 | 1 | 1 | 1 | 1 | 1 | 1 | 1 | 1 | 1 | 0.9977 | 0.9944 | 0.997 | 0.523 | 0 | 0 | 0.9977 | 0.9944 | 0.9965 | 0.9957 | 0.0704 | 0 | 0.9977 | 0.9944 | 0.9965 | 0.996 | 0.996 | 0 | 0.95 |  |  |  | 0 | 1 | 1 | 1 | 1 | 0.23861 | 0.023861 | 0.35 |  | 1
76 | 1 | 1 | 1 | 1 | 1 | 1 | 1 | 1 | 1 | [18 empty] | 0.696 | 0.336 | 0 | 0.976 | 0.654 | 0.893 | 0.184 | 0.9267 | 0.69343 | 0.036535 | 0.93917 | 0.6321 | 0.056605 | 0.85923 | 0.48441 | 0.02869 | 0.74714 | 0.36179 | 0.0020183 | 0.69105 | 0.32144 | 0.0016784 | 0.988 | 0.996 | 0.765 | 0.951 | 0.39013 | 0.26034 | 1 | 1 | 1 | 1 | 1 | 1 | 1 | 1 | 1 | 1 | 0.9977 | 0.9944 | 0.9972 | 0.7832 | 0 | 0 | 0.9977 | 0.9944 | 0.9965 | 0.9959 | 0.2467 | 0 | 0.9977 | 0.9944 | 0.9965 | 0.996 | 0.996 | 0 | 0.96 |  |  |  | 0 | 1 | 1 | 1 | 1 | 0.28755 | 0.028755 | 0.366 |  | 1
77 | 1 | 1 | 1 | 1 | 1 | 1 | 1 | 1 | 1 | [18 empty] | 0.73 | 0.375 | 0 | 0.984 | 0.686 | 0.911 | 0.191 | 0.93821 | 0.72333 | 0.043431 | 0.95104 | 0.67106 | 0.069303 | 0.8808 | 0.5239 | 0.034942 | 0.77644 | 0.39758 | 0.0028423 | 0.72406 | 0.35393 | 0.0022985 | 0.993 | 0.997 | 0.801 | 0.96 | 0.44811 | 0.30272 | 1 | 1 | 1 | 1 | 1 | 1 | 1 | 1 | 1 | 1 | 0.9977 | 0.9944 | 0.9974 | 0.9418 | 0 | 0 | 0.9977 | 0.9944 | 0.9966 | 0.996 | 0.4708 | 0 | 0.9977 | 0.9944 | 0.9966 | 0.996 | 0.996 | 0 | 0.97 |  |  |  | 0 | 1 | 1 | 1 | 1 |  |  | 0.386 |  | 1
78 | 1 | 1 | 1 | 1 | 1 | 1 | 1 | 1 | 1 | [18 empty] | 0.755 | 0.413 | 0 | 0.992 | 0.718 | 0.93 | 0.198 | 0.94815 | 0.75136 | 0.051231 | 0.96086 | 0.70778 | 0.083886 | 0.89969 | 0.56265 | 0.042168 | 0.80338 | 0.43377 | 0.0039419 | 0.75485 | 0.38707 | 0.0031073 | 0.997 | 0.998 | 0.837 | 0.969 | 0.50646 | 0.34734 | 1 | 1 | 1 | 1 | 1 | 1 | 1 | 1 | 1 | 1 | 0.9977 | 0.9944 | 0.9976 | 0.9887 | 0 | 0 | 0.9977 | 0.9944 | 0.9966 | 0.996 | 0.7929 | 0 | 0.9977 | 0.9944 | 0.9966 | 0.996 | 0.996 | 0 | 0.979 |  |  |  | 0.003 | 1 | 1 | 1 | 1 |  |  | 0.408 |  | 1
79 | 1 | 1 | 1 | 1 | 1 | 1 | 1 | 1 | 1 | [18 empty] | 0.784 | 0.452 | 0 | 1.001 | 0.749 | 0.937 | 0.207 | 0.95666 | 0.77748 | 0.059988 | 0.96892 | 0.74204 | 0.10043 | 0.9161 | 0.60033 | 0.050443 | 0.82794 | 0.47005 | 0.0053868 | 0.78333 | 0.42062 | 0.0041486 | 1 | 0.999 | 0.856 | 0.973 | 0.56394 | 0.39357 | 1 | 1 | 1 | 1 | 1 | 1 | 1 | 1 | 1 | 1 | 0.9977 | 0.9944 | 0.9977 | 0.9943 | 0.0001 | 0 | 0.9977 | 0.9944 | 0.9967 | 0.996 | 0.9629 | 0 | 0.9977 | 0.9944 | 0.9967 | 0.996 | 0.996 | 0 | 0.988 |  |  |  | 0.01 | 1 | 1 | 1 | 1 |  |  | 0.429 |  | 1
80 | 1 | 1 | 1 | 1 | 1 | 1 | 1 | 1 | 1 | [18 empty] | 0.812 | 0.49 | 0 |  | 0.781 | 0.943 | 0.216 | 0.96393 | 0.80166 | 0.069743 | 0.97548 | 0.7737 | 0.11899 | 0.93024 | 0.63664 | 0.059836 | 0.85018 | 0.50612 | 0.0072576 | 0.80948 | 0.45433 | 0.0054726 | 1 | 0.999 | 0.871 | 0.977 | 0.6194 | 0.44075 | 1 | 1 | 1 | 1 | 1 | 1 | 1 | 1 | 1 | 1 | 0.9977 | 0.9944 | 0.9979 | 0.996 | 0.0003 | 0 | 0.9977 | 0.9944 | 0.9968 | 0.996 | 0.9954 | 0 | 0.9977 | 0.9944 | 0.9968 | 0.996 | 0.996 | 0 | 0.991 |  |  |  | 0.024 | 1 | 1 | 1 | 1 |  |  | 0.45 |  | 1
81 | 1 | 1 | 1 | 1 | 1 | 1 | 1 | 1 | 1 | [18 empty] | 0.847 | 0.529 | 0 |  | 0.812 | 0.949 | 0.225 | 0.97009 | 0.82391 | 0.080533 | 0.98078 | 0.80269 | 0.13957 | 0.94233 | 0.67134 | 0.070406 | 0.87018 | 0.5417 | 0.0096454 | 0.83331 | 0.48794 | 0.0071363 | 1 | 1 | 0.886 | 0.981 | 0.67186 | 0.48818 | [10 empty] | 0.9977 | 0.9944 | 0.998 | 0.996 | 0.0005 | 0 | 0.9977 | 0.9944 | 0.9969 | 0.996 | 0.996 | 0 | 0.9977 | 0.9944 | 0.9969 | 0.996 | 0.996 | 0 | 0.995 |  |  |  | 0.058 | 1 | 1 | 1 | 1 |  |  | 0.471 |  | 1
82 | 1 | 1 | 1 | 1 | 1 | 1 | 1 | 1 | 1 | [18 empty] | 0.866 | 0.569 | 0 |  | 0.844 | 0.956 | 0.234 | 0.9753 | 0.84427 | 0.092384 | 0.98502 | 0.829 | 0.16216 | 0.95259 | 0.70422 | 0.0822 | 0.88803 | 0.57652 | 0.012651 | 0.85487 | 0.52123 | 0.0092023 | 1 | 1 | 0.901 | 0.984 | 0.72056 | 0.5352 | [10 empty] | 0.9977 | 0.9944 | 0.9981 | 0.996 | 0.0014 | 0 | 0.9977 | 0.9944 | 0.9969 | 0.996 | 0.996 | 0 | 0.9977 | 0.9944 | 0.9969 | 0.996 | 0.996 | 0 | 0.997 |  |  |  | 0.144 | 1 | 1 | 1 | 1 |  |  | 0.49 |  | 1
83 | 1 | 1 | 1 | 1 | 1 | 1 | 1 | 1 | 1 | [18 empty] | 0.884 | 0.606 | 0 |  | 0.873 | 0.962 | 0.243 | 0.97967 | 0.8628 | 0.10531 | 0.9884 | 0.85267 | 0.18669 | 0.96124 | 0.73513 | 0.095254 | 0.90388 | 0.61034 | 0.016385 | 0.87424 | 0.55397 | 0.01174 | 1 | 1 | 0.916 | 0.988 | 0.76493 | 0.58118 | [10 empty] | 0.9977 | 0.9944 | 0.9982 | 0.996 | 0.0047 | 0 | 0.9977 | 0.9944 | 0.997 | 0.996 | 0.996 | 0 | 0.9977 | 0.9944 | 0.997 | 0.996 | 0.996 | 0 | 0.999 |  |  |  | 0.257 | 1 | 1 | 1 | 1 |  |  | 0.508 |  | 1
84 | 1 | 1 | 1 | 1 | 1 | 1 | 1 | 1 | 1 | [18 empty] | 0.903 | 0.641 | 0 |  | 0.885 | 0.968 | 0.264 | 0.98333 | 0.87957 | 0.11932 | 0.99106 | 0.8738 | 0.21305 | 0.96847 | 0.76397 | 0.10959 | 0.91785 | 0.64295 | 0.020963 | 0.89154 | 0.58596 | 0.014822 | 1 | 1 | 0.931 | 0.992 | 0.80465 | 0.62554 | [10 empty] | 0.9977 | 0.9944 | 0.9983 | 0.996 | 0.0104 | 0 | 0.9977 | 0.9944 | 0.9971 | 0.996 | 0.996 | 0 | 0.9977 | 0.9944 | 0.9971 | 0.996 | 0.996 | 0 | 1 |  |  |  | 0.53 | 1 | 1 | 1 | 1 |  |  | 0.526 |  | 1
85 | 1 | 1 | 1 | 1 | 1 | 1 | 1 | 1 | 1 | [18 empty] | 0.929 | 0.675 | 0 |  | 0.897 |  | 0.286 | 0.98637 | 0.89466 | 0.13441 | 0.99315 | 0.89251 | 0.24112 | 0.97449 | 0.79068 | 0.12522 | 0.9301 | 0.67419 | 0.026507 | 0.90687 | 0.61702 | 0.018527 | 1 | 1 | 0.944 | 0.995 | 0.8396 | 0.6678 | [10 empty] | 0.9977 | 0.9944 | 0.9983 | 0.996 | 0.0268 | 0 | 0.9977 | 0.9944 | 0.9972 | 0.996 | 0.996 | 0 | 0.9977 | 0.9944 | 0.9972 | 0.996 | 0.996 | 0 | 1 |  |  |  | 0.72 | 1 | 1 | 1 | 1 |  |  | 0.544 |  | 1
86 | [27 empty] | 0.939 | 0.709 | 0 |  | 0.908 |  | 0.309 | 0.9889 | 0.90819 | 0.15056 | 0.99478 | 0.90895 | 0.27073 | 0.97945 | 0.81524 | 0.14214 | 0.94077 | 0.7039 | 0.033141 | 0.9204 | 0.647 | 0.022937 | 1 | 1 | 0.949 | 0.997 | 0.86986 | 0.70757 | [10 empty] | 0.9977 | 0.9944 | 0.9984 | 0.996 | 0.1055 | 0 | 0.9977 | 0.9944 | 0.9974 | 0.996 | 0.996 | 0 | 0.9977 | 0.9944 | 0.9974 | 0.996 | 0.996 | 0 | 1 |  |  |  | 0.885 | 1 | 1 | 1 | 1 |  |  | 0.561 |  | 1
87 | [27 empty] | 0.948 | 0.74 | 0 |  | 0.92 |  | 0.331 | 0.99098 | 0.92025 | 0.16775 | 0.99604 | 0.92329 | 0.30168 | 0.98353 | 0.83768 | 0.16031 | 0.95002 | 0.73198 | 0.040985 | 0.93225 | 0.67576 | 0.028133 | 1 | 1 | 0.954 | 1 | 0.89564 | 0.74456 | [10 empty] | 0.9977 | 0.9944 | 0.9984 | 0.996 | 0.2807 | 0 | 0.9977 | 0.9944 | 0.9975 | 0.996 | 0.996 | 0 | 0.9977 | 0.9944 | 0.9975 | 0.996 | 0.996 | 0 | 1 |  |  |  | 0.955 | 1 | 1 | 1 | 1 |  |  | 0.579 |  | 1
88 | [27 empty] | 0.957 | 0.772 | 0 |  | 0.932 |  | 0.354 | 0.9927 | 0.93096 | 0.18593 | 0.99702 | 0.93571 | 0.33375 | 0.98687 | 0.85804 | 0.17971 | 0.95799 | 0.75836 | 0.050158 | 0.94258 | 0.7032 | 0.034198 | 1 | 1 | 0.959 | 1 | 0.91727 | 0.77857 | [10 empty] | 0.9977 | 0.9944 | 0.9985 | 0.996 | 0.6473 | 0 | 0.9977 | 0.9944 | 0.9976 | 0.996 | 0.996 | 0 | 0.9977 | 0.9944 | 0.9976 | 0.996 | 0.996 | 0.0001 | 1 |  |  |  | 0.993 | 1 | 1 | 1 | 1 |  |  | 0.596 |  | 1
89 | [27 empty] | 0.965 | 0.803 | 0 |  | 0.944 |  | 0.376 | 0.99411 | 0.94042 | 0.20507 | 0.99776 | 0.94639 | 0.3667 | 0.98957 | 0.87639 | 0.20027 | 0.96483 | 0.78299 | 0.060766 | 0.95153 | 0.72923 | 0.041212 | 1 | 1 | 0.964 | 1 | 0.93516 | 0.80949 | [10 empty] | 0.9977 | 0.9944 | 0.9985 | 0.996 | 0.8469 | 0 | 0.9977 | 0.9944 | 0.9977 | 0.996 | 0.996 | 0 | 0.9977 | 0.9944 | 0.9977 | 0.996 | 0.996 | 0.0009 | 1 |  |  |  | 1 | 1 | 1 | 1 | 1 |  |  | 0.612 |  | 1
90 | [27 empty] | 0.973 | 0.829 | 0 |  | 0.955 |  | 0.405 | 0.99526 | 0.94874 | 0.22509 | 0.99833 | 0.95552 | 0.40028 | 0.99175 | 0.89284 | 0.22194 | 0.97067 | 0.80585 | 0.072907 | 0.95925 | 0.7538 | 0.049253 | 1 | 1 | 0.969 | 1 | 0.94974 | 0.83731 | [10 empty] | 0.9977 | 0.9944 | 0.9985 | 0.996 | 0.9527 | 0 | 0.9977 | 0.9944 | 0.9979 | 0.996 | 0.996 | 0 | 0.9977 | 0.9944 | 0.9979 | 0.996 | 0.996 | 0.002 | 1 |  |  |  | 1 | 1 | 1 | 1 | 1 |  |  | 0.627 |  | 1
91 | [27 empty] | 0.976 | 0.845 | 0 |  | 0.967 |  | 0.437 | 0.99619 | 0.95604 | 0.24594 | 0.99875 | 0.96328 | 0.43423 | 0.99351 | 0.9075 | 0.24463 | 0.97563 | 0.82696 | 0.086658 | 0.96587 | 0.77687 | 0.05839 | 1 | 1 | 0.97 | 1 | 0.96146 | 0.86208 | [10 empty] | 0.9977 | 0.9944 | 0.9986 | 0.996 | 0.9954 | 0 | 0.9977 | 0.9944 | 0.998 | 0.996 | 0.996 | 0.0004 | 0.9977 | 0.9944 | 0.998 | 0.996 | 0.996 | 0.0033 | [11 empty] | 0.643 |  | 1
92 | [27 empty] | 0.98 | 0.861 | 0 |  | 0.979 |  | 0.468 | 0.99695 | 0.96241 | 0.26754 | 0.99908 | 0.96982 | 0.46829 | 0.99491 | 0.92048 | 0.26824 | 0.97982 | 0.84633 | 0.10208 | 0.97152 | 0.79843 | 0.068687 | 1 | 1 | 0.971 | 1 | 0.97076 | 0.88391 | [10 empty] | 0.9977 | 0.9944 | 0.9986 | 0.996 | 0.996 | 0 | 0.9977 | 0.9944 | 0.9982 | 0.996 | 0.996 | 0.001 | 0.9977 | 0.9944 | 0.9982 | 0.996 | 0.996 | 0.0049 | [11 empty] | 0.66 |  | 1
93 | [27 empty] | 0.984 | 0.876 | 0 |  | 0.99 |  | 0.499 | 0.99757 | 0.96794 | 0.28981 | 0.99932 | 0.97531 | 0.50222 | 0.99602 | 0.93191 | 0.29267 | 0.98334 | 0.86403 | 0.11921 | 0.97632 | 0.81848 | 0.080199 | 1 | 1 | 0.971 | 1 | 0.97805 | 0.90298 | [10 empty] | 0.9977 | 0.9944 | 0.9986 | 0.996 | 0.996 | 0 | 0.9977 | 0.9944 | 0.9983 | 0.996 | 0.996 | 0.0017 | 0.9977 | 0.9944 | 0.9983 | 0.996 | 0.996 | 0.0069 | [11 empty] | 0.683 |  | 1
94 | [27 empty] | 0.988 | 0.892 | 0 |  | 0.995 |  | 0.531 | 0.99806 | 0.97274 | 0.31266 | 0.9995 | 0.9799 | 0.53577 | 0.9969 | 0.94194 | 0.31782 | 0.9863 | 0.88011 | 0.13806 | 0.98039 | 0.83703 | 0.092966 | 1 | 1 | 0.972 | 1 | 0.98368 | 0.91948 | [10 empty] | 0.9977 | 0.9944 | 0.9986 | 0.996 | 0.996 | 0 | 0.9977 | 0.9944 | 0.9985 | 0.996 | 0.996 | 0.0025 | 0.9977 | 0.9944 | 0.9985 | 0.996 | 0.996 | 0.0091 | [11 empty] | 0.706 |  | 1
95 | [27 empty] | 0.992 | 0.907 | 0 |  | 0.997 |  | 0.557 | 0.99846 | 0.97688 | 0.336 | 0.99963 | 0.9837 | 0.56871 | 0.9976 | 0.95067 | 0.34355 | 0.98877 | 0.89466 | 0.15862 | 0.98381 | 0.85413 | W2.7: 0.10702; W3.1: 1; W3.2: 1; W3.3: 0.973; W3.4: 1; W3.15: 0.98799; W3.15: 0.93362; W3.26: 0.9977; W3.27: 0.9944; W3.29: 0.996; W3.30: 0.996; W3.31: 0.0002; W3.32: 0.9977; W3.33: 0.9944; W3.35: 0.996; W3.36: 0.996; W3.37: 0.0035; W3.38: 0.9977; W3.39: 0.9944; W3.41: 0.996; W3.42: 0.996; W3.43: 0.0299 | [9 empty] | 0.727 |  | 1
96 | [27 empty] | 0.996 | 0.923 | 0 |  | 1 |  | 0.572 | 0.99878 | 0.98045 | 0.35973 | 0.99973 | 0.98684 | 0.60085 | 0.99815 | 0.95825 | 0.36975 | 0.99082 | 0.90775 | 0.18085 | 0.98667 | 0.86982 | W2.7: 0.12237; W3.1: 1; W3.2: 1; W3.3: 0.974; W3.4: 1; W3.15: 0.99124; W3.15: 0.94564; W3.26: 0.9977; W3.27: 0.9944; W3.29: 0.996; W3.30: 0.996; W3.31: 0.0006; W3.32: 0.9977; W3.33: 0.9944; W3.35: 0.996; W3.36: 0.996; W3.37: 0.0045; W3.38: 0.9977; W3.39: 0.9944; W3.41: 0.996; W3.42: 0.996; W3.43: 0.0948 | [9 empty] | 0.739 |  | 1
97 | [27 empty] | 0.998 | 0.939 | 0 |  | 1 |  | 0.586 | 0.99903 | 0.9835 | 0.38377 | 0.99981 | 0.98942 | 0.632 | 0.99857 | 0.96479 | 0.39629 | 0.99252 | 0.91948 | 0.20467 | 0.98907 | 0.88416 | W2.7: 0.13902; W3.1: 1; W3.2: 1; W3.3: 0.976; W3.4: 1; W3.15: 0.99368; W3.15: 0.95578; W3.29: 0.996; W3.30: 0.996; W3.31: 0.001; W3.35: 0.996; W3.36: 0.996; W3.37: 0.0057; W3.41: 0.996; W3.42: 0.996; W3.43: 0.3041 | [9 empty] | 0.75 |  | 1
98 | [27 empty] | 1 | 0.954 | 0 |  | 1 |  | 0.6 | 0.99924 | 0.98611 | 0.40801 | 0.99986 | 0.99152 | 0.66199 | 0.9989 | 0.97042 | 0.42304 | 0.99393 | 0.92994 | 0.22999 | 0.99106 | 0.89721 | W2.7: 0.15696; W3.1: 1; W3.2: 1; W3.3: 0.979; W3.4: 1; W3.15: 0.99547; W3.15: 0.96425; W3.29: 0.996; W3.30: 0.996; W3.31: 0.0015; W3.35: 0.996; W3.36: 0.996; W3.37: 0.007; W3.41: 0.996; W3.42: 0.996; W3.43: 0.5927 | [9 empty] | 0.762 |  | 1
99 | [28 empty] | 0.969 | 0 |  | 1 |  | 0.614 | 0.9994 | 0.98834 | 0.43235 | 0.9999 | 0.99324 | 0.69071 | 0.99916 | 0.97523 | 0.44987 | 0.99508 | 0.93924 | 0.2567 | 0.99271 | 0.90904 | W2.7: 0.17616; W3.1: 1; W3.2: 1; W3.3: 0.982; W3.4: 1; W3.15: 0.99679; W3.15: 0.97128; W3.29: 0.996; W3.30: 0.996; W3.31: 0.002; W3.35: 0.996; W3.36: 0.996; W3.37: 0.0142; W3.41: 0.996; W3.42: 0.996; W3.43: 0.8614 | [9 empty] | 0.773 |  | 1
100 | [28 empty] | 0.977 | 0 |  | 1 |  | 0.629 | 0.99953 | 0.99023 | 0.45671 | 0.99993 | 0.99462 | 0.71803 | 0.99936 | 0.97932 | 0.47666 | 0.99602 | 0.94746 | 0.28464 | 0.99408 | 0.91973 | W2.7: 0.19656; W3.1: 1; W3.2: 1; W3.3: 0.985; W3.4: 1; W3.15: 0.99774; W3.15: 0.97706; W3.29: 0.996; W3.30: 0.996; W3.31: 0.0025; W3.35: 0.996; W3.36: 0.996; W3.37: 0.0392; W3.41: 0.996; W3.42: 0.996; W3.43: 0.9625 | [9 empty] | 0.784 |  | 1
101 | [28 empty] | 0.986 | 0 |  | 1 |  | 0.65 | 0.99963 | 0.99184 | 0.48098 | 0.99995 | 0.99574 | 0.74387 | 0.99951 | 0.9828 | 0.50329 | 0.9968 | 0.9547 | 0.31367 | 0.9952 | 0.92935 | W2.7: 0.21811; W3.1: 1; W3.2: 1; W3.3: 0.988; W3.4: 1; W3.15: 0.99842; W3.15: 0.98179; W3.29: 0.996; W3.30: 0.996; W3.31: 0.0032; W3.35: 0.996; W3.36: 0.996; W3.37: 0.151; W3.41: 0.996; W3.42: 0.996; W3.43: 0.9926 | [9 empty] | 0.797 |  | 1
102 | [28 empty] | 0.996 | 0 |  | 1 |  | 0.683 | 0.99971 | 0.99319 | 0.50509 | 0.99996 | 0.99664 | 0.76819 | 0.99963 | 0.98574 | 0.52964 | 0.99743 | 0.96106 | 0.34359 | 0.99612 | 0.93797 | W2.7: 0.24074; W3.1: 1; W3.2: 1; W3.3: 0.989; W3.4: 1; W3.15: 0.99891; W3.15: 0.98563; W3.29: 0.996; W3.30: 0.996; W3.31: 0.0038; W3.35: 0.996; W3.36: 0.996; W3.37: 0.3552; W3.41: 0.996; W3.42: 0.996; W3.43: 0.9946 | [9 empty] | 0.809 |  | 1
103 | [28 empty] | 1 | 0 |  | 1 |  | 0.717 | 0.99977 | 0.99433 | 0.52894 | 0.99997 | 0.99736 | 0.79095 | 0.99972 | 0.98821 | 0.55561 | 0.99794 | 0.96663 | 0.37422 | 0.99687 | 0.94568 | W2.7: 0.26434; W3.1: 1; W3.2: 1; W3.3: 0.99; W3.4: 1; W3.15: 0.99925; W3.15: 0.98872; W3.29: 0.996; W3.30: 0.996; W3.31: 0.0046; W3.35: 0.996; W3.36: 0.996; W3.37: 0.6282; W3.41: 0.996; W3.42: 0.996; W3.43: 0.9953 | [9 empty] | 0.822 |  | 1
104 | [29 empty] | 0 |  | 1 |  | 0.75 | 0.99982 | 0.99529 | 0.55246 | 0.99998 | 0.99793 | 0.81214 | 0.99979 | 0.99028 | 0.58109 | 0.99835 | 0.97147 | 0.40535 | 0.99749 | 0.95255 | W2.7: 0.28882; W3.1: 1; W3.2: 1; W3.3: 0.991; W3.4: 1; W3.15: 0.99949; W3.15: 0.99119; W3.29: 0.996; W3.30: 0.996; W3.31: 0.0067; W3.35: 0.996; W3.36: 0.996; W3.37: 0.8502; W3.41: 0.996; W3.42: 0.996; W3.43: 0.9957 | [9 empty] | 0.835 |  | 1
105 | [29 empty] | 0 |  |  |  | 0.784 | 0.99986 | 0.9961 | 0.57558 | 0.99999 | 0.99838 | 0.83176 | 0.99984 | 0.99202 | 0.606 | 0.99868 | 0.97568 | 0.4368 | 0.99798 | 0.95864 | W2.7: 0.31407; W3.1: 1; W3.2: 1; W3.3: 0.991; W3.4: 1; W3.15: 0.99966; W3.15: 0.99316; W3.30: 0.996; W3.31: 0.0137; W3.36: 0.996; W3.37: 0.9442; W3.42: 0.996; W3.43: 0.9959 | [9 empty] | 0.846 |  | 1
106 | [29 empty] | 0 |  |  |  | 0.814 | 0.99989 | 0.99677 | 0.59822 | 0.99999 | 0.99874 | 0.84985 | 0.99988 | 0.99346 | 0.63025 | 0.99895 | 0.97932 | 0.46834 | 0.99839 | 0.96404 | W2.7: 0.33998; W3.1: 1; W3.2: 1; W3.3: 0.992; W3.4: 1; W3.15: 0.99977; W3.15: 0.99472; W3.30: 0.996; W3.31: 0.0385; W3.36: 0.996; W3.37: 0.9909; W3.42: 0.996; W3.43: 0.996 | [9 empty] | 0.852 |  | 1
107 | [29 empty] | 0 |  |  |  | 0.827 | 0.99992 | 0.99733 | 0.62033 | 0.99999 | 0.99902 | 0.86644 | 0.99991 | 0.99465 | 0.65378 | 0.99917 | 0.98246 | 0.49979 | 0.99871 | 0.9688 | W2.7: 0.3664; W3.1: 1; W3.2: 1; W3.3: 0.992; W3.4: 1; W3.15: 0.99985; W3.15: 0.99594; W3.31: 0.1236; W3.37: 0.996; W3.43: 0.996 | [9 empty] | 0.858 |  | 1
108 | [29 empty] | 0 |  |  |  | 0.839 | 0.99993 | 0.9978 | 0.64186 | 1 | 0.99924 | 0.88159 | 0.99993 | 0.99564 | 0.67652 | 0.99934 | 0.98516 | 0.53094 | 0.99897 | 0.973 | W2.7: 0.39323; W3.1: 1; W3.2: 1; W3.3: 0.991; W3.4: 1; W3.15: 0.9999; W3.15: 0.9969; W3.31: 0.2849; W3.37: 0.996; W3.43: 0.996 | [9 empty] | 0.865 |  | 1
109 | [29 empty] | 0 |  |  |  | 0.851 | 0.99995 | 0.99819 | 0.66275 | 1 | 0.99941 | 0.89536 | 0.99995 | 0.99646 | 0.69841 | 0.99948 | 0.98748 | 0.56162 | 0.99918 | 0.97668 | W2.7: 0.42031; W3.1: 1; W3.2: 1; W3.3: 0.991; W3.4: 1; W3.15: 0.99993; W3.15: 0.99764; W3.31: 0.5473; W3.37: 0.996; W3.43: 0.996 | [9 empty] | 0.871 |  | 1
110 | [29 empty] | 0 |  |  |  | 0.863 | 0.99996 | 0.99851 | 0.68296 | 1 | 0.99955 | 0.90782 | 0.99996 | 0.99713 | 0.71942 | 0.99959 | 0.98946 | 0.59166 | 0.99935 | 0.9799 | W2.7: 0.44753; W3.1: 1; W3.2: 1; W3.3: 0.99; W3.4: 1; W3.15: 0.99996; W3.15: 0.99821; W3.31: 0.7612; W3.37: 0.996; W3.43: 0.996 | [9 empty] | 0.877 |  | 1
111 | [29 empty] | 0 |  |  |  | 0.875 | 0.99997 | 0.99878 | 0.70247 | 1 | 0.99965 | 0.91905 | 0.99997 | 0.99768 | 0.73952 | 0.99968 | 0.99114 | 0.62091 | 0.99949 | 0.98271 | W2.7: 0.47474; W3.1: 1; W3.2: 1; W3.3: 0.989; W3.4: 1; W3.15: 0.99997; W3.15: 0.99865; W3.31: 0.9111; W3.37: 0.996; W3.43: 0.996 | [9 empty] | 0.884 |  | 1
112 | [29 empty] | 0.001 |  |  |  | 0.887 | 0.99998 | 0.999 | 0.72124 | 1 | 0.99973 | 0.92913 | 0.99998 | 0.99813 | 0.75868 | 0.99974 | 0.99257 | 0.64923 | 0.9996 | 0.98515 | W2.7: 0.50183; W3.1: 1; W3.2: 1; W3.3: 0.989; W3.4: 1; W3.15: 0.99998; W3.15: 0.99899; W3.31: 0.9742; W3.37: 0.996; W3.43: 0.996 | [9 empty] | 0.889 |  | 1
113 | [29 empty] | 0.004 |  |  |  |  | 0.99998 | 0.99918 | 0.73926 | 1 | 0.9998 | 0.93814 | 0.99999 | 0.99849 | 0.77688 | 0.9998 | 0.99379 | 0.6765 | 0.99968 | 0.98728 | W2.7: 0.52867; W3.1: 1; W3.2: 1; W3.3: 1; W3.4: 1; W3.15: 0.99999; W3.15: 0.99924; W3.31: 0.9928; W3.37: 0.996; W3.43: 0.996 | [9 empty] | 0.893 |  | 1
114 | [29 empty] | 0.006 |  |  |  |  | 0.99999 | 0.99933 | 0.75651 | 1 | 0.99985 | 0.94616 | 0.99999 | 0.99879 | 0.79413 | 0.99984 | 0.99482 | 0.70263 | 0.99975 | 0.98912 | W2.7: 0.55515; W3.1: 1; W3.2: 1; W3.3: 1; W3.4: 1; W3.15: 0.99999; W3.15: 0.99944; W3.31: 0.996; W3.37: 0.996; W3.43: 0.996 | [9 empty] | 0.897 |  | 1
115 | [29 empty] | 0.009 |  |  |  |  | 0.99999 | 0.99946 | 0.77298 | 1 | 0.99988 | 0.95328 | 0.99999 | 0.99903 | 0.81042 | 0.99988 | 0.99568 | 0.72753 | 0.9998 | 0.99071 | W2.7: 0.58115; W3.1: 1; W3.2: 1; W3.3: 1; W3.4: 1; W3.15: 1; W3.15: 0.99958; W3.31: 0.996; W3.37: 0.996; W3.43: 0.996 | [9 empty] | 0.902 |  | 1
116 | [29 empty] | 0.013 |  |  |  |  | 0.99999 | 0.99956 | 0.78867 | 1 | 0.99991 | 0.95956 | 0.99999 | 0.99922 | 0.82577 | 0.9999 | 0.99641 | 0.75116 | 0.99985 | 0.99209 | W2.7: 0.60659; W3.1: 1; W3.2: 1; W3.3: 1; W3.4: 1; W3.15: 1; W3.15: 0.99969; W3.31: 0.996; W3.37: 0.996; W3.43: 0.996 | [9 empty] | 0.906 |  | 1
117 | [29 empty] | 0.018 |  |  |  |  | 0.99999 | 0.99964 | 0.80358 | 1 | 0.99993 | 0.9651 | 1 | 0.99938 | 0.84017 | 0.99993 | 0.99702 | 0.77345 | 0.99988 | 0.99327 | W2.7: 0.63136; W3.1: 1; W3.2: 1; W3.3: 1; W3.4: 1; W3.15: 1; W3.15: 0.99977; W3.31: 0.996; W3.37: 0.996; W3.43: 0.996 | [9 empty] | 0.91 |  | 1
118 | [29 empty] | 0.022 |  |  |  |  | 1 | 0.99971 | 0.81772 | 1 | 0.99995 | 0.96996 | 1 | 0.99951 | 0.85367 | 0.99994 | 0.99753 | 0.7944 | 0.99991 | 0.99428 | W2.7: 0.6554; W3.1: 1; W3.2: 1; W3.3: 1; W3.4: 1; W3.15: 1; W3.15: 0.99983; W3.31: 0.996; W3.37: 0.996; W3.43: 0.996 | [9 empty] | 0.914 |  | 1
119 | [29 empty] | 0.025 |  |  |  |  | 1 | 0.99976 | 0.83109 | 1 | 0.99996 | 0.97421 | 1 | 0.99961 | 0.86627 | 0.99995 | 0.99796 | 0.81399 | 0.99993 | 0.99515 | W2.7: 0.67863; W3.1: 1; W3.2: 1; W3.3: 1; W3.4: 1; W3.15: 1; W3.15: 0.99988; W3.31: 0.996; W3.37: 0.996; W3.43: 0.996 | [9 empty] | 0.918 |  | 1
120 | [29 empty] | 0.028 |  |  |  |  | 1 | 0.99981 | 0.84371 | 1 | 0.99997 | 0.97792 | 1 | 0.99969 | 0.87801 | 0.99996 | 0.99832 | 0.83223 | 0.99994 | 0.9959 | W2.7: 0.701; W3.1: 1; W3.2: 1; W3.3: 1; W3.4: 1; W3.15: 1; W3.15: 0.99991; W3.31: 0.996; W3.37: 0.996; W3.43: 0.996 | [9 empty] | 0.923 |  | 1
121 | [29 empty] | 0.03 |  |  |  |  | 1 | 0.99984 | 0.85559 | 1 | 0.99998 | 0.98114 | 1 | 0.99975 | 0.88892 | 0.99997 | 0.99861 | 0.84914 | 0.99996 | 0.99653 | W2.7: 0.72245; W3.1: 1; W3.2: 1; W3.3: 1; W3.4: 1; W3.15: 1; W3.15: 0.99994; W3.31: 0.996; W3.37: 0.996; W3.43: 0.996 | [9 empty] | 0.927 |  | 1
122 | [29 empty] | 0.032 |  |  |  |  | 1 | 0.99987 | 0.86676 | 1 | 0.99998 | 0.98393 | 1 | 0.9998 | 0.89903 | 0.99998 | 0.99886 | 0.86475 | 0.99997 | 0.99707 | W2.7: 0.74296; W3.1: 1; W3.2: 1; W3.3: 1; W3.4: 1; W3.15: 1; W3.15: 0.99995; W3.31: 0.996; W3.37: 0.996; W3.43: 0.996 | [9 empty] | 0.932 |  | 1
123 | [29 empty] | 0.033 |  |  |  |  | 1 | 0.9999 | 0.87724 | 1 | 0.99999 | 0.98634 | 1 | 0.99985 | 0.90838 | 0.99998 | 0.99906 | 0.8791 | 0.99997 | 0.99753 | W2.7: 0.76249; W3.1: 1; W3.2: 1; W3.3: 1; W3.4: 1; W3.15: 1; W3.15: 0.99997; W3.31: 0.996; W3.37: 0.996; W3.43: 0.996 | [9 empty] | 0.936 |  | 1
124 | [29 empty] | 0.035 |  |  |  |  | 1 | 0.99992 | 0.88705 | 1 | 0.99999 | 0.98842 | 1 | 0.99988 | 0.917 | 0.99999 | 0.99923 | 0.89225 | 0.99998 | 0.99793 | W2.7: 0.78103; W3.1: 1; W3.2: 1; W3.3: 1; W3.4: 1; W3.15: 1; W3.15: 0.99998; W3.31: 0.996; W3.37: 0.996; W3.43: 0.996 | [9 empty] | 0.941 |  | 1
125 | [29 empty] | 0.037 |  |  |  |  | 1 | 0.99993 | 0.89621 | 1 | 0.99999 | 0.9902 | 1 | 0.9999 | 0.92493 | 0.99999 | 0.99937 | 0.90423 | 0.99998 | 0.99826 | W2.7: 0.79857; W3.1: 1; W3.2: 1; W3.3: 1; W3.4: 1; W3.15: 1; W3.15: 0.99998; W3.31: 0.996; W3.37: 0.996; W3.43: 0.996 | [9 empty] | 0.946 |  | 1
126 | [29 empty] | 0.04 |  |  |  |  | 1 | 0.99995 | 0.90476 | 1 | 0.99999 | 0.99173 | 1 | 0.99992 | 0.93222 | 0.99999 | 0.99949 | 0.91513 | 0.99999 | 0.99854 | W2.7: 0.81511; W3.1: 1; W3.2: 1; W3.3: 1; W3.4: 1; W3.15: 1; W3.15: 0.99999; W3.31: 0.996; W3.37: 0.996; W3.43: 0.996 | [9 empty] | 0.951 |  | 1
127 | [29 empty] | 0.043 |  |  |  |  | 1 | 0.99996 | 0.91271 | 1 | 1 | 0.99303 | 1 | 0.99994 | 0.9389 | 0.99999 | 0.99958 | 0.92499 | 0.99999 | 0.99877 | W2.7: 0.83066; W3.1: 1; W3.2: 1; W3.3: 1; W3.4: 1; W3.15: 1; W3.15: 0.99999 | [9 empty] | 0.955 |  | 1
128 | [29 empty] | 0.046 |  |  |  |  | 1 | 0.99997 | 0.9201 | 1 | 1 | 0.99415 | 1 | 0.99995 | 0.945 | 1 | 0.99966 | 0.93388 | 0.99999 | 0.99897 | W2.7: 0.84523; W3.1: 1; W3.2: 1; W3.3: 1; W3.4: 1; W3.15: 1; W3.15: 0.99999 | [9 empty] | 0.96 |  | 1
129 | [29 empty] | 0.048 |  |  |  |  | 1 | 0.99997 | 0.92696 | 1 | 1 | 0.99509 | 1 | 0.99996 | 0.95058 | 1 | 0.99972 | 0.94188 | 0.99999 | 0.99914 | W2.7: 0.85885; W3.1: 1; W3.2: 1; W3.3: 1; W3.4: 1; W3.15: 1; W3.15: 1 | [9 empty] | 0.963 |  | 1
130 | [29 empty] | 0.05 |  |  |  |  | 1 | 0.99998 | 0.93331 | 1 | 1 | 0.99589 | 1 | 0.99997 | 0.95565 | 1 | 0.99977 | 0.94904 | 1 | 0.99928 | W2.7: 0.87153; W3.1: 1; W3.2: 1; W3.3: 1; W3.4: 1; W3.15: 1; W3.15: 1 | [9 empty] | 0.964 |  | 1
131 | [29 empty] | 0.052 |  |  |  |  | 1 | 0.99998 | 0.93917 | 1 | 1 | 0.99657 | 1 | 0.99998 | 0.96026 | 1 | 0.99982 | 0.95544 | 1 | 0.9994 | W2.7: 0.88331; W3.1: 1; W3.2: 1; W3.3: 1; W3.4: 1; W3.15: 1; W3.15: 1 | [9 empty] | 0.965 |  | 1
132 | [29 empty] | 0.055 |  |  |  |  | 1 | 0.99999 | 0.94459 | 1 | 1 | 0.99714 | 1 | 0.99998 | 0.96444 | 1 | 0.99985 | 0.96113 | 1 | 0.9995 | W2.7: 0.89422; W3.1: 1; W3.2: 1; W3.3: 1; W3.4: 1; W3.15: 1; W3.15: 1 | [9 empty] | 0.965 |  | 1
133 | [29 empty] | 0.058 |  |  |  |  | 1 | 0.99999 | 0.94958 | 1 | 1 | 0.99762 | 1 | 0.99999 | 0.96823 | 1 | 0.99988 | 0.96618 | 1 | 0.99959 | W2.7: 0.90431; W3.1: 1; W3.2: 1; W3.3: 1; W3.4: 1; W3.15: 1; W3.15: 1 | [9 empty] | 0.966 |  | 1
134 | [29 empty] | 0.06 |  |  |  |  | 1 | 0.99999 | 0.95418 | 1 | 1 | 0.99802 | 1 | 0.99999 | 0.97165 | 1 | 0.9999 | 0.97064 | 1 | 0.99966 | W2.7: 0.9136; W3.1: 1; W3.2: 1; W3.3: 1; W3.4: 1; W3.15: 1; W3.15: 1 | [9 empty] | 0.967 |  | 1
135 | [34 empty] | 1 | 0.99999 | 0.9584 | 1 | 1 | 0.99836 | 1 | 0.99999 | 0.97474 | 1 | 0.99992 | 0.97458 | 1 | 0.99971 | W2.7: 0.92213; W3.1: 1; W3.2: 1; W3.3: 1; W3.4: 1; W3.15: 1; W3.15: 1 | [9 empty] | 0.968 |  | 1
136 | [94 empty] | 0.969 |  | 1
137 | [94 empty] | 0.97 |  | 1
138 | [94 empty] | 0.971 |  | 1
139 | [94 empty] | 0.972 |  | 1
140 | [94 empty] | 0.974 |  | 1
141 | [94 empty] | 0.977 |  | 1
142 | [94 empty] | 0.979 |  | 1
143 | [94 empty] | 0.981 |  | 1
144 | [94 empty] | 0.983 |  | 1
145 | [94 empty] | 0.985 |  | 1
146 | [94 empty] | 0.988 |  | 1
147 | [94 empty] | 0.99 |  | 1
148 | [94 empty] | 0.991 |  | 1
149 | [94 empty] | 0.991 |  | 1
150 | [94 empty] | 0.992 |  | 1
151 | [94 empty] | 0.992 |  | 1
152 | [94 empty] | 0.993 |  | 1
153 | [94 empty] | 0.993 |  | 1
154 | [94 empty] | 0.994 |  | 1
155 | [94 empty] | 0.994 |  | 1
156 | [94 empty] | 0.994 |  | 1
157 | [94 empty] | 0.995 |  | 1
158 | [94 empty] | 0.995 |  | 1
159 | [94 empty] | 1 |  | 1
160 | [94 empty] | 1 |  | 1
161 | [94 empty] | 1 |  | 1
162 | [94 empty] | 1 |  | 1
163 | [94 empty] | 1 |  | 1
164 | [94 empty] | 1 |  | 1
165 | [94 empty] | 1 |  | 1
166 | [94 empty] | 1 |  | 1
167 | [94 empty] | 1 |  | 1
168 | [94 empty] | 1 |  | 1
169 | [94 empty] | 1 |  | 1
170 | [94 empty] | 1 |  | 1
171 | [94 empty] | 1 |  | 1
172 | [94 empty] | 1 |  | 1
173 | [94 empty] | 1 |  | 1
174 | [94 empty] | 1 |  | 1
175 | [94 empty] | 1 |  | 1
176 | [94 empty] | 1 |  | 1
177 | [94 empty] | 1 |  | 1
178 | [94 empty] | 1 |  | 1
179 | [94 empty] | 1 |  | 1
180 | [94 empty] | 1 |  | 1

## test
Infrastructure description | Substation | Power tower | Power tower | Power (minor) line | Overhead line
ID number | W1 | W3.15 | W3.45 | W6.1 | W6.2
Apply to elements |  | Buses that are not real substations with voltage level of 110 or 220 kV | Buses that are not real substations with voltage level of 500 kV | Lines with voltage level of 110 kV | Lines with voltage level of 220 or 500 kV
Additional characteristics |  | High voltage power transmission towers (132kV-220kV), heights between 21-50 m | 500 kV | 11-132 kV | Design without adaptation
Wind speed (m/s) | Collapse | Collapse | Collapse | Sufficient damage | Collapse
0 | 0 | 0 | 0 | 0 | 0
1 | 0 | 0 | 0 | 1.25e-16 | 0
2 | 0 | 3.5497e-278 | 0 | 1.3261e-13 | 0
3 | 0 | 4.0693e-221 | 0 | 7.8065e-12 | 0
4 | 0 | 1.2424e-184 | 0 | 1.4067e-10 | 0
5 | 0 | 1.2831e-158 | 0 | 1.3251e-09 | 0
6 | 0 | 7.6051e-139 | 0 | 8.2815e-09 | 0
7 | 0 | 3.6236e-123 | 0 | 3.8993e-08 | 0
8 | 0 | 2.3453e-110 | 0 | 1.4923e-07 | 0
9 | 0 | 1.1947e-99 | 0 | 4.8753e-07 | 0
10 | 0 | 1.5279e-90 | 0 | 1.4058e-06 | 0
11 | 0 | 1.0944e-82 | 0 | 3.6639e-06 | 0
12 | 0 | 7.8096e-76 | 0 | 8.7854e-06 | 0
13 | 0 | 8.5023e-70 | 0 | 1.9641e-05 | 0
14 | 0 | 1.9508e-64 | 0 | 4.1366e-05 | 0
15 | 0 | 1.2116e-59 | 0 | 8.2757e-05 | 0
16 | 0 | 2.4812e-55 | 0 | 0.00015831 | 0
17 | 0 | 1.9623e-51 | 0 | 0.00029117 | 0
18 | 0 | 6.8146e-48 | 0 | 0.00051719 | 0
19 | 0 | 1.1546e-44 | 0 | 0.00089056 | 0
20 | 0 | 1.0419e-41 | 0 | 0.0014913 | 0
21 | 0 | 5.3885e-39 | 0 | 0.0024352 | 0
22 | 0 | 1.6996e-36 | 0 | 0.0038869 | 0
23 | 0 | 3.4469e-34 | 0 | 0.0060763 | 0
24 | 0 | 4.7037e-32 | 0 | 0.0093199 | 0
25 | 0 | 4.4919e-30 | 0.006 | 0.014048 | 0
26 | 0 | 3.106e-28 | 0.021 | 0.020836 | 0
27 | 0 | 1.602e-26 | 0.054 | 0.030447 | 0
28 | 0 | 6.3272e-25 | 0.097 | 0.043883 | 0
29 | 0 | 1.9581e-23 | 0.179 | 0.062441 | 0
30 | 0 | 4.8462e-22 | 0.297 | 0.087792 | 0
31 | 0 | 9.7683e-21 | 0.435 | 0.12206 | 0.033
32 | 0 | 1.6298e-19 | 0.598 | 0.16795 | 0.066
33 | 0 | 2.2838e-18 | 0.702 | 0.22882 | 0.1
34 | 0 | 2.7231e-17 | 0.817 | 0.30889 | 0.133
35 | 0 | 2.7955e-16 | 0.902 | 0.41337 | 0.166
36 | 0 | 2.4975e-15 | 0.949 | 0.54866 | 0.199
37 | 0 | 1.9605e-14 | 0.977 | 0.72261 | 0.233
38 | 0 | 1.3642e-13 | 0.998 | 0.94475 | 0.266
39 | 0 | 8.4826e-13 | 1 |  | 0.299
40 | 0 | 4.7476e-12 | 1 |  | 0.332
41 | 0 | 2.4078e-11 | 1 |  | 0.365
42 | 0 | 1.1134e-10 | 1 |  | 0.398
43 | 0 | 4.7211e-10 | 1 |  | 0.432
44 | 0 | 1.8451e-09 | 1 |  | 0.465
45 | 0 | 6.6788e-09 | 1 |  | 0.498
46 | 0 | 2.249e-08 |  |  | 0.531
47 | 0 | 7.0746e-08 |  |  | 0.564
48 | 0 | 2.0868e-07 |  |  | 0.597
49 | 0 | 5.7927e-07 |  |  | 0.631
50 | 0 | 1.5182e-06 |  |  | 0.664
51 | 0 | 3.7684e-06 |  |  | 0.697
52 | 0 | 8.8846e-06 |  |  | 0.73
53 | 0 | 1.9949e-05 |  |  | 0.763
54 | 0 | 4.2768e-05 |  |  | 0.796
55 | 0 | 8.775e-05 |  |  | 0.829
56 | 0 | 0.00017269 |  |  | 0.863
57 | 0 | 0.00032666 |  |  | 0.896
58 | 0 | 0.00059508 |  |  | 0.929
59 | 0 | 0.001046 |  |  | 0.962
60 | 0 | 0.001777 |  |  | 0.995
61 | 0 | 0.0029228 |  |  | 1
62 | 0 | 0.0046617 |  |  | 1
63 | 0 | 0.0072202 |  |  | 1
64 | 0 | 0.010875 |  |  | 1
65 | 0 | 0.015952 |  |  | 1
66 | 0 | 0.022815 |  |  | 1
67 | 0 | 0.031854 |  |  | 1
68 | 0 | 0.04347 |  |  | 1
69 | 0 | 0.058046 |  |  | 1
70 | 0 | 0.075924 |  |  | 1
71 | 0 | 0.097377 |  |  | 1
72 | 0 | 0.12259 |  |  | 1
73 | 0 | 0.15161 |  |  | 1
74 | 0 | 0.1844 |  |  | 1
75 | 0 | 0.22076 |  |  | 1
76 | 0 | 0.26034 |  |  | 1
77 | 0 | 0.30272 |  |  | 1
78 | 0 | 0.34734 |  |  | 1
79 | 0 | 0.39357 |  |  | 1
80 | 0 | 0.44075 |  |  | 1
81 | 0 | 0.48818 |  |  | 1
82 | 0 | 0.5352 |  |  | 1
83 | 0 | 0.58118 |  |  | 1
84 | 0 | 0.62554 |  |  | 1
85 | 0 | 0.6678 |  |  | 1
86 | 0 | 0.70757 |  |  | 1
87 | 0 | 0.74456 |  |  | 1
88 | 0 | 0.77857 |  |  | 1
89 | 0 | 0.80949 |  |  | 1
90 | 0 | 0.83731 |  |  | 1
91 | 0 | 0.86208 |  |  | 1
92 | 0 | 0.88391 |  |  | 1
93 | 0 | 0.90298 |  |  | 1
94 | 0 | 0.91948 |  |  | 1
95 | 0 | 0.93362 |  |  | 1
96 | 0 | 0.94564 |  |  | 1
97 | 0 | 0.95578 |  |  | 1
98 | 0 | 0.96425 |  |  | 1
99 | 0 | 0.97128 |  |  | 1
100 | 0 | 0.97706 |  |  | 1
101 | 0 | 0.98179 |  |  | 1
102 | 0 | 0.98563 |  |  | 1
103 | 0 | 0.98872 |  |  | 1
104 | 0 | 0.99119 |  |  | 1
105 | 0 | 0.99316 |  |  | 1
106 | 0 | 0.99472 |  |  | 1
107 | 0 | 0.99594 |  |  | 1
108 | 0 | 0.9969 |  |  | 1
109 | 0 | 0.99764 |  |  | 1
110 | 0 | 0.99821 |  |  | 1
111 | 0 | 0.99865 |  |  | 1
112 | 0 | 0.99899 |  |  | 1
113 | 0 | 0.99924 |  |  | 1
114 | 0 | 0.99944 |  |  | 1
115 | 0 | 0.99958 |  |  | 1

## wind_curves_test
Infrastructure description | Power (minor) line | Overhead line
ID number | W6.1 | W6.2
Apply to elements | Lines with voltage level of 110 kV | Lines with voltage level of 220 or 500 kV
Additional characteristics | 11-132 kV | Design without adaptation
Wind speed (m/s) | Sufficient damage | Collapse
0 | 0 | 0
1 | 1.25e-16 | 0
2 | 1.3261e-13 | 0
3 | 7.8065e-12 | 0
4 | 1.4067e-10 | 0
5 | 1.3251e-09 | 0
6 | 8.2815e-09 | 0
7 | 3.8993e-08 | 0
8 | 1.4923e-07 | 0
9 | 4.8753e-07 | 0
10 | 1.4058e-06 | 0
11 | 3.6639e-06 | 0
12 | 8.7854e-06 | 0
13 | 1.9641e-05 | 0
14 | 4.1366e-05 | 0
15 | 8.2757e-05 | 0
16 | 0.00015831 | 0
17 | 0.00029117 | 0
18 | 0.00051719 | 0
19 | 0.00089056 | 0
20 | 0.0014913 | 0
21 | 0.0024352 | 0
22 | 0.0038869 | 0
23 | 0.0060763 | 0
24 | 0.0093199 | 0
25 | 0.014048 | 0
26 | 0.020836 | 0
27 | 0.030447 | 0
28 | 0.043883 | 0
29 | 0.062441 | 0
30 | 0.087792 | 0
31 | 0.12206 | 0.033
32 | 0.16795 | 0.066
33 | 0.22882 | 0.1
34 | 0.30889 | 0.133
35 | 0.41337 | 0.166
36 | 0.54866 | 0.199
37 | 0.72261 | 0.233
38 | 0.94475 | 0.266
39 |  | 0.299
40 |  | 0.332
41 |  | 0.365
42 |  | 0.398
43 |  | 0.432
44 |  | 0.465
45 |  | 0.498
46 |  | 0.531
47 |  | 0.564
48 |  | 0.597
49 |  | 0.631
50 |  | 0.664
51 |  | 0.697
52 |  | 0.73
53 |  | 0.763
54 |  | 0.796
55 |  | 0.829
56 |  | 0.863
57 |  | 0.896
58 |  | 0.929
59 |  | 0.962
60 |  | 0.995
61 |  | 1
62 |  | 1
63 |  | 1
64 |  | 1
65 |  | 1
66 |  | 1
67 |  | 1
68 |  | 1
69 |  | 1
70 |  | 1
71 |  | 1
72 |  | 1
73 |  | 1
74 |  | 1
75 |  | 1
76 |  | 1
77 |  | 1
78 |  | 1
79 |  | 1
80 |  | 1
81 |  | 1
82 |  | 1
83 |  | 1
84 |  | 1
85 |  | 1
86 |  | 1
87 |  | 1
88 |  | 1
89 |  | 1
90 |  | 1
91 |  | 1
92 |  | 1
93 |  | 1
94 |  | 1
95 |  | 1
96 |  | 1
97 |  | 1
98 |  | 1
99 |  | 1
100 |  | 1
101 |  | 1
102 |  | 1
103 |  | 1
104 |  | 1
105 |  | 1
106 |  | 1
107 |  | 1
108 |  | 1
109 |  | 1
110 |  | 1
111 |  | 1
112 |  | 1
113 |  | 1
114 |  | 1
115 |  | 1
116 |  | 1
117 |  | 1
118 |  | 1
119 |  | 1
120 |  | 1
121 |  | 1
122 |  | 1
123 |  | 1
124 |  | 1
125 |  | 1
126 |  | 1
127 |  | 1
128 |  | 1
129 |  | 1
130 |  | 1
131 |  | 1
132 |  | 1
133 |  | 1
134 |  | 1
135 |  | 1
136 |  | 1
137 |  | 1
138 |  | 1
139 |  | 1
140 |  | 1
141 |  | 1
142 |  | 1
143 |  | 1
144 |  | 1
145 |  | 1
146 |  | 1
147 |  | 1
148 |  | 1
149 |  | 1
150 |  | 1
151 |  | 1
152 |  | 1
153 |  | 1
154 |  | 1
155 |  | 1
156 |  | 1
157 |  | 1
158 |  | 1
159 |  | 1
160 |  | 1
161 |  | 1
162 |  | 1
163 |  | 1
164 |  | 1
165 |  | 1
166 |  | 1
167 |  | 1
168 |  | 1
169 |  | 1
170 |  | 1
171 |  | 1
172 |  | 1
173 |  | 1
174 |  | 1
175 |  | 1
176 |  | 1
177 |  | 1
178 |  | 1
179 |  | 1
180 |  | 1